## Model Out
Run Label | Total Elec [kWh] | Total Nat Gas [therm] | Total Propane [gal] | Total Heat Elec [kWh] | Prim Furnace Heat Elec [kWh] | ASHP Compressor Heat Elec [kWh] | ASHP Backup Heat Elec [kWh] | ASHP Defrost Elec [kWh] | ASHP Crankcase Heater Elec [kWh] | Baseboard Heat Elec [kWh] | Cool Elec [kWh] | Fan Elec [kWh] | Pump Elec [kWh] | DHW Elec [kWh] | IntLights Elec [kWh] | ExtLights Elec [kWh] | Total IntEquip Elec [kWh] | IntEquip Range Elec [kWh] | IntEquip Dryer Elec [kWh] | IntEquip Clotheswasher Elec [kWh] | IntEquip Dishwasher Elec [kWh] | IntEquip Refrigerator Elec [kWh] | IntEquip Misc Elec [kWh] | HeatRecov Elec [kWh] | Heat Nat Gas [therm] | DHW Nat Gas [therm] | Total IntEquip Nat Gas [therm] | IntEquip Range Nat Gas [therm] | IntEquip Dryer Nat Gas [therm] | IntEquip Misc Nat Gas [therm] | Heat Propane [gal] | UnmetHours Heating | UnmetHours Cooling | Infiltration Living [ACH] | Infiltration Attic [ACH] | Infiltration Crawlspace [ACH] | Infiltration UnheatedBasement [ACH]
a1 | 8138.043 | 159.2722 |  | 0 | [6 empty] | 2404.7199 | 336.5748 |  |  | 4373.1167 | 0 | 1023.6317 |  |  | 94.3225 | 184.6933 | 668.673 | 0 |  | 61.5262 |  | 97.746 |  | 52.803 | 0 |  | 77.8333 | 654.5 | 0.1045 | 2.702 | 3.1177
a2 | 8632.3798 | 119.6082 |  | 0 | [6 empty] | 2869.0911 | 366.5404 |  |  | 4373.1167 | 0 | 1023.6317 |  |  | 94.3225 | 184.6933 | 668.673 | 0 |  | 21.8621 |  | 97.746 |  | 52.803 | 0 |  | 43.5 | 685.8333 | 0.11056 | 3.1553 | 3.8294
a3 | 7668.2661 | 240.3001 |  | 0 | [6 empty] | 1942.4973 | 329.0205 |  |  | 4373.1167 | 0 | 1023.6317 |  |  | 94.3225 | 184.6933 | 668.673 | 0 |  | 142.5541 |  | 97.746 |  | 52.803 | 0 |  | 108.6667 | 306.6667 | 0.13329 | 2.8879 | 3.532
a4 | 8193.085 | 192.2134 |  | 0 | [6 empty] | 2422.4781 | 373.8586 |  |  | 4373.1167 | 0 | 1023.6317 |  |  | 94.3225 | 184.6933 | 668.673 | 0 |  | 94.4674 |  | 97.746 |  | 52.803 | 0 |  | 258.6667 | 763.5 | 0.10177 | 2.5799 | 2.9325
a5 | 6513.7603 | 344.9675 |  | 0 | [6 empty] | 865.0956 | 251.9163 |  |  | 4373.1167 | 0 | 1023.6317 |  |  | 94.3225 | 184.6933 | 668.673 | 0 |  | 247.2214 |  | 97.746 |  | 52.803 | 0 |  | 130 | 9.6667 | 0.17595 | 3.6751 | 4.5432
a6 | 8358.2647 | 165.3696 |  | 0 | [6 empty] | 2588.5895 | 372.9268 |  |  | 4373.1167 | 0 | 1023.6317 |  |  | 94.3225 | 184.6933 | 668.673 | 0 |  | 67.6236 |  | 97.746 |  | 52.803 | 0 |  | 139.5 | 178.6667 | 0.17793 | 4.8004 | 6.1429
a7 | 10962.9371 | 99.2147 |  | 0 | [6 empty] | 5025.7763 | 540.4124 |  |  | 4373.1167 | 0 | 1023.6317 |  |  | 94.3225 | 184.6933 | 668.673 | 0 |  | 1.4687 |  | 97.746 |  | 52.803 | 0 |  | 16.3333 | 755.5 | 0.086548 | 3.4015 | 3.503
a8 | 7464.6328 | 198.6933 |  | 0 | [6 empty] | 1746.1424 | 321.742 |  |  | 4373.1167 | 0 | 1023.6317 |  |  | 94.3225 | 184.6933 | 668.673 | 0 |  | 100.9473 |  | 97.746 |  | 52.803 | 0 |  | 220.6667 | 14.8333 | 0.14122 | 3.0833 | 3.8207
a9 | 8658.9932 | 114.8379 |  | 0 | [6 empty] | 2899.9131 | 362.3317 |  |  | 4373.1167 | 0 | 1023.6317 |  |  | 94.3225 | 184.6933 | 668.673 | 0 |  | 17.0919 |  | 97.746 |  | 52.803 | 0 |  | 48.8333 | 398.3333 | 0.099506 | 2.5456 | 2.9856
a10 | 7780.5818 | 218.8952 |  | 0 | [6 empty] | 2042.7618 | 341.0716 |  |  | 4373.1167 | 0 | 1023.6317 |  |  | 94.3225 | 184.6933 | 668.673 | 0 |  | 121.1492 |  | 97.746 |  | 52.803 | 0 |  | 183.6667 | 134.8333 | 0.15967 | 3.5493 | 4.4112
a11 | 5838.2332 | 191.0874 |  | 0 | [6 empty] | 334.6589 | 106.8259 |  |  | 4373.1167 | 0 | 1023.6317 |  |  | 94.3225 | 184.6933 | 668.673 | 0 |  | 93.3414 |  | 97.746 |  | 52.803 | 0 |  | 372.8333 | 94.3333 | 0.1781 | 3.6228 | 4.6157
a12 | 10497.4094 | 102.2089 |  | 0 | [6 empty] | 4605.5632 | 495.0978 |  |  | 4373.1167 | 0 | 1023.6317 |  |  | 94.3225 | 184.6933 | 668.673 | 0 |  | 4.4629 |  | 97.746 |  | 52.803 | 0 |  | 50.6667 | 1044.8333 | 0.093858 | 3.5999 | 3.6724
a13 | 7413.0324 | 98.8528 |  | 0 | [6 empty] | 1774.3094 | 241.9747 |  |  | 4373.1167 | 0 | 1023.6317 |  |  | 94.3225 | 184.6933 | 668.673 | 0 |  | 1.1068 |  | 97.746 |  | 52.803 | 0 |  | 6.5 | 532.3333 | 0.11617 | 3.9892 | 3.8461
a14 | 8283.2142 | 104.4743 |  | 0 | [6 empty] | 2559.1246 | 327.3413 |  |  | 4373.1167 | 0 | 1023.6317 |  |  | 94.3225 | 184.6933 | 668.673 | 0 |  | 6.7282 |  | 97.746 |  | 52.803 | 0 |  | 48.1667 | 331 | 0.082813 | 2.512 | 2.3294
a15 | 7648.7712 | 144.3525 |  | 0 | [6 empty] | 1966.5367 | 285.4862 |  |  | 4373.1167 | 0 | 1023.6317 |  |  | 94.3225 | 184.6933 | 668.673 | 0 |  | 46.6065 |  | 97.746 |  | 52.803 | 0 |  | 44 | 189.1667 | 0.15146 | 3.3597 | 4.3625
a16 | 7131.5995 | 119.0478 |  | 0 | [6 empty] | 1495.0219 | 239.8292 |  |  | 4373.1167 | 0 | 1023.6317 |  |  | 94.3225 | 184.6933 | 668.673 | 0 |  | 21.3018 |  | 97.746 |  | 52.803 | 0 |  | 225.1667 | 146.8333 | 0.13413 | 3.2089 | 3.8042
a17 | 7759.4805 | 98.8213 |  | 0 | [6 empty] | 2081.8324 | 280.8997 |  |  | 4373.1167 | 0 | 1023.6317 |  |  | 94.3225 | 184.6933 | 668.673 | 0 |  | 1.0753 |  | 97.746 |  | 52.803 | 0 |  | 56.1667 | 263.3333 | 0.096147 | 2.2691 | 2.697
a18 | 6438.8594 | 437.8846 |  | 0 | [6 empty] | 767.5855 | 274.5255 |  |  | 4373.1167 | 0 | 1023.6317 |  |  | 94.3225 | 184.6933 | 668.673 | 0 |  | 340.1386 |  | 97.746 |  | 52.803 | 0 |  | 185.6667 | 3.1667 | 0.18897 | 3.6577 | 4.3703
a19 | 6330.4094 | 458.9437 |  | 0 | [6 empty] | 641.8493 | 291.8118 |  |  | 4373.1167 | 0 | 1023.6317 |  |  | 94.3225 | 184.6933 | 668.673 | 0 |  | 361.1977 |  | 97.746 |  | 52.803 | 0 |  | 156.5 | 4.8333 | 0.16696 | 2.4411 | 3.1825
a20 | 7104.9274 | 360.7113 |  | 0 | [6 empty] | 1357.5488 | 350.6303 |  |  | 4373.1167 | 0 | 1023.6317 |  |  | 94.3225 | 184.6933 | 668.673 | 0 |  | 262.9653 |  | 97.746 |  | 52.803 | 0 |  | 223.8333 | 3 | 0.19753 | 4.9422 | 6.0108
a21 | 7083.0338 | 291.2301 |  | 0 | [6 empty] | 1396.2995 | 289.986 |  |  | 4373.1167 | 0 | 1023.6317 |  |  | 94.3225 | 184.6933 | 668.673 | 0 |  | 193.484 |  | 97.746 |  | 52.803 | 0 |  | 120.1667 | 6.3333 | 0.18414 | 5.3972 | 5.832
a22 | 6945.0585 | 360.5765 |  | 0 | [6 empty] | 1254.2245 | 294.0857 |  |  | 4373.1167 | 0 | 1023.6317 |  |  | 94.3225 | 184.6933 | 668.673 | 0 |  | 262.8305 |  | 97.746 |  | 52.803 | 0 |  | 315.3333 | 348.5 | 0.16892 | 4.3873 | 5.221
a23 | 7269.8971 | 326.0595 |  | 0 | [6 empty] | 1550.2976 | 322.8512 |  |  | 4373.1167 | 0 | 1023.6317 |  |  | 94.3225 | 184.6933 | 668.673 | 0 |  | 228.3135 |  | 97.746 |  | 52.803 | 0 |  | 262.6667 | 225.1667 | 0.16097 | 4.2636 | 5.1135
a24 | 9851.3641 | 98.8136 |  | 0 | [6 empty] | 3979.7649 | 474.8508 |  |  | 4373.1167 | 0 | 1023.6317 |  |  | 94.3225 | 184.6933 | 668.673 | 0 |  | 1.0675 |  | 97.746 |  | 52.803 | 0 |  | 8.6667 | 1255.8333 | 0.085835 | 3.3889 | 3.8073
a25 | 8758.0181 | 112.5666 |  | 0 | [6 empty] | 2977.0198 | 384.25 |  |  | 4373.1167 | 0 | 1023.6317 |  |  | 94.3225 | 184.6933 | 668.673 | 0 |  | 14.8205 |  | 97.746 |  | 52.803 | 0 |  | 132.3333 | 737.1667 | 0.10297 | 3.2389 | 3.643
a26 | 10404.402 | 97.746 |  | 0 | [6 empty] | 4476.9612 | 530.6924 |  |  | 4373.1167 | 0 | 1023.6317 |  |  | 94.3225 | 184.6933 | 668.673 | 0 |  | 0 |  | 97.746 |  | 52.803 | 0 |  | 4.5 | 1230.6667 | 0.091748 | 4.0228 | 4.3707
a27 | 8041.0886 | 167.7648 |  | 0 | [6 empty] | 2303.2568 | 341.0834 |  |  | 4373.1167 | 0 | 1023.6317 |  |  | 94.3225 | 184.6933 | 668.673 | 0 |  | 70.0188 |  | 97.746 |  | 52.803 | 0 |  | 118.1667 | 364 | 0.12763 | 3.8329 | 4.4134
a28 | 7905.8257 | 176.2932 |  | 0 | [6 empty] | 2181.7748 | 327.3025 |  |  | 4373.1167 | 0 | 1023.6317 |  |  | 94.3225 | 184.6933 | 668.673 | 0 |  | 78.5472 |  | 97.746 |  | 52.803 | 0 |  | 115.1667 | 366 | 0.090099 | 1.8792 | 2.1216
a29 | 8560.6063 | 125.1959 |  | 0 | [6 empty] | 2814.7079 | 349.1501 |  |  | 4373.1167 | 0 | 1023.6317 |  |  | 94.3225 | 184.6933 | 668.673 | 0 |  | 27.4499 |  | 97.746 |  | 52.803 | 0 |  | 38.1667 | 402.3333 | 0.10873 | 3.2895 | 3.6889
a30 | 7289.6466 | 468.105 |  | 0 | [6 empty] | 1550.9157 | 341.9826 |  |  | 4373.1167 | 0 | 1023.6317 |  |  | 94.3225 | 184.6933 | 668.673 | 0 |  | 370.359 |  | 97.746 |  | 52.803 | 0 |  | 169 | 155.3333 | 0.18907 | 4.7014 | 5.7842
a31 | 7119.1012 | 553.5449 |  | 0 | [6 empty] | 1376.9884 | 345.3645 |  |  | 4373.1167 | 0 | 1023.6317 |  |  | 94.3225 | 184.6933 | 668.673 | 0 |  | 455.7989 |  | 97.746 |  | 52.803 | 0 |  | 260.3333 | 61.3333 | 0.20597 | 4.931 | 6.2681
a32 | 7230.2508 | 334.196 |  | 0 | [6 empty] | 1476.1405 | 357.3619 |  |  | 4373.1167 | 0 | 1023.6317 |  |  | 94.3225 | 184.6933 | 668.673 | 0 |  | 236.45 |  | 97.746 |  | 52.803 | 0 |  | 162.8333 | 54 | 0.15185 | 3.4535 | 4.2893
a33 | 6735.3031 | 539.9982 |  | 0 | [6 empty] | 945.6636 | 392.8911 |  |  | 4373.1167 | 0 | 1023.6317 |  |  | 94.3225 | 184.6933 | 668.673 | 0 |  | 442.2522 |  | 97.746 |  | 52.803 | 0 |  | 497.1667 | 7.6667 | 0.20795 | 4.163 | 5.575
a34 | 7583.0109 | 307.8974 |  | 0 | [6 empty] | 1849.922 | 336.3406 |  |  | 4373.1167 | 0 | 1023.6317 |  |  | 94.3225 | 184.6933 | 668.673 | 0 |  | 210.1514 |  | 97.746 |  | 52.803 | 0 |  | 104.8333 | 382 | 0.13844 | 3.2539 | 3.9036
a35 | 7048.701 | 476.6231 |  | 0 | [6 empty] | 1333.181 | 318.7716 |  |  | 4373.1167 | 0 | 1023.6317 |  |  | 94.3225 | 184.6933 | 668.673 | 0 |  | 378.8771 |  | 97.746 |  | 52.803 | 0 |  | 339.1667 | 64.8333 | 0.1898 | 5.1849 | 5.9888
a36 | 7598.6965 | 279.6832 |  | 0 | [6 empty] | 1862.7377 | 339.2104 |  |  | 4373.1167 | 0 | 1023.6317 |  |  | 94.3225 | 184.6933 | 668.673 | 0 |  | 181.9372 |  | 97.746 |  | 52.803 | 0 |  | 183.3333 | 347.8333 | 0.13315 | 3.1678 | 3.8556
a37 | 7345.8829 | 400.0741 |  | 0 | [6 empty] | 1593.9303 | 355.2043 |  |  | 4373.1167 | 0 | 1023.6317 |  |  | 94.3225 | 184.6933 | 668.673 | 0 |  | 302.3281 |  | 97.746 |  | 52.803 | 0 |  | 298 | 261 | 0.17588 | 4.8653 | 5.6515
a38 | 7639.4871 | 389.606 |  | 0 | [6 empty] | 1857.9767 | 384.762 |  |  | 4373.1167 | 0 | 1023.6317 |  |  | 94.3225 | 184.6933 | 668.673 | 0 |  | 291.86 |  | 97.746 |  | 52.803 | 0 |  | 223.5 | 325.6667 | 0.23321 | 5.9457 | 7.4883
a39 | 7959.0544 | 301.1537 |  | 0 | [6 empty] | 2175.3947 | 386.9113 |  |  | 4373.1167 | 0 | 1023.6317 |  |  | 94.3225 | 184.6933 | 668.673 | 0 |  | 203.4076 |  | 97.746 |  | 52.803 | 0 |  | 161 | 194.5 | 0.22589 | 5.7567 | 7.2771
a40 | 7597.9768 | 267.1811 |  | 0 | [6 empty] | 1881.691 | 319.5374 |  |  | 4373.1167 | 0 | 1023.6317 |  |  | 94.3225 | 184.6933 | 668.673 | 0 |  | 169.4351 |  | 97.746 |  | 52.803 | 0 |  | 59.6667 | 259.5 | 0.11376 | 2.6632 | 3.0543
a41 | 9189.846 | 124.2176 |  | 0 | [6 empty] | 3369.3037 | 423.794 |  |  | 4373.1167 | 0 | 1023.6317 |  |  | 94.3225 | 184.6933 | 668.673 | 0 |  | 26.4715 |  | 97.746 |  | 52.803 | 0 |  | 66.6667 | 1095.3333 | 0.12361 | 3.8024 | 4.616
a42 | 8614.3817 | 151.564 |  | 0 | [6 empty] | 2849.8261 | 367.8073 |  |  | 4373.1167 | 0 | 1023.6317 |  |  | 94.3225 | 184.6933 | 668.673 | 0 |  | 53.8179 |  | 97.746 |  | 52.803 | 0 |  | 36 | 860 | 0.11479 | 3.018 | 3.6665
a43 | 6799.711 | 409.0341 |  | 0 | [6 empty] | 1129.9088 | 273.0538 |  |  | 4373.1167 | 0 | 1023.6317 |  |  | 94.3225 | 184.6933 | 668.673 | 0 |  | 311.288 |  | 97.746 |  | 52.803 | 0 |  | 173.8333 | 233.8333 | 0.2048 | 6.0104 | 6.8583
a44 | 7435.6205 | 281.9616 |  | 0 | [6 empty] | 1699.9738 | 338.8984 |  |  | 4373.1167 | 0 | 1023.6317 |  |  | 94.3225 | 184.6933 | 668.673 | 0 |  | 184.2156 |  | 97.746 |  | 52.803 | 0 |  | 365.1667 | 354.3333 | 0.12992 | 3.3582 | 3.7442
a45 | 6503.3403 | 485.6267 |  | 0 | [6 empty] | 852.4383 | 254.1537 |  |  | 4373.1167 | 0 | 1023.6317 |  |  | 94.3225 | 184.6933 | 668.673 | 0 |  | 387.8807 |  | 97.746 |  | 52.803 | 0 |  | 200.5 | 144.8333 | 0.17165 | 3.7306 | 4.359
a46 | 6215.3528 | 706.4983 |  | 0 | [6 empty] | 598.0941 | 220.5103 |  |  | 4373.1167 | 0 | 1023.6317 |  |  | 94.3225 | 184.6933 | 668.673 | 0 |  | 608.7523 |  | 97.746 |  | 52.803 | 0 |  | 161.3333 | 144 | 0.1904 | 3.5432 | 4.1719
a47 | 6903.7044 | 444.7904 |  | 0 | [6 empty] | 1181.785 | 325.1711 |  |  | 4373.1167 | 0 | 1023.6317 |  |  | 94.3225 | 184.6933 | 668.673 | 0 |  | 347.0444 |  | 97.746 |  | 52.803 | 0 |  | 270.5 | 72.5 | 0.16394 | 4.129 | 4.7925
a48 | 6594.2684 | 576.5987 |  | 0 | [6 empty] | 868.4965 | 329.0235 |  |  | 4373.1167 | 0 | 1023.6317 |  |  | 94.3225 | 184.6933 | 668.673 | 0 |  | 478.8526 |  | 97.746 |  | 52.803 | 0 |  | 460.6667 | 54.6667 | 0.17672 | 4.1001 | 4.7417
a49 | 6669.9176 | 535.529 |  | 0 | [6 empty] | 965.0991 | 308.0702 |  |  | 4373.1167 | 0 | 1023.6317 |  |  | 94.3225 | 184.6933 | 668.673 | 0 |  | 437.783 |  | 97.746 |  | 52.803 | 0 |  | 504.6667 | 282.8333 | 0.15889 | 3.2062 | 3.7765
a50 | 6388.5811 | 722.194 |  | 0 | [6 empty] | 680.1331 | 311.6997 |  |  | 4373.1167 | 0 | 1023.6317 |  |  | 94.3225 | 184.6933 | 668.673 | 0 |  | 624.4479 |  | 97.746 |  | 52.803 | 0 |  | 305.6667 | 59.5 | 0.2105 | 5.3488 | 6.0092
a51 | 7037.5793 | 599.6434 |  | 0 | [6 empty] | 1252.7709 | 388.0601 |  |  | 4373.1167 | 0 | 1023.6317 |  |  | 94.3225 | 184.6933 | 668.673 | 0 |  | 501.8974 |  | 97.746 |  | 52.803 | 0 |  | 548.3333 | 89.8333 | 0.18992 | 4.7932 | 5.6231
a52 | 7670.0818 | 309.2016 |  | 0 | [6 empty] | 1923.6949 | 349.6386 |  |  | 4373.1167 | 0 | 1023.6317 |  |  | 94.3225 | 184.6933 | 668.673 | 0 |  | 211.4555 |  | 97.746 |  | 52.803 | 0 |  | 160 | 306 | 0.1541 | 3.8534 | 4.6632
a53 | 7395.9344 | 403.8772 |  | 0 | [6 empty] | 1658.4626 | 340.7235 |  |  | 4373.1167 | 0 | 1023.6317 |  |  | 94.3225 | 184.6933 | 668.673 | 0 |  | 306.1312 |  | 97.746 |  | 52.803 | 0 |  | 172.5 | 271.5 | 0.17836 | 4.1671 | 5.2077
a54 | 8824.4586 | 121.0187 |  | 0 | [6 empty] | 3049.5804 | 378.1298 |  |  | 4373.1167 | 0 | 1023.6317 |  |  | 94.3225 | 184.6933 | 668.673 | 0 |  | 23.2727 |  | 97.746 |  | 52.803 | 0 |  | 22.1667 | 977 | 0.11087 | 3.2021 | 3.8865
a55 | 8452.2473 | 147.5896 |  | 0 | [6 empty] | 2685.5363 | 369.9626 |  |  | 4373.1167 | 0 | 1023.6317 |  |  | 94.3225 | 184.6933 | 668.673 | 0 |  | 49.8435 |  | 97.746 |  | 52.803 | 0 |  | 116 | 563.6667 | 0.10451 | 2.6703 | 3.2137
a56 | 6750.4251 | 515.0379 |  | 0 | [6 empty] | 1008.7606 | 344.9162 |  |  | 4373.1167 | 0 | 1023.6317 |  |  | 94.3225 | 184.6933 | 668.673 | 0 |  | 417.2919 |  | 97.746 |  | 52.803 | 0 |  | 297.6667 | 19.6667 | 0.21149 | 5.6512 | 6.7515
a57 | 7801.1045 | 176.1764 |  | 0 | [6 empty] | 2087.0975 | 317.2586 |  |  | 4373.1167 | 0 | 1023.6317 |  |  | 94.3225 | 184.6933 | 668.673 | 0 |  | 78.4304 |  | 97.746 |  | 52.803 | 0 |  | 103 | 386.8333 | 0.12049 | 2.8462 | 3.4768
a58 | 7997.2105 | 167.2159 |  | 0 | [6 empty] | 2265.3984 | 335.0637 |  |  | 4373.1167 | 0 | 1023.6317 |  |  | 94.3225 | 184.6933 | 668.673 | 0 |  | 69.4698 |  | 97.746 |  | 52.803 | 0 |  | 117 | 614 | 0.1165 | 2.8415 | 3.4392
a59 | 6704.8966 | 668.7254 |  | 0 | [6 empty] | 995.7319 | 312.4164 |  |  | 4373.1167 | 0 | 1023.6317 |  |  | 94.3225 | 184.6933 | 668.673 | 0 |  | 570.9794 |  | 97.746 |  | 52.803 | 0 |  | 157.3333 | 147.6667 | 0.20533 | 4.7565 | 5.6492
a60 | 6776.9608 | 812.6607 |  | 0 | [6 empty] | 1020.2413 | 359.9712 |  |  | 4373.1167 | 0 | 1023.6317 |  |  | 94.3225 | 184.6933 | 668.673 | 0 |  | 714.9146 |  | 97.746 |  | 52.803 | 0 |  | 462.6667 | 147 | 0.24479 | 5.5256 | 6.9869
a61 | 7352.0187 | 421.3633 |  | 0 | [6 empty] | 1610.5376 | 344.7328 |  |  | 4373.1167 | 0 | 1023.6317 |  |  | 94.3225 | 184.6933 | 668.673 | 0 |  | 323.6173 |  | 97.746 |  | 52.803 | 0 |  | 200.5 | 255.3333 | 0.14888 | 3.0483 | 3.8622
a62 | 6733.3872 | 464.8846 |  | 0 | [6 empty] | 1030.8287 | 305.8101 |  |  | 4373.1167 | 0 | 1023.6317 |  |  | 94.3225 | 184.6933 | 668.673 | 0 |  | 367.1386 |  | 97.746 |  | 52.803 | 0 |  | 398.8333 | 166.5 | 0.14427 | 2.6688 | 3.1227
a63 | 6819.1877 | 408.4078 |  | 0 | [6 empty] | 1106.1396 | 316.2997 |  |  | 4373.1167 | 0 | 1023.6317 |  |  | 94.3225 | 184.6933 | 668.673 | 0 |  | 310.6618 |  | 97.746 |  | 52.803 | 0 |  | 459.8333 | 119.3333 | 0.14519 | 2.8924 | 3.5207
a64 | 7312.5166 | 341.9376 |  | 0 | [6 empty] | 1590.4878 | 325.2804 |  |  | 4373.1167 | 0 | 1023.6317 |  |  | 94.3225 | 184.6933 | 668.673 | 0 |  | 244.1916 |  | 97.746 |  | 52.803 | 0 |  | 221 | 313.3333 | 0.17746 | 4.9197 | 5.8497
a65 | 7169.5032 | 311.8423 |  | 0 | [6 empty] | 1464.2928 | 308.462 |  |  | 4373.1167 | 0 | 1023.6317 |  |  | 94.3225 | 184.6933 | 668.673 | 0 |  | 214.0963 |  | 97.746 |  | 52.803 | 0 |  | 306 | 429.6667 | 0.13796 | 3.2329 | 3.842
a66 | 7689.8973 | 201.5014 |  | 0 | [6 empty] | 1958.8763 | 334.2726 |  |  | 4373.1167 | 0 | 1023.6317 |  |  | 94.3225 | 184.6933 | 668.673 | 0 |  | 103.7553 |  | 97.746 |  | 52.803 | 0 |  | 102.8333 | 7.3333 | 0.15863 | 4.0945 | 4.6294
a67 | 8142.9927 | 143.8436 |  | 0 | [6 empty] | 2402.6466 | 343.5977 |  |  | 4373.1167 | 0 | 1023.6317 |  |  | 94.3225 | 184.6933 | 668.673 | 0 |  | 46.0975 |  | 97.746 |  | 52.803 | 0 |  | 100.8333 | 30.3333 | 0.13428 | 4.1161 | 4.3308
a68 | 7082.2994 | 289.3433 |  | 0 | [6 empty] | 1371.0901 | 314.461 |  |  | 4373.1167 | 0 | 1023.6317 |  |  | 94.3225 | 184.6933 | 668.673 | 0 |  | 191.5973 |  | 97.746 |  | 52.803 | 0 |  | 177.5 | 3.5 | 0.17579 | 4.2374 | 5.0332
a69 | 9907.9219 | 120.2165 |  | 0 | [6 empty] | 4044.1309 | 467.0427 |  |  | 4373.1167 | 0 | 1023.6317 |  |  | 94.3225 | 184.6933 | 668.673 | 0 |  | 22.4705 |  | 97.746 |  | 52.803 | 0 |  | 48.8333 | 370.3333 | 0.14628 | 3.882 | 5.0039
a70 | 7251.4178 | 228.9142 |  | 0 | [6 empty] | 1547.2204 | 307.449 |  |  | 4373.1167 | 0 | 1023.6317 |  |  | 94.3225 | 184.6933 | 668.673 | 0 |  | 131.1682 |  | 97.746 |  | 52.803 | 0 |  | 101.8333 | 15.3333 | 0.1463 | 3.218 | 3.5649
a71 | 6884.1878 | 524.3 |  | 0 | [6 empty] | 1089.947 | 397.4924 |  |  | 4373.1167 | 0 | 1023.6317 |  |  | 94.3225 | 184.6933 | 668.673 | 0 |  | 426.554 |  | 97.746 |  | 52.803 | 0 |  | 829.8333 | 103.5 | 0.19288 | 5.2703 | 6.0446
a72 | 7157.0095 | 371.2701 |  | 0 | [6 empty] | 1459.4752 | 300.786 |  |  | 4373.1167 | 0 | 1023.6317 |  |  | 94.3225 | 184.6933 | 668.673 | 0 |  | 273.5241 |  | 97.746 |  | 52.803 | 0 |  | 154.6667 | 379.5 | 0.21476 | 6.1153 | 7.2449
a73 | 6869.5643 | 489.4629 |  | 0 | [6 empty] | 1150.3823 | 322.4337 |  |  | 4373.1167 | 0 | 1023.6317 |  |  | 94.3225 | 184.6933 | 668.673 | 0 |  | 391.7169 |  | 97.746 |  | 52.803 | 0 |  | 220 | 125.1667 | 0.17031 | 4.3971 | 4.8224
a74 | 7317.1316 | 326.4903 |  | 0 | [6 empty] | 1595.5048 | 324.8784 |  |  | 4373.1167 | 0 | 1023.6317 |  |  | 94.3225 | 184.6933 | 668.673 | 0 |  | 228.7443 |  | 97.746 |  | 52.803 | 0 |  | 202.3333 | 278.5 | 0.13317 | 3.016 | 3.5036
a75 | 7302.7801 | 387.2924 |  | 0 | [6 empty] | 1566.9825 | 339.0493 |  |  | 4373.1167 | 0 | 1023.6317 |  |  | 94.3225 | 184.6933 | 668.673 | 0 |  | 289.5464 |  | 97.746 |  | 52.803 | 0 |  | 226.1667 | 395.6667 | 0.15779 | 4.0917 | 4.6966
a76 | 8149.1917 | 257.5841 |  | 0 | [6 empty] | 2402.2669 | 350.1765 |  |  | 4373.1167 | 0 | 1023.6317 |  |  | 94.3225 | 184.6933 | 668.673 | 0 |  | 159.838 |  | 97.746 |  | 52.803 | 0 |  | 67.6667 | 504 | 0.22604 | 5.7386 | 7.2754
a77 | 6718.037 | 256.5932 |  | 0 | [6 empty] | 1051.0389 | 270.2498 |  |  | 4373.1167 | 0 | 1023.6317 |  |  | 94.3225 | 184.6933 | 668.673 | 0 |  | 158.8472 |  | 97.746 |  | 52.803 | 0 |  | 144 | 76 | 0.14958 | 3.7251 | 4.2755
a78 | 6656.9692 | 352.0581 |  | 0 | [6 empty] | 954.8435 | 305.3774 |  |  | 4373.1167 | 0 | 1023.6317 |  |  | 94.3225 | 184.6933 | 668.673 | 0 |  | 254.3121 |  | 97.746 |  | 52.803 | 0 |  | 217.3333 | 25.3333 | 0.15827 | 2.9632 | 3.6962
a79 | 6491.2772 | 547.0787 |  | 0 | [6 empty] | 790.9944 | 303.5345 |  |  | 4373.1167 | 0 | 1023.6317 |  |  | 94.3225 | 184.6933 | 668.673 | 0 |  | 449.3327 |  | 97.746 |  | 52.803 | 0 |  | 539.3333 | 102 | 0.16374 | 3.5426 | 4.1318
a80 | 7440.2377 | 303.5741 |  | 0 | [6 empty] | 1711.9821 | 331.5073 |  |  | 4373.1167 | 0 | 1023.6317 |  |  | 94.3225 | 184.6933 | 668.673 | 0 |  | 205.8281 |  | 97.746 |  | 52.803 | 0 |  | 270.3333 | 417.5 | 0.16444 | 4.5839 | 5.3856
a81 | 7003.282 | 386.0329 |  | 0 | [6 empty] | 1293.0427 | 313.4909 |  |  | 4373.1167 | 0 | 1023.6317 |  |  | 94.3225 | 184.6933 | 668.673 | 0 |  | 288.2869 |  | 97.746 |  | 52.803 | 0 |  | 228.1667 | 221.5 | 0.15367 | 3.7249 | 4.321
a82 | 6903.7189 | 367.106 |  | 0 | [6 empty] | 1223.7154 | 283.2551 |  |  | 4373.1167 | 0 | 1023.6317 |  |  | 94.3225 | 184.6933 | 668.673 | 0 |  | 269.3599 |  | 97.746 |  | 52.803 | 0 |  | 155.5 | 138 | 0.17115 | 4.1905 | 5.0542
a83 | 8482.6987 | 134.2062 |  | 0 | [6 empty] | 2758.9856 | 326.9647 |  |  | 4373.1167 | 0 | 1023.6317 |  |  | 94.3225 | 184.6933 | 668.673 | 0 |  | 36.4602 |  | 97.746 |  | 52.803 | 0 |  | 29.8333 | 287 | 0.11975 | 3.4161 | 4.0786
a84 | 8424.348 | 148.5993 |  | 0 | [6 empty] | 2664.4514 | 363.1482 |  |  | 4373.1167 | 0 | 1023.6317 |  |  | 94.3225 | 184.6933 | 668.673 | 0 |  | 50.8533 |  | 97.746 |  | 52.803 | 0 |  | 110.1667 | 713.5 | 0.096323 | 2.6627 | 2.9473
a85 | 7030.4165 | 568.528 |  | 0 | [6 empty] | 1269.1903 | 364.4779 |  |  | 4373.1167 | 0 | 1023.6317 |  |  | 94.3225 | 184.6933 | 668.673 | 0 |  | 470.782 |  | 97.746 |  | 52.803 | 0 |  | 505.3333 | 226 | 0.21234 | 5.4168 | 6.6
a86 | 6918.713 | 598.2298 |  | 0 | [6 empty] | 1180.8134 | 341.1512 |  |  | 4373.1167 | 0 | 1023.6317 |  |  | 94.3225 | 184.6933 | 668.673 | 0 |  | 500.4837 |  | 97.746 |  | 52.803 | 0 |  | 319 | 20.6667 | 0.21186 | 4.8321 | 5.9798
a87 | 8347.3877 | 192.6941 |  | 0 | [6 empty] | 2589.9893 | 360.65 |  |  | 4373.1167 | 0 | 1023.6317 |  |  | 94.3225 | 184.6933 | 668.673 | 0 |  | 94.9481 |  | 97.746 |  | 52.803 | 0 |  | 54.6667 | 836.6667 | 0.14366 | 3.7726 | 4.6793
a88 | 7916.3078 | 198.6658 |  | 0 | [6 empty] | 2190.5301 | 329.0293 |  |  | 4373.1167 | 0 | 1023.6317 |  |  | 94.3225 | 184.6933 | 668.673 | 0 |  | 100.9198 |  | 97.746 |  | 52.803 | 0 |  | 67.8333 | 518 | 0.12391 | 2.9066 | 3.5394
a89 | 9264.9543 | 128.1941 |  | 0 | [6 empty] | 3446.5425 | 421.6635 |  |  | 4373.1167 | 0 | 1023.6317 |  |  | 94.3225 | 184.6933 | 668.673 | 0 |  | 30.4481 |  | 97.746 |  | 52.803 | 0 |  | 38.8333 | 918.1667 | 0.083864 | 2.1347 | 2.6117
a90 | 8966.7921 | 155.9787 |  | 0 | [6 empty] | 3155.3272 | 414.7166 |  |  | 4373.1167 | 0 | 1023.6317 |  |  | 94.3225 | 184.6933 | 668.673 | 0 |  | 58.2327 |  | 97.746 |  | 52.803 | 0 |  | 104.1667 | 372.3333 | 0.18965 | 5.0941 | 6.4539
a91 | 9411.1725 | 114.3321 |  | 0 | [6 empty] | 3579.2953 | 435.1288 |  |  | 4373.1167 | 0 | 1023.6317 |  |  | 94.3225 | 184.6933 | 668.673 | 0 |  | 16.5861 |  | 97.746 |  | 52.803 | 0 |  | 37.6667 | 853.5 | 0.11017 | 3.4406 | 4.1517
a92 | 8206.4315 | 222.0957 |  | 0 | [6 empty] | 2411.6453 | 398.0379 |  |  | 4373.1167 | 0 | 1023.6317 |  |  | 94.3225 | 184.6933 | 668.673 | 0 |  | 124.3497 |  | 97.746 |  | 52.803 | 0 |  | 141 | 55.1667 | 0.21443 | 6.2151 | 7.5516
a93 | 9512.6219 | 129.6972 |  | 0 | [6 empty] | 3668.5519 | 447.3217 |  |  | 4373.1167 | 0 | 1023.6317 |  |  | 94.3225 | 184.6933 | 668.673 | 0 |  | 31.9512 |  | 97.746 |  | 52.803 | 0 |  | 25.6667 | 680.5 | 0.14281 | 4.1206 | 5.2764
a94 | 7501.994 | 332.8388 |  | 0 | [6 empty] | 1707.1628 | 398.0828 |  |  | 4373.1167 | 0 | 1023.6317 |  |  | 94.3225 | 184.6933 | 668.673 | 0 |  | 235.0928 |  | 97.746 |  | 52.803 | 0 |  | 212.3333 | 25.5 | 0.16033 | 3.3885 | 4.3342
a95 | 8747.8632 | 161.4782 |  | 0 | [6 empty] | 2951.4867 | 399.6281 |  |  | 4373.1167 | 0 | 1023.6317 |  |  | 94.3225 | 184.6933 | 668.673 | 0 |  | 63.7321 |  | 97.746 |  | 52.803 | 0 |  | 81.6667 | 260.6667 | 0.1181 | 3.1681 | 3.5292
a96 | 7073.2385 | 413.345 |  | 0 | [6 empty] | 1334.61 | 341.8802 |  |  | 4373.1167 | 0 | 1023.6317 |  |  | 94.3225 | 184.6933 | 668.673 | 0 |  | 315.599 |  | 97.746 |  | 52.803 | 0 |  | 126.1667 | 9.1667 | 0.14149 | 2.3472 | 2.6889
a97 | 7867.0279 | 198.4345 |  | 0 | [6 empty] | 2138.3928 | 331.8868 |  |  | 4373.1167 | 0 | 1023.6317 |  |  | 94.3225 | 184.6933 | 668.673 | 0 |  | 100.6885 |  | 97.746 |  | 52.803 | 0 |  | 107.5 | 601 | 0.16313 | 4.307 | 5.4603
a98 | 6719.6629 | 529.8379 |  | 0 | [6 empty] | 1021.1779 | 301.7366 |  |  | 4373.1167 | 0 | 1023.6317 |  |  | 94.3225 | 184.6933 | 668.673 | 0 |  | 432.0919 |  | 97.746 |  | 52.803 | 0 |  | 275.6667 | 158.8333 | 0.17854 | 3.4712 | 4.2687
a99 | 6396.8 | 289.3043 |  | 0 | [6 empty] | 760.8239 | 239.2277 |  |  | 4373.1167 | 0 | 1023.6317 |  |  | 94.3225 | 184.6933 | 668.673 | 0 |  | 191.5583 |  | 97.746 |  | 52.803 | 0 |  | 252.5 | 148.1667 | 0.16529 | 3.512 | 4.4349
a100 | 6768.0497 | 454.187 |  | 0 | [6 empty] | 1015.6546 | 355.6467 |  |  | 4373.1167 | 0 | 1023.6317 |  |  | 94.3225 | 184.6933 | 668.673 | 0 |  | 356.4409 |  | 97.746 |  | 52.803 | 0 |  | 347.5 | 60 | 0.1811 | 3.8532 | 4.9452
a101 | 6794.0905 | 487.8986 |  | 0 | [6 empty] | 1090.6469 | 306.6952 |  |  | 4373.1167 | 0 | 1023.6317 |  |  | 94.3225 | 184.6933 | 668.673 | 0 |  | 390.1526 |  | 97.746 |  | 52.803 | 0 |  | 234 | 62.1667 | 0.19267 | 4.8796 | 5.9005
a102 | 6489.2012 | 633.3069 |  | 0 | [6 empty] | 812.8849 | 279.568 |  |  | 4373.1167 | 0 | 1023.6317 |  |  | 94.3225 | 184.6933 | 668.673 | 0 |  | 535.5609 |  | 97.746 |  | 52.803 | 0 |  | 240.3333 | 71.8333 | 0.17188 | 3.4634 | 3.968
a103 | 7346.0507 | 274.5593 |  | 0 | [6 empty] | 1634.8852 | 314.4172 |  |  | 4373.1167 | 0 | 1023.6317 |  |  | 94.3225 | 184.6933 | 668.673 | 0 |  | 176.8133 |  | 97.746 |  | 52.803 | 0 |  | 161.8333 | 195.1667 | 0.11073 | 2.2274 | 2.4597
a104 | 7097.4719 | 320.8795 |  | 0 | [6 empty] | 1412.5639 | 288.1597 |  |  | 4373.1167 | 0 | 1023.6317 |  |  | 94.3225 | 184.6933 | 668.673 | 0 |  | 223.1334 |  | 97.746 |  | 52.803 | 0 |  | 76.3333 | 150.3333 | 0.11475 | 2.0483 | 2.4097
a105 | 6532.3152 | 474.2908 |  | 0 | [6 empty] | 815.6597 | 319.9072 |  |  | 4373.1167 | 0 | 1023.6317 |  |  | 94.3225 | 184.6933 | 668.673 | 0 |  | 376.5448 |  | 97.746 |  | 52.803 | 0 |  | 238.8333 | 11.5 | 0.23089 | 6.6229 | 7.4318
a106 | 6321.8066 | 643.3524 |  | 0 | [6 empty] | 558.5163 | 366.5419 |  |  | 4373.1167 | 0 | 1023.6317 |  |  | 94.3225 | 184.6933 | 668.673 | 0 |  | 545.6064 |  | 97.746 |  | 52.803 | 0 |  | 472 | 3 | 0.19578 | 3.2944 | 4.1473

## Model In
Run Label | Timesteps Per Hour | Weather File | Building Orientation [deg] | Conditioned Footprint Area [ft^2] | Average Number of Stories Above Foundation | Average Ceiling Height Per Story [ft] | Building Width to Depth Ratio | Roof Pitch | Exterior Non-Foundation Wall Input Methd | Exterior Non-Foundation Wall Pre-Defined Constructions | Exterior Non-Foundation Wall Overall Effective R-Value [h-ft^2-F/Btu] | Ceiling And Roof Input Methd | Ceiling And Roof Construction | Ceiling Overall Effective R-Value [h-ft^2-F/Btu] | Floor and Foundation Input Methd | Foundation And Floor Construction | Foundation Type | Floor Overall Effective R-Value [h-ft^2-F/Btu] | Slab Perimeter Insulation R-Value [h-ft^2-F/Btu] | Full Under-Slab Insulation R-Value [h-ft^2-F/Btu] | Slab Thermal Break Insulation R-Value [h-ft^2-F/Btu] | Basement Wall Insulation R-Value [h-ft^2-F/Btu] | Window U-Value [Btu/h-ft^2-F] | Window Solar Heat Gain Coefficient | Window Shades | Window-to-Wall Ratio, Front [%] | Window-to-Wall Ratio, Back [%] | Window-to-Wall Ratio, Left [%] | Window-to-Wall Ratio, Right [%] | Conditioned Envelope Infiltration [ACH50] | Primary HVAC Type | HVAC Sizing Method | Primary Heating Capacity Units | Primary Rated Heating Capacity [@47F OAT] | Primary Cooling Capacity Units | Primary Rated Cooling Capacity [@95F OAT] | ASHP Backup Heat Type | ASHP Backup Heat Capacity Units | ASHP Backup Heat Capacity | ASHP Backup Heat Lockout Temp [deg F] | ASHP Compressor Lockout Temp [deg F] | Backup Electric Baseboard Heat Capacity [kW] | Non-Electric Furnace AFUE [%] | Supply Duct Leakage [%] | Supply Duct Insulation Nominal R-Value [h-ft^2-F/Btu] | Return Duct Leakage [%] | Return Duct Insulation Nominal R-Value [h-ft^2-F/Btu] | Heating Setpoint Schedule | Cooling Setpoint Schedule | Water Heater | Water Heater Setpoint Schedule | Number Of People | Interior Lighting Power Density [W/ft^2] | Exterior Lighting Power [W] | Range | Dryer | Refrigerator | Clothes Washer | Dishwasher | Misc Electric Gains [Max W] | Misc Electric Gains Schedule | Misc Gas Gains [Max Btu/h] | Misc Gas Gains Schedule
a1 | 6 | USA_AL_Birmingham-Shuttlesworth.Intl.AP.722280_TMYx.2004-2018 | 0 | 1900 | 1 | 9 | 1.2 | 4-12 (Low-Moderate Slope) | Pre-Defined Construction | Wood-Framed - 2x6 - 24 in OC - R-21 Cavity - R-10 Header | 16.6667 | Pre-Defined Construction | Attic w R60 Cavity and Shingle Roof | 28.5714 | Pre-Defined Construction | Vented Crawlspace - R30 Cavity Insulation | Vented Crawlspace | 22.2222 | 0 | 0 | 0 | 1.75 | 0.245 | 0.26 | No | 0.2 | 0.2 | 0.2 | 0.2 | 5 | Nat. Gas Furnace with CAC (15 SEER) | Autosize | kW | 20 | ton | 1.7671 | Electric | kW | 15 | 35 | -30 | 0 | 0.8 | 0.05 | 6 | 0.05 | 6 | Heat_EZ_Sch_1 | Cool_EZ_Sch_1 | No | DHW_EZ_Sch_1 | 0 | 0.75 | 0 | Gas | Gas | Yes | Yes | Yes | 0 | Misc_Elec_EZ_Sch_1 | 0
a2 | 6 | USA_AL_Mobile.Rgnl.AP-Bates.Field.722230_TMYx.2004-2018 | 0 | 1900 | 1 | 9 | 1.2 | 4-12 (Low-Moderate Slope) | Pre-Defined Construction | Wood-Framed - 2x6 - 24 in OC - R-21 Cavity - R-10 Header | 16.6667 | Pre-Defined Construction | Attic w R60 Cavity and Shingle Roof | 28.5714 | Pre-Defined Construction | Vented Crawlspace - R30 Cavity Insulation | Vented Crawlspace | 22.2222 | 0 | 0 | 0 | 1.75 | 0.245 | 0.26 | No | 0.2 | 0.2 | 0.2 | 0.2 | 5 | Nat. Gas Furnace with CAC (15 SEER) | Autosize | kW | 20 | ton | 1.7671 | Electric | kW | 15 | 35 | -30 | 0 | 0.8 | 0.05 | 6 | 0.05 | 6 | Heat_EZ_Sch_1 | Cool_EZ_Sch_1 | No | DHW_EZ_Sch_1 | 0 | 0.75 | 0 | Gas | Gas | Yes | Yes | Yes | 0 | Misc_Elec_EZ_Sch_1 | 0
a3 | 6 | USA_AR_Fayetteville.Exec.AP-Drake.Field.723445_TMYx.2004-2018 | 0 | 1900 | 1 | 9 | 1.2 | 4-12 (Low-Moderate Slope) | Pre-Defined Construction | Wood-Framed - 2x6 - 24 in OC - R-21 Cavity - R-10 Header | 16.6667 | Pre-Defined Construction | Attic w R60 Cavity and Shingle Roof | 28.5714 | Pre-Defined Construction | Vented Crawlspace - R30 Cavity Insulation | Vented Crawlspace | 22.2222 | 0 | 0 | 0 | 1.75 | 0.245 | 0.26 | No | 0.2 | 0.2 | 0.2 | 0.2 | 5 | Nat. Gas Furnace with CAC (15 SEER) | Autosize | kW | 20 | ton | 1.7671 | Electric | kW | 15 | 35 | -30 | 0 | 0.8 | 0.05 | 6 | 0.05 | 6 | Heat_EZ_Sch_1 | Cool_EZ_Sch_1 | No | DHW_EZ_Sch_1 | 0 | 0.75 | 0 | Gas | Gas | Yes | Yes | Yes | 0 | Misc_Elec_EZ_Sch_1 | 0
a4 | 6 | USA_AR_Little.Rock.AFB.723405_TMYx.2004-2018 | 0 | 1900 | 1 | 9 | 1.2 | 4-12 (Low-Moderate Slope) | Pre-Defined Construction | Wood-Framed - 2x6 - 24 in OC - R-21 Cavity - R-10 Header | 16.6667 | Pre-Defined Construction | Attic w R60 Cavity and Shingle Roof | 28.5714 | Pre-Defined Construction | Vented Crawlspace - R30 Cavity Insulation | Vented Crawlspace | 22.2222 | 0 | 0 | 0 | 1.75 | 0.245 | 0.26 | No | 0.2 | 0.2 | 0.2 | 0.2 | 5 | Nat. Gas Furnace with CAC (15 SEER) | Autosize | kW | 20 | ton | 1.7671 | Electric | kW | 15 | 35 | -30 | 0 | 0.8 | 0.05 | 6 | 0.05 | 6 | Heat_EZ_Sch_1 | Cool_EZ_Sch_1 | No | DHW_EZ_Sch_1 | 0 | 0.75 | 0 | Gas | Gas | Yes | Yes | Yes | 0 | Misc_Elec_EZ_Sch_1 | 0
a5 | 6 | USA_AZ_Flagstaff.Pulliam.AP.723750_TMYx.2004-2018 | 0 | 1900 | 1 | 9 | 1.2 | 4-12 (Low-Moderate Slope) | Pre-Defined Construction | Wood-Framed - 2x6 - 24 in OC - R-21 Cavity - R-10 Header | 16.6667 | Pre-Defined Construction | Attic w R60 Cavity and Shingle Roof | 28.5714 | Pre-Defined Construction | Vented Crawlspace - R30 Cavity Insulation | Vented Crawlspace | 22.2222 | 0 | 0 | 0 | 1.75 | 0.245 | 0.26 | No | 0.2 | 0.2 | 0.2 | 0.2 | 5 | Nat. Gas Furnace with CAC (15 SEER) | Autosize | kW | 20 | ton | 1.7671 | Electric | kW | 15 | 35 | -30 | 0 | 0.8 | 0.05 | 6 | 0.05 | 6 | Heat_EZ_Sch_1 | Cool_EZ_Sch_1 | No | DHW_EZ_Sch_1 | 0 | 0.75 | 0 | Gas | Gas | Yes | Yes | Yes | 0 | Misc_Elec_EZ_Sch_1 | 0
a6 | 6 | USA_AZ_Kingman.AP.723700_TMYx.2004-2018 | 0 | 1900 | 1 | 9 | 1.2 | 4-12 (Low-Moderate Slope) | Pre-Defined Construction | Wood-Framed - 2x6 - 24 in OC - R-21 Cavity - R-10 Header | 16.6667 | Pre-Defined Construction | Attic w R60 Cavity and Shingle Roof | 28.5714 | Pre-Defined Construction | Vented Crawlspace - R30 Cavity Insulation | Vented Crawlspace | 22.2222 | 0 | 0 | 0 | 1.75 | 0.245 | 0.26 | No | 0.2 | 0.2 | 0.2 | 0.2 | 5 | Nat. Gas Furnace with CAC (15 SEER) | Autosize | kW | 20 | ton | 1.7671 | Electric | kW | 15 | 35 | -30 | 0 | 0.8 | 0.05 | 6 | 0.05 | 6 | Heat_EZ_Sch_1 | Cool_EZ_Sch_1 | No | DHW_EZ_Sch_1 | 0 | 0.75 | 0 | Gas | Gas | Yes | Yes | Yes | 0 | Misc_Elec_EZ_Sch_1 | 0
a7 | 6 | USA_AZ_Phoenix-Sky.Harbor.Intl.AP.722780_TMYx.2004-2018 | 0 | 1900 | 1 | 9 | 1.2 | 4-12 (Low-Moderate Slope) | Pre-Defined Construction | Wood-Framed - 2x6 - 24 in OC - R-21 Cavity - R-10 Header | 16.6667 | Pre-Defined Construction | Attic w R60 Cavity and Shingle Roof | 28.5714 | Pre-Defined Construction | Vented Crawlspace - R30 Cavity Insulation | Vented Crawlspace | 22.2222 | 0 | 0 | 0 | 1.75 | 0.245 | 0.26 | No | 0.2 | 0.2 | 0.2 | 0.2 | 5 | Nat. Gas Furnace with CAC (15 SEER) | Autosize | kW | 20 | ton | 1.7671 | Electric | kW | 15 | 35 | -30 | 0 | 0.8 | 0.05 | 6 | 0.05 | 6 | Heat_EZ_Sch_1 | Cool_EZ_Sch_1 | No | DHW_EZ_Sch_1 | 0 | 0.75 | 0 | Gas | Gas | Yes | Yes | Yes | 0 | Misc_Elec_EZ_Sch_1 | 0
a8 | 6 | USA_AZ_Prescott.Muni.AP-Love.Field.723723_TMYx.2004-2018 | 0 | 1900 | 1 | 9 | 1.2 | 4-12 (Low-Moderate Slope) | Pre-Defined Construction | Wood-Framed - 2x6 - 24 in OC - R-21 Cavity - R-10 Header | 16.6667 | Pre-Defined Construction | Attic w R60 Cavity and Shingle Roof | 28.5714 | Pre-Defined Construction | Vented Crawlspace - R30 Cavity Insulation | Vented Crawlspace | 22.2222 | 0 | 0 | 0 | 1.75 | 0.245 | 0.26 | No | 0.2 | 0.2 | 0.2 | 0.2 | 5 | Nat. Gas Furnace with CAC (15 SEER) | Autosize | kW | 20 | ton | 1.7671 | Electric | kW | 15 | 35 | -30 | 0 | 0.8 | 0.05 | 6 | 0.05 | 6 | Heat_EZ_Sch_1 | Cool_EZ_Sch_1 | No | DHW_EZ_Sch_1 | 0 | 0.75 | 0 | Gas | Gas | Yes | Yes | Yes | 0 | Misc_Elec_EZ_Sch_1 | 0
a9 | 6 | USA_CA_Bakersfield-Meadows.Field.AP.723840_TMYx.2004-2018 | 0 | 1900 | 1 | 9 | 1.2 | 4-12 (Low-Moderate Slope) | Pre-Defined Construction | Wood-Framed - 2x6 - 24 in OC - R-21 Cavity - R-10 Header | 16.6667 | Pre-Defined Construction | Attic w R60 Cavity and Shingle Roof | 28.5714 | Pre-Defined Construction | Vented Crawlspace - R30 Cavity Insulation | Vented Crawlspace | 22.2222 | 0 | 0 | 0 | 1.75 | 0.245 | 0.26 | No | 0.2 | 0.2 | 0.2 | 0.2 | 5 | Nat. Gas Furnace with CAC (15 SEER) | Autosize | kW | 20 | ton | 1.7671 | Electric | kW | 15 | 35 | -30 | 0 | 0.8 | 0.05 | 6 | 0.05 | 6 | Heat_EZ_Sch_1 | Cool_EZ_Sch_1 | No | DHW_EZ_Sch_1 | 0 | 0.75 | 0 | Gas | Gas | Yes | Yes | Yes | 0 | Misc_Elec_EZ_Sch_1 | 0
a10 | 6 | USA_CA_Bishop-Eastern.Sierra.Rgnl.AP.724800_TMYx.2004-2018 | 0 | 1900 | 1 | 9 | 1.2 | 4-12 (Low-Moderate Slope) | Pre-Defined Construction | Wood-Framed - 2x6 - 24 in OC - R-21 Cavity - R-10 Header | 16.6667 | Pre-Defined Construction | Attic w R60 Cavity and Shingle Roof | 28.5714 | Pre-Defined Construction | Vented Crawlspace - R30 Cavity Insulation | Vented Crawlspace | 22.2222 | 0 | 0 | 0 | 1.75 | 0.245 | 0.26 | No | 0.2 | 0.2 | 0.2 | 0.2 | 5 | Nat. Gas Furnace with CAC (15 SEER) | Autosize | kW | 20 | ton | 1.7671 | Electric | kW | 15 | 35 | -30 | 0 | 0.8 | 0.05 | 6 | 0.05 | 6 | Heat_EZ_Sch_1 | Cool_EZ_Sch_1 | No | DHW_EZ_Sch_1 | 0 | 0.75 | 0 | Gas | Gas | Yes | Yes | Yes | 0 | Misc_Elec_EZ_Sch_1 | 0
a11 | 6 | USA_CA_Crescent.City-Del.Norte.County.Rgnl.AP.725946_TMYx.2004-2018 | 0 | 1900 | 1 | 9 | 1.2 | 4-12 (Low-Moderate Slope) | Pre-Defined Construction | Wood-Framed - 2x6 - 24 in OC - R-21 Cavity - R-10 Header | 16.6667 | Pre-Defined Construction | Attic w R60 Cavity and Shingle Roof | 28.5714 | Pre-Defined Construction | Vented Crawlspace - R30 Cavity Insulation | Vented Crawlspace | 22.2222 | 0 | 0 | 0 | 1.75 | 0.245 | 0.26 | No | 0.2 | 0.2 | 0.2 | 0.2 | 5 | Nat. Gas Furnace with CAC (15 SEER) | Autosize | kW | 20 | ton | 1.7671 | Electric | kW | 15 | 35 | -30 | 0 | 0.8 | 0.05 | 6 | 0.05 | 6 | Heat_EZ_Sch_1 | Cool_EZ_Sch_1 | No | DHW_EZ_Sch_1 | 0 | 0.75 | 0 | Gas | Gas | Yes | Yes | Yes | 0 | Misc_Elec_EZ_Sch_1 | 0
a12 | 6 | USA_CA_Imperial.County.AP.747185_TMYx.2004-2018 | 0 | 1900 | 1 | 9 | 1.2 | 4-12 (Low-Moderate Slope) | Pre-Defined Construction | Wood-Framed - 2x6 - 24 in OC - R-21 Cavity - R-10 Header | 16.6667 | Pre-Defined Construction | Attic w R60 Cavity and Shingle Roof | 28.5714 | Pre-Defined Construction | Vented Crawlspace - R30 Cavity Insulation | Vented Crawlspace | 22.2222 | 0 | 0 | 0 | 1.75 | 0.245 | 0.26 | No | 0.2 | 0.2 | 0.2 | 0.2 | 5 | Nat. Gas Furnace with CAC (15 SEER) | Autosize | kW | 20 | ton | 1.7671 | Electric | kW | 15 | 35 | -30 | 0 | 0.8 | 0.05 | 6 | 0.05 | 6 | Heat_EZ_Sch_1 | Cool_EZ_Sch_1 | No | DHW_EZ_Sch_1 | 0 | 0.75 | 0 | Gas | Gas | Yes | Yes | Yes | 0 | Misc_Elec_EZ_Sch_1 | 0
a13 | 6 | USA_CA_Los.Angeles.Intl.AP.722950_TMYx.2004-2018 | 0 | 1900 | 1 | 9 | 1.2 | 4-12 (Low-Moderate Slope) | Pre-Defined Construction | Wood-Framed - 2x6 - 24 in OC - R-21 Cavity - R-10 Header | 16.6667 | Pre-Defined Construction | Attic w R60 Cavity and Shingle Roof | 28.5714 | Pre-Defined Construction | Vented Crawlspace - R30 Cavity Insulation | Vented Crawlspace | 22.2222 | 0 | 0 | 0 | 1.75 | 0.245 | 0.26 | No | 0.2 | 0.2 | 0.2 | 0.2 | 5 | Nat. Gas Furnace with CAC (15 SEER) | Autosize | kW | 20 | ton | 1.7671 | Electric | kW | 15 | 35 | -30 | 0 | 0.8 | 0.05 | 6 | 0.05 | 6 | Heat_EZ_Sch_1 | Cool_EZ_Sch_1 | No | DHW_EZ_Sch_1 | 0 | 0.75 | 0 | Gas | Gas | Yes | Yes | Yes | 0 | Misc_Elec_EZ_Sch_1 | 0
a14 | 6 | USA_CA_Riverside.Muni.AP.722869_TMYx.2004-2018 | 0 | 1900 | 1 | 9 | 1.2 | 4-12 (Low-Moderate Slope) | Pre-Defined Construction | Wood-Framed - 2x6 - 24 in OC - R-21 Cavity - R-10 Header | 16.6667 | Pre-Defined Construction | Attic w R60 Cavity and Shingle Roof | 28.5714 | Pre-Defined Construction | Vented Crawlspace - R30 Cavity Insulation | Vented Crawlspace | 22.2222 | 0 | 0 | 0 | 1.75 | 0.245 | 0.26 | No | 0.2 | 0.2 | 0.2 | 0.2 | 5 | Nat. Gas Furnace with CAC (15 SEER) | Autosize | kW | 20 | ton | 1.7671 | Electric | kW | 15 | 35 | -30 | 0 | 0.8 | 0.05 | 6 | 0.05 | 6 | Heat_EZ_Sch_1 | Cool_EZ_Sch_1 | No | DHW_EZ_Sch_1 | 0 | 0.75 | 0 | Gas | Gas | Yes | Yes | Yes | 0 | Misc_Elec_EZ_Sch_1 | 0
a15 | 6 | USA_CA_Sacramento.Intl.AP.724839_TMYx.2004-2018 | 0 | 1900 | 1 | 9 | 1.2 | 4-12 (Low-Moderate Slope) | Pre-Defined Construction | Wood-Framed - 2x6 - 24 in OC - R-21 Cavity - R-10 Header | 16.6667 | Pre-Defined Construction | Attic w R60 Cavity and Shingle Roof | 28.5714 | Pre-Defined Construction | Vented Crawlspace - R30 Cavity Insulation | Vented Crawlspace | 22.2222 | 0 | 0 | 0 | 1.75 | 0.245 | 0.26 | No | 0.2 | 0.2 | 0.2 | 0.2 | 5 | Nat. Gas Furnace with CAC (15 SEER) | Autosize | kW | 20 | ton | 1.7671 | Electric | kW | 15 | 35 | -30 | 0 | 0.8 | 0.05 | 6 | 0.05 | 6 | Heat_EZ_Sch_1 | Cool_EZ_Sch_1 | No | DHW_EZ_Sch_1 | 0 | 0.75 | 0 | Gas | Gas | Yes | Yes | Yes | 0 | Misc_Elec_EZ_Sch_1 | 0
a16 | 6 | USA_CA_San.Jose-Mineta.Intl.AP.724945_TMYx.2004-2018 | 0 | 1900 | 1 | 9 | 1.2 | 4-12 (Low-Moderate Slope) | Pre-Defined Construction | Wood-Framed - 2x6 - 24 in OC - R-21 Cavity - R-10 Header | 16.6667 | Pre-Defined Construction | Attic w R60 Cavity and Shingle Roof | 28.5714 | Pre-Defined Construction | Vented Crawlspace - R30 Cavity Insulation | Vented Crawlspace | 22.2222 | 0 | 0 | 0 | 1.75 | 0.245 | 0.26 | No | 0.2 | 0.2 | 0.2 | 0.2 | 5 | Nat. Gas Furnace with CAC (15 SEER) | Autosize | kW | 20 | ton | 1.7671 | Electric | kW | 15 | 35 | -30 | 0 | 0.8 | 0.05 | 6 | 0.05 | 6 | Heat_EZ_Sch_1 | Cool_EZ_Sch_1 | No | DHW_EZ_Sch_1 | 0 | 0.75 | 0 | Gas | Gas | Yes | Yes | Yes | 0 | Misc_Elec_EZ_Sch_1 | 0
a17 | 6 | USA_CA_Santa.Ana-Orange.County-Wayne.Intl.AP.722977_TMYx.2004-2018 | 0 | 1900 | 1 | 9 | 1.2 | 4-12 (Low-Moderate Slope) | Pre-Defined Construction | Wood-Framed - 2x6 - 24 in OC - R-21 Cavity - R-10 Header | 16.6667 | Pre-Defined Construction | Attic w R60 Cavity and Shingle Roof | 28.5714 | Pre-Defined Construction | Vented Crawlspace - R30 Cavity Insulation | Vented Crawlspace | 22.2222 | 0 | 0 | 0 | 1.75 | 0.245 | 0.26 | No | 0.2 | 0.2 | 0.2 | 0.2 | 5 | Nat. Gas Furnace with CAC (15 SEER) | Autosize | kW | 20 | ton | 1.7671 | Electric | kW | 15 | 35 | -30 | 0 | 0.8 | 0.05 | 6 | 0.05 | 6 | Heat_EZ_Sch_1 | Cool_EZ_Sch_1 | No | DHW_EZ_Sch_1 | 0 | 0.75 | 0 | Gas | Gas | Yes | Yes | Yes | 0 | Misc_Elec_EZ_Sch_1 | 0
a18 | 6 | USA_CO_Alamosa-San.Luis.Valley.Rgnl.AP.724620_TMYx.2004-2018 | 0 | 1900 | 1 | 9 | 1.2 | 4-12 (Low-Moderate Slope) | Pre-Defined Construction | Wood-Framed - 2x6 - 24 in OC - R-21 Cavity - R-10 Header | 16.6667 | Pre-Defined Construction | Attic w R60 Cavity and Shingle Roof | 28.5714 | Pre-Defined Construction | Vented Crawlspace - R30 Cavity Insulation | Vented Crawlspace | 22.2222 | 0 | 0 | 0 | 1.75 | 0.245 | 0.26 | No | 0.2 | 0.2 | 0.2 | 0.2 | 5 | Nat. Gas Furnace with CAC (15 SEER) | Autosize | kW | 20 | ton | 1.7671 | Electric | kW | 15 | 35 | -30 | 0 | 0.8 | 0.05 | 6 | 0.05 | 6 | Heat_EZ_Sch_1 | Cool_EZ_Sch_1 | No | DHW_EZ_Sch_1 | 0 | 0.75 | 0 | Gas | Gas | Yes | Yes | Yes | 0 | Misc_Elec_EZ_Sch_1 | 0
a19 | 6 | USA_CO_Aspen-Pitkin.County.AP-Sardy.Field.724676_TMYx.2004-2018 | 0 | 1900 | 1 | 9 | 1.2 | 4-12 (Low-Moderate Slope) | Pre-Defined Construction | Wood-Framed - 2x6 - 24 in OC - R-21 Cavity - R-10 Header | 16.6667 | Pre-Defined Construction | Attic w R60 Cavity and Shingle Roof | 28.5714 | Pre-Defined Construction | Vented Crawlspace - R30 Cavity Insulation | Vented Crawlspace | 22.2222 | 0 | 0 | 0 | 1.75 | 0.245 | 0.26 | No | 0.2 | 0.2 | 0.2 | 0.2 | 5 | Nat. Gas Furnace with CAC (15 SEER) | Autosize | kW | 20 | ton | 1.7671 | Electric | kW | 15 | 35 | -30 | 0 | 0.8 | 0.05 | 6 | 0.05 | 6 | Heat_EZ_Sch_1 | Cool_EZ_Sch_1 | No | DHW_EZ_Sch_1 | 0 | 0.75 | 0 | Gas | Gas | Yes | Yes | Yes | 0 | Misc_Elec_EZ_Sch_1 | 0
a20 | 6 | USA_CO_Denver.Intl.AP.725650_TMYx.2004-2018 | 0 | 1900 | 1 | 9 | 1.2 | 4-12 (Low-Moderate Slope) | Pre-Defined Construction | Wood-Framed - 2x6 - 24 in OC - R-21 Cavity - R-10 Header | 16.6667 | Pre-Defined Construction | Attic w R60 Cavity and Shingle Roof | 28.5714 | Pre-Defined Construction | Vented Crawlspace - R30 Cavity Insulation | Vented Crawlspace | 22.2222 | 0 | 0 | 0 | 1.75 | 0.245 | 0.26 | No | 0.2 | 0.2 | 0.2 | 0.2 | 5 | Nat. Gas Furnace with CAC (15 SEER) | Autosize | kW | 20 | ton | 1.7671 | Electric | kW | 15 | 35 | -30 | 0 | 0.8 | 0.05 | 6 | 0.05 | 6 | Heat_EZ_Sch_1 | Cool_EZ_Sch_1 | No | DHW_EZ_Sch_1 | 0 | 0.75 | 0 | Gas | Gas | Yes | Yes | Yes | 0 | Misc_Elec_EZ_Sch_1 | 0
a21 | 6 | USA_CO_Trinidad-Stokes.AP.724645_TMYx.2004-2018 | 0 | 1900 | 1 | 9 | 1.2 | 4-12 (Low-Moderate Slope) | Pre-Defined Construction | Wood-Framed - 2x6 - 24 in OC - R-21 Cavity - R-10 Header | 16.6667 | Pre-Defined Construction | Attic w R60 Cavity and Shingle Roof | 28.5714 | Pre-Defined Construction | Vented Crawlspace - R30 Cavity Insulation | Vented Crawlspace | 22.2222 | 0 | 0 | 0 | 1.75 | 0.245 | 0.26 | No | 0.2 | 0.2 | 0.2 | 0.2 | 5 | Nat. Gas Furnace with CAC (15 SEER) | Autosize | kW | 20 | ton | 1.7671 | Electric | kW | 15 | 35 | -30 | 0 | 0.8 | 0.05 | 6 | 0.05 | 6 | Heat_EZ_Sch_1 | Cool_EZ_Sch_1 | No | DHW_EZ_Sch_1 | 0 | 0.75 | 0 | Gas | Gas | Yes | Yes | Yes | 0 | Misc_Elec_EZ_Sch_1 | 0
a22 | 6 | USA_CT_Bridgeport-Sikorsky.Meml.AP.725040_TMYx.2004-2018 | 0 | 1900 | 1 | 9 | 1.2 | 4-12 (Low-Moderate Slope) | Pre-Defined Construction | Wood-Framed - 2x6 - 24 in OC - R-21 Cavity - R-10 Header | 16.6667 | Pre-Defined Construction | Attic w R60 Cavity and Shingle Roof | 28.5714 | Pre-Defined Construction | Vented Crawlspace - R30 Cavity Insulation | Vented Crawlspace | 22.2222 | 0 | 0 | 0 | 1.75 | 0.245 | 0.26 | No | 0.2 | 0.2 | 0.2 | 0.2 | 5 | Nat. Gas Furnace with CAC (15 SEER) | Autosize | kW | 20 | ton | 1.7671 | Electric | kW | 15 | 35 | -30 | 0 | 0.8 | 0.05 | 6 | 0.05 | 6 | Heat_EZ_Sch_1 | Cool_EZ_Sch_1 | No | DHW_EZ_Sch_1 | 0 | 0.75 | 0 | Gas | Gas | Yes | Yes | Yes | 0 | Misc_Elec_EZ_Sch_1 | 0
a23 | 6 | USA_DE_Wilmington.AP.724180_TMYx.2004-2018 | 0 | 1900 | 1 | 9 | 1.2 | 4-12 (Low-Moderate Slope) | Pre-Defined Construction | Wood-Framed - 2x6 - 24 in OC - R-21 Cavity - R-10 Header | 16.6667 | Pre-Defined Construction | Attic w R60 Cavity and Shingle Roof | 28.5714 | Pre-Defined Construction | Vented Crawlspace - R30 Cavity Insulation | Vented Crawlspace | 22.2222 | 0 | 0 | 0 | 1.75 | 0.245 | 0.26 | No | 0.2 | 0.2 | 0.2 | 0.2 | 5 | Nat. Gas Furnace with CAC (15 SEER) | Autosize | kW | 20 | ton | 1.7671 | Electric | kW | 15 | 35 | -30 | 0 | 0.8 | 0.05 | 6 | 0.05 | 6 | Heat_EZ_Sch_1 | Cool_EZ_Sch_1 | No | DHW_EZ_Sch_1 | 0 | 0.75 | 0 | Gas | Gas | Yes | Yes | Yes | 0 | Misc_Elec_EZ_Sch_1 | 0
a24 | 6 | USA_FL_Fort.Myers-Page.Field.AP.722106_TMYx.2004-2018 | 0 | 1900 | 1 | 9 | 1.2 | 4-12 (Low-Moderate Slope) | Pre-Defined Construction | Wood-Framed - 2x6 - 24 in OC - R-21 Cavity - R-10 Header | 16.6667 | Pre-Defined Construction | Attic w R60 Cavity and Shingle Roof | 28.5714 | Pre-Defined Construction | Vented Crawlspace - R30 Cavity Insulation | Vented Crawlspace | 22.2222 | 0 | 0 | 0 | 1.75 | 0.245 | 0.26 | No | 0.2 | 0.2 | 0.2 | 0.2 | 5 | Nat. Gas Furnace with CAC (15 SEER) | Autosize | kW | 20 | ton | 1.7671 | Electric | kW | 15 | 35 | -30 | 0 | 0.8 | 0.05 | 6 | 0.05 | 6 | Heat_EZ_Sch_1 | Cool_EZ_Sch_1 | No | DHW_EZ_Sch_1 | 0 | 0.75 | 0 | Gas | Gas | Yes | Yes | Yes | 0 | Misc_Elec_EZ_Sch_1 | 0
a25 | 6 | USA_FL_Jacksonville.Intl.AP.722060_TMYx.2004-2018 | 0 | 1900 | 1 | 9 | 1.2 | 4-12 (Low-Moderate Slope) | Pre-Defined Construction | Wood-Framed - 2x6 - 24 in OC - R-21 Cavity - R-10 Header | 16.6667 | Pre-Defined Construction | Attic w R60 Cavity and Shingle Roof | 28.5714 | Pre-Defined Construction | Vented Crawlspace - R30 Cavity Insulation | Vented Crawlspace | 22.2222 | 0 | 0 | 0 | 1.75 | 0.245 | 0.26 | No | 0.2 | 0.2 | 0.2 | 0.2 | 5 | Nat. Gas Furnace with CAC (15 SEER) | Autosize | kW | 20 | ton | 1.7671 | Electric | kW | 15 | 35 | -30 | 0 | 0.8 | 0.05 | 6 | 0.05 | 6 | Heat_EZ_Sch_1 | Cool_EZ_Sch_1 | No | DHW_EZ_Sch_1 | 0 | 0.75 | 0 | Gas | Gas | Yes | Yes | Yes | 0 | Misc_Elec_EZ_Sch_1 | 0
a26 | 6 | USA_FL_Miami.Natl.Hurricane.Center.722020_TMYx.2004-2018 | 0 | 1900 | 1 | 9 | 1.2 | 4-12 (Low-Moderate Slope) | Pre-Defined Construction | Wood-Framed - 2x6 - 24 in OC - R-21 Cavity - R-10 Header | 16.6667 | Pre-Defined Construction | Attic w R60 Cavity and Shingle Roof | 28.5714 | Pre-Defined Construction | Vented Crawlspace - R30 Cavity Insulation | Vented Crawlspace | 22.2222 | 0 | 0 | 0 | 1.75 | 0.245 | 0.26 | No | 0.2 | 0.2 | 0.2 | 0.2 | 5 | Nat. Gas Furnace with CAC (15 SEER) | Autosize | kW | 20 | ton | 1.7671 | Electric | kW | 15 | 35 | -30 | 0 | 0.8 | 0.05 | 6 | 0.05 | 6 | Heat_EZ_Sch_1 | Cool_EZ_Sch_1 | No | DHW_EZ_Sch_1 | 0 | 0.75 | 0 | Gas | Gas | Yes | Yes | Yes | 0 | Misc_Elec_EZ_Sch_1 | 0
a27 | 6 | USA_GA_Atlanta-Hartsfield-Jackson.Intl.AP.722190_TMYx.2004-2018 | 0 | 1900 | 1 | 9 | 1.2 | 4-12 (Low-Moderate Slope) | Pre-Defined Construction | Wood-Framed - 2x6 - 24 in OC - R-21 Cavity - R-10 Header | 16.6667 | Pre-Defined Construction | Attic w R60 Cavity and Shingle Roof | 28.5714 | Pre-Defined Construction | Vented Crawlspace - R30 Cavity Insulation | Vented Crawlspace | 22.2222 | 0 | 0 | 0 | 1.75 | 0.245 | 0.26 | No | 0.2 | 0.2 | 0.2 | 0.2 | 5 | Nat. Gas Furnace with CAC (15 SEER) | Autosize | kW | 20 | ton | 1.7671 | Electric | kW | 15 | 35 | -30 | 0 | 0.8 | 0.05 | 6 | 0.05 | 6 | Heat_EZ_Sch_1 | Cool_EZ_Sch_1 | No | DHW_EZ_Sch_1 | 0 | 0.75 | 0 | Gas | Gas | Yes | Yes | Yes | 0 | Misc_Elec_EZ_Sch_1 | 0
a28 | 6 | USA_GA_Rome-Russell.AP.723200_TMYx.2004-2018 | 0 | 1900 | 1 | 9 | 1.2 | 4-12 (Low-Moderate Slope) | Pre-Defined Construction | Wood-Framed - 2x6 - 24 in OC - R-21 Cavity - R-10 Header | 16.6667 | Pre-Defined Construction | Attic w R60 Cavity and Shingle Roof | 28.5714 | Pre-Defined Construction | Vented Crawlspace - R30 Cavity Insulation | Vented Crawlspace | 22.2222 | 0 | 0 | 0 | 1.75 | 0.245 | 0.26 | No | 0.2 | 0.2 | 0.2 | 0.2 | 5 | Nat. Gas Furnace with CAC (15 SEER) | Autosize | kW | 20 | ton | 1.7671 | Electric | kW | 15 | 35 | -30 | 0 | 0.8 | 0.05 | 6 | 0.05 | 6 | Heat_EZ_Sch_1 | Cool_EZ_Sch_1 | No | DHW_EZ_Sch_1 | 0 | 0.75 | 0 | Gas | Gas | Yes | Yes | Yes | 0 | Misc_Elec_EZ_Sch_1 | 0
a29 | 6 | USA_GA_Savannah-Hilton.Head.Intl.AP.722070_TMYx.2004-2018 | 0 | 1900 | 1 | 9 | 1.2 | 4-12 (Low-Moderate Slope) | Pre-Defined Construction | Wood-Framed - 2x6 - 24 in OC - R-21 Cavity - R-10 Header | 16.6667 | Pre-Defined Construction | Attic w R60 Cavity and Shingle Roof | 28.5714 | Pre-Defined Construction | Vented Crawlspace - R30 Cavity Insulation | Vented Crawlspace | 22.2222 | 0 | 0 | 0 | 1.75 | 0.245 | 0.26 | No | 0.2 | 0.2 | 0.2 | 0.2 | 5 | Nat. Gas Furnace with CAC (15 SEER) | Autosize | kW | 20 | ton | 1.7671 | Electric | kW | 15 | 35 | -30 | 0 | 0.8 | 0.05 | 6 | 0.05 | 6 | Heat_EZ_Sch_1 | Cool_EZ_Sch_1 | No | DHW_EZ_Sch_1 | 0 | 0.75 | 0 | Gas | Gas | Yes | Yes | Yes | 0 | Misc_Elec_EZ_Sch_1 | 0
a30 | 6 | USA_IA_Des.Moines.Intl.AP.725460_TMYx.2004-2018 | 0 | 1900 | 1 | 9 | 1.2 | 4-12 (Low-Moderate Slope) | Pre-Defined Construction | Wood-Framed - 2x6 - 24 in OC - R-21 Cavity - R-10 Header | 16.6667 | Pre-Defined Construction | Attic w R60 Cavity and Shingle Roof | 28.5714 | Pre-Defined Construction | Vented Crawlspace - R30 Cavity Insulation | Vented Crawlspace | 22.2222 | 0 | 0 | 0 | 1.75 | 0.245 | 0.26 | No | 0.2 | 0.2 | 0.2 | 0.2 | 5 | Nat. Gas Furnace with CAC (15 SEER) | Autosize | kW | 20 | ton | 1.7671 | Electric | kW | 15 | 35 | -30 | 0 | 0.8 | 0.05 | 6 | 0.05 | 6 | Heat_EZ_Sch_1 | Cool_EZ_Sch_1 | No | DHW_EZ_Sch_1 | 0 | 0.75 | 0 | Gas | Gas | Yes | Yes | Yes | 0 | Misc_Elec_EZ_Sch_1 | 0
a31 | 6 | USA_IA_Sioux.City-Sioux.Gateway.AP.725570_TMYx.2004-2018 | 0 | 1900 | 1 | 9 | 1.2 | 4-12 (Low-Moderate Slope) | Pre-Defined Construction | Wood-Framed - 2x6 - 24 in OC - R-21 Cavity - R-10 Header | 16.6667 | Pre-Defined Construction | Attic w R60 Cavity and Shingle Roof | 28.5714 | Pre-Defined Construction | Vented Crawlspace - R30 Cavity Insulation | Vented Crawlspace | 22.2222 | 0 | 0 | 0 | 1.75 | 0.245 | 0.26 | No | 0.2 | 0.2 | 0.2 | 0.2 | 5 | Nat. Gas Furnace with CAC (15 SEER) | Autosize | kW | 20 | ton | 1.7671 | Electric | kW | 15 | 35 | -30 | 0 | 0.8 | 0.05 | 6 | 0.05 | 6 | Heat_EZ_Sch_1 | Cool_EZ_Sch_1 | No | DHW_EZ_Sch_1 | 0 | 0.75 | 0 | Gas | Gas | Yes | Yes | Yes | 0 | Misc_Elec_EZ_Sch_1 | 0
a32 | 6 | USA_ID_Boise.AP-Gowen.Field.ANGB.726810_TMYx.2004-2018 | 0 | 1900 | 1 | 9 | 1.2 | 4-12 (Low-Moderate Slope) | Pre-Defined Construction | Wood-Framed - 2x6 - 24 in OC - R-21 Cavity - R-10 Header | 16.6667 | Pre-Defined Construction | Attic w R60 Cavity and Shingle Roof | 28.5714 | Pre-Defined Construction | Vented Crawlspace - R30 Cavity Insulation | Vented Crawlspace | 22.2222 | 0 | 0 | 0 | 1.75 | 0.245 | 0.26 | No | 0.2 | 0.2 | 0.2 | 0.2 | 5 | Nat. Gas Furnace with CAC (15 SEER) | Autosize | kW | 20 | ton | 1.7671 | Electric | kW | 15 | 35 | -30 | 0 | 0.8 | 0.05 | 6 | 0.05 | 6 | Heat_EZ_Sch_1 | Cool_EZ_Sch_1 | No | DHW_EZ_Sch_1 | 0 | 0.75 | 0 | Gas | Gas | Yes | Yes | Yes | 0 | Misc_Elec_EZ_Sch_1 | 0
a33 | 6 | USA_ID_Idaho.Falls.Rgnl.AP-Fanning.Field.725785_TMYx.2004-2018 | 0 | 1900 | 1 | 9 | 1.2 | 4-12 (Low-Moderate Slope) | Pre-Defined Construction | Wood-Framed - 2x6 - 24 in OC - R-21 Cavity - R-10 Header | 16.6667 | Pre-Defined Construction | Attic w R60 Cavity and Shingle Roof | 28.5714 | Pre-Defined Construction | Vented Crawlspace - R30 Cavity Insulation | Vented Crawlspace | 22.2222 | 0 | 0 | 0 | 1.75 | 0.245 | 0.26 | No | 0.2 | 0.2 | 0.2 | 0.2 | 5 | Nat. Gas Furnace with CAC (15 SEER) | Autosize | kW | 20 | ton | 1.7671 | Electric | kW | 15 | 35 | -30 | 0 | 0.8 | 0.05 | 6 | 0.05 | 6 | Heat_EZ_Sch_1 | Cool_EZ_Sch_1 | No | DHW_EZ_Sch_1 | 0 | 0.75 | 0 | Gas | Gas | Yes | Yes | Yes | 0 | Misc_Elec_EZ_Sch_1 | 0
a34 | 6 | USA_IL_Belleville-Scott.AFB-MidAmerica.St.Louis.AP.724338_TMYx.2004-2018 | 0 | 1900 | 1 | 9 | 1.2 | 4-12 (Low-Moderate Slope) | Pre-Defined Construction | Wood-Framed - 2x6 - 24 in OC - R-21 Cavity - R-10 Header | 16.6667 | Pre-Defined Construction | Attic w R60 Cavity and Shingle Roof | 28.5714 | Pre-Defined Construction | Vented Crawlspace - R30 Cavity Insulation | Vented Crawlspace | 22.2222 | 0 | 0 | 0 | 1.75 | 0.245 | 0.26 | No | 0.2 | 0.2 | 0.2 | 0.2 | 5 | Nat. Gas Furnace with CAC (15 SEER) | Autosize | kW | 20 | ton | 1.7671 | Electric | kW | 15 | 35 | -30 | 0 | 0.8 | 0.05 | 6 | 0.05 | 6 | Heat_EZ_Sch_1 | Cool_EZ_Sch_1 | No | DHW_EZ_Sch_1 | 0 | 0.75 | 0 | Gas | Gas | Yes | Yes | Yes | 0 | Misc_Elec_EZ_Sch_1 | 0
a35 | 6 | USA_IL_Chicago.Midway.Intl.AP.725340_TMYx.2004-2018 | 0 | 1900 | 1 | 9 | 1.2 | 4-12 (Low-Moderate Slope) | Pre-Defined Construction | Wood-Framed - 2x6 - 24 in OC - R-21 Cavity - R-10 Header | 16.6667 | Pre-Defined Construction | Attic w R60 Cavity and Shingle Roof | 28.5714 | Pre-Defined Construction | Vented Crawlspace - R30 Cavity Insulation | Vented Crawlspace | 22.2222 | 0 | 0 | 0 | 1.75 | 0.245 | 0.26 | No | 0.2 | 0.2 | 0.2 | 0.2 | 5 | Nat. Gas Furnace with CAC (15 SEER) | Autosize | kW | 20 | ton | 1.7671 | Electric | kW | 15 | 35 | -30 | 0 | 0.8 | 0.05 | 6 | 0.05 | 6 | Heat_EZ_Sch_1 | Cool_EZ_Sch_1 | No | DHW_EZ_Sch_1 | 0 | 0.75 | 0 | Gas | Gas | Yes | Yes | Yes | 0 | Misc_Elec_EZ_Sch_1 | 0
a36 | 6 | USA_IN_Evansville.Rgnl.AP.724320_TMYx.2004-2018 | 0 | 1900 | 1 | 9 | 1.2 | 4-12 (Low-Moderate Slope) | Pre-Defined Construction | Wood-Framed - 2x6 - 24 in OC - R-21 Cavity - R-10 Header | 16.6667 | Pre-Defined Construction | Attic w R60 Cavity and Shingle Roof | 28.5714 | Pre-Defined Construction | Vented Crawlspace - R30 Cavity Insulation | Vented Crawlspace | 22.2222 | 0 | 0 | 0 | 1.75 | 0.245 | 0.26 | No | 0.2 | 0.2 | 0.2 | 0.2 | 5 | Nat. Gas Furnace with CAC (15 SEER) | Autosize | kW | 20 | ton | 1.7671 | Electric | kW | 15 | 35 | -30 | 0 | 0.8 | 0.05 | 6 | 0.05 | 6 | Heat_EZ_Sch_1 | Cool_EZ_Sch_1 | No | DHW_EZ_Sch_1 | 0 | 0.75 | 0 | Gas | Gas | Yes | Yes | Yes | 0 | Misc_Elec_EZ_Sch_1 | 0
a37 | 6 | USA_IN_Indianapolis.Intl.AP.724380_TMYx.2004-2018 | 0 | 1900 | 1 | 9 | 1.2 | 4-12 (Low-Moderate Slope) | Pre-Defined Construction | Wood-Framed - 2x6 - 24 in OC - R-21 Cavity - R-10 Header | 16.6667 | Pre-Defined Construction | Attic w R60 Cavity and Shingle Roof | 28.5714 | Pre-Defined Construction | Vented Crawlspace - R30 Cavity Insulation | Vented Crawlspace | 22.2222 | 0 | 0 | 0 | 1.75 | 0.245 | 0.26 | No | 0.2 | 0.2 | 0.2 | 0.2 | 5 | Nat. Gas Furnace with CAC (15 SEER) | Autosize | kW | 20 | ton | 1.7671 | Electric | kW | 15 | 35 | -30 | 0 | 0.8 | 0.05 | 6 | 0.05 | 6 | Heat_EZ_Sch_1 | Cool_EZ_Sch_1 | No | DHW_EZ_Sch_1 | 0 | 0.75 | 0 | Gas | Gas | Yes | Yes | Yes | 0 | Misc_Elec_EZ_Sch_1 | 0
a38 | 6 | USA_KS_Hays.Rgnl.AP.724518_TMYx.2004-2018 | 0 | 1900 | 1 | 9 | 1.2 | 4-12 (Low-Moderate Slope) | Pre-Defined Construction | Wood-Framed - 2x6 - 24 in OC - R-21 Cavity - R-10 Header | 16.6667 | Pre-Defined Construction | Attic w R60 Cavity and Shingle Roof | 28.5714 | Pre-Defined Construction | Vented Crawlspace - R30 Cavity Insulation | Vented Crawlspace | 22.2222 | 0 | 0 | 0 | 1.75 | 0.245 | 0.26 | No | 0.2 | 0.2 | 0.2 | 0.2 | 5 | Nat. Gas Furnace with CAC (15 SEER) | Autosize | kW | 20 | ton | 1.7671 | Electric | kW | 15 | 35 | -30 | 0 | 0.8 | 0.05 | 6 | 0.05 | 6 | Heat_EZ_Sch_1 | Cool_EZ_Sch_1 | No | DHW_EZ_Sch_1 | 0 | 0.75 | 0 | Gas | Gas | Yes | Yes | Yes | 0 | Misc_Elec_EZ_Sch_1 | 0
a39 | 6 | USA_KS_Wichita.Eisenhower.Natl.AP.724500_TMYx.2004-2018 | 0 | 1900 | 1 | 9 | 1.2 | 4-12 (Low-Moderate Slope) | Pre-Defined Construction | Wood-Framed - 2x6 - 24 in OC - R-21 Cavity - R-10 Header | 16.6667 | Pre-Defined Construction | Attic w R60 Cavity and Shingle Roof | 28.5714 | Pre-Defined Construction | Vented Crawlspace - R30 Cavity Insulation | Vented Crawlspace | 22.2222 | 0 | 0 | 0 | 1.75 | 0.245 | 0.26 | No | 0.2 | 0.2 | 0.2 | 0.2 | 5 | Nat. Gas Furnace with CAC (15 SEER) | Autosize | kW | 20 | ton | 1.7671 | Electric | kW | 15 | 35 | -30 | 0 | 0.8 | 0.05 | 6 | 0.05 | 6 | Heat_EZ_Sch_1 | Cool_EZ_Sch_1 | No | DHW_EZ_Sch_1 | 0 | 0.75 | 0 | Gas | Gas | Yes | Yes | Yes | 0 | Misc_Elec_EZ_Sch_1 | 0
a40 | 6 | USA_KY_Louisville-Bowman.Rgnl.AP.724235_TMYx.2004-2018 | 0 | 1900 | 1 | 9 | 1.2 | 4-12 (Low-Moderate Slope) | Pre-Defined Construction | Wood-Framed - 2x6 - 24 in OC - R-21 Cavity - R-10 Header | 16.6667 | Pre-Defined Construction | Attic w R60 Cavity and Shingle Roof | 28.5714 | Pre-Defined Construction | Vented Crawlspace - R30 Cavity Insulation | Vented Crawlspace | 22.2222 | 0 | 0 | 0 | 1.75 | 0.245 | 0.26 | No | 0.2 | 0.2 | 0.2 | 0.2 | 5 | Nat. Gas Furnace with CAC (15 SEER) | Autosize | kW | 20 | ton | 1.7671 | Electric | kW | 15 | 35 | -30 | 0 | 0.8 | 0.05 | 6 | 0.05 | 6 | Heat_EZ_Sch_1 | Cool_EZ_Sch_1 | No | DHW_EZ_Sch_1 | 0 | 0.75 | 0 | Gas | Gas | Yes | Yes | Yes | 0 | Misc_Elec_EZ_Sch_1 | 0
a41 | 6 | USA_LA_New.Orleans-Armstrong.Intl.AP.722310_TMYx.2004-2018 | 0 | 1900 | 1 | 9 | 1.2 | 4-12 (Low-Moderate Slope) | Pre-Defined Construction | Wood-Framed - 2x6 - 24 in OC - R-21 Cavity - R-10 Header | 16.6667 | Pre-Defined Construction | Attic w R60 Cavity and Shingle Roof | 28.5714 | Pre-Defined Construction | Vented Crawlspace - R30 Cavity Insulation | Vented Crawlspace | 22.2222 | 0 | 0 | 0 | 1.75 | 0.245 | 0.26 | No | 0.2 | 0.2 | 0.2 | 0.2 | 5 | Nat. Gas Furnace with CAC (15 SEER) | Autosize | kW | 20 | ton | 1.7671 | Electric | kW | 15 | 35 | -30 | 0 | 0.8 | 0.05 | 6 | 0.05 | 6 | Heat_EZ_Sch_1 | Cool_EZ_Sch_1 | No | DHW_EZ_Sch_1 | 0 | 0.75 | 0 | Gas | Gas | Yes | Yes | Yes | 0 | Misc_Elec_EZ_Sch_1 | 0
a42 | 6 | USA_LA_Shreveport.Downtown.AP.722484_TMYx.2004-2018 | 0 | 1900 | 1 | 9 | 1.2 | 4-12 (Low-Moderate Slope) | Pre-Defined Construction | Wood-Framed - 2x6 - 24 in OC - R-21 Cavity - R-10 Header | 16.6667 | Pre-Defined Construction | Attic w R60 Cavity and Shingle Roof | 28.5714 | Pre-Defined Construction | Vented Crawlspace - R30 Cavity Insulation | Vented Crawlspace | 22.2222 | 0 | 0 | 0 | 1.75 | 0.245 | 0.26 | No | 0.2 | 0.2 | 0.2 | 0.2 | 5 | Nat. Gas Furnace with CAC (15 SEER) | Autosize | kW | 20 | ton | 1.7671 | Electric | kW | 15 | 35 | -30 | 0 | 0.8 | 0.05 | 6 | 0.05 | 6 | Heat_EZ_Sch_1 | Cool_EZ_Sch_1 | No | DHW_EZ_Sch_1 | 0 | 0.75 | 0 | Gas | Gas | Yes | Yes | Yes | 0 | Misc_Elec_EZ_Sch_1 | 0
a43 | 6 | USA_MA_Boston-Logan.Intl.AP.725090_TMYx.2004-2018 | 0 | 1900 | 1 | 9 | 1.2 | 4-12 (Low-Moderate Slope) | Pre-Defined Construction | Wood-Framed - 2x6 - 24 in OC - R-21 Cavity - R-10 Header | 16.6667 | Pre-Defined Construction | Attic w R60 Cavity and Shingle Roof | 28.5714 | Pre-Defined Construction | Vented Crawlspace - R30 Cavity Insulation | Vented Crawlspace | 22.2222 | 0 | 0 | 0 | 1.75 | 0.245 | 0.26 | No | 0.2 | 0.2 | 0.2 | 0.2 | 5 | Nat. Gas Furnace with CAC (15 SEER) | Autosize | kW | 20 | ton | 1.7671 | Electric | kW | 15 | 35 | -30 | 0 | 0.8 | 0.05 | 6 | 0.05 | 6 | Heat_EZ_Sch_1 | Cool_EZ_Sch_1 | No | DHW_EZ_Sch_1 | 0 | 0.75 | 0 | Gas | Gas | Yes | Yes | Yes | 0 | Misc_Elec_EZ_Sch_1 | 0
a44 | 6 | USA_MD_Baltimore-Washington.Intl-Marshall.AP.724060_TMYx.2004-2018 | 0 | 1900 | 1 | 9 | 1.2 | 4-12 (Low-Moderate Slope) | Pre-Defined Construction | Wood-Framed - 2x6 - 24 in OC - R-21 Cavity - R-10 Header | 16.6667 | Pre-Defined Construction | Attic w R60 Cavity and Shingle Roof | 28.5714 | Pre-Defined Construction | Vented Crawlspace - R30 Cavity Insulation | Vented Crawlspace | 22.2222 | 0 | 0 | 0 | 1.75 | 0.245 | 0.26 | No | 0.2 | 0.2 | 0.2 | 0.2 | 5 | Nat. Gas Furnace with CAC (15 SEER) | Autosize | kW | 20 | ton | 1.7671 | Electric | kW | 15 | 35 | -30 | 0 | 0.8 | 0.05 | 6 | 0.05 | 6 | Heat_EZ_Sch_1 | Cool_EZ_Sch_1 | No | DHW_EZ_Sch_1 | 0 | 0.75 | 0 | Gas | Gas | Yes | Yes | Yes | 0 | Misc_Elec_EZ_Sch_1 | 0
a45 | 6 | USA_ME_Portland.Intl.Jetport.726060_TMYx.2004-2018 | 0 | 1900 | 1 | 9 | 1.2 | 4-12 (Low-Moderate Slope) | Pre-Defined Construction | Wood-Framed - 2x6 - 24 in OC - R-21 Cavity - R-10 Header | 16.6667 | Pre-Defined Construction | Attic w R60 Cavity and Shingle Roof | 28.5714 | Pre-Defined Construction | Vented Crawlspace - R30 Cavity Insulation | Vented Crawlspace | 22.2222 | 0 | 0 | 0 | 1.75 | 0.245 | 0.26 | No | 0.2 | 0.2 | 0.2 | 0.2 | 5 | Nat. Gas Furnace with CAC (15 SEER) | Autosize | kW | 20 | ton | 1.7671 | Electric | kW | 15 | 35 | -30 | 0 | 0.8 | 0.05 | 6 | 0.05 | 6 | Heat_EZ_Sch_1 | Cool_EZ_Sch_1 | No | DHW_EZ_Sch_1 | 0 | 0.75 | 0 | Gas | Gas | Yes | Yes | Yes | 0 | Misc_Elec_EZ_Sch_1 | 0
a46 | 6 | USA_ME_Presque.Isle.Intl.AP.727130_TMYx.2004-2018 | 0 | 1900 | 1 | 9 | 1.2 | 4-12 (Low-Moderate Slope) | Pre-Defined Construction | Wood-Framed - 2x6 - 24 in OC - R-21 Cavity - R-10 Header | 16.6667 | Pre-Defined Construction | Attic w R60 Cavity and Shingle Roof | 28.5714 | Pre-Defined Construction | Vented Crawlspace - R30 Cavity Insulation | Vented Crawlspace | 22.2222 | 0 | 0 | 0 | 1.75 | 0.245 | 0.26 | No | 0.2 | 0.2 | 0.2 | 0.2 | 5 | Nat. Gas Furnace with CAC (15 SEER) | Autosize | kW | 20 | ton | 1.7671 | Electric | kW | 15 | 35 | -30 | 0 | 0.8 | 0.05 | 6 | 0.05 | 6 | Heat_EZ_Sch_1 | Cool_EZ_Sch_1 | No | DHW_EZ_Sch_1 | 0 | 0.75 | 0 | Gas | Gas | Yes | Yes | Yes | 0 | Misc_Elec_EZ_Sch_1 | 0
a47 | 6 | USA_MI_Detroit-Young.Intl.AP.725375_TMYx.2004-2018 | 0 | 1900 | 1 | 9 | 1.2 | 4-12 (Low-Moderate Slope) | Pre-Defined Construction | Wood-Framed - 2x6 - 24 in OC - R-21 Cavity - R-10 Header | 16.6667 | Pre-Defined Construction | Attic w R60 Cavity and Shingle Roof | 28.5714 | Pre-Defined Construction | Vented Crawlspace - R30 Cavity Insulation | Vented Crawlspace | 22.2222 | 0 | 0 | 0 | 1.75 | 0.245 | 0.26 | No | 0.2 | 0.2 | 0.2 | 0.2 | 5 | Nat. Gas Furnace with CAC (15 SEER) | Autosize | kW | 20 | ton | 1.7671 | Electric | kW | 15 | 35 | -30 | 0 | 0.8 | 0.05 | 6 | 0.05 | 6 | Heat_EZ_Sch_1 | Cool_EZ_Sch_1 | No | DHW_EZ_Sch_1 | 0 | 0.75 | 0 | Gas | Gas | Yes | Yes | Yes | 0 | Misc_Elec_EZ_Sch_1 | 0
a48 | 6 | USA_MI_Houghton.Lake-Roscommon.County.AP.726380_TMYx.2004-2018 | 0 | 1900 | 1 | 9 | 1.2 | 4-12 (Low-Moderate Slope) | Pre-Defined Construction | Wood-Framed - 2x6 - 24 in OC - R-21 Cavity - R-10 Header | 16.6667 | Pre-Defined Construction | Attic w R60 Cavity and Shingle Roof | 28.5714 | Pre-Defined Construction | Vented Crawlspace - R30 Cavity Insulation | Vented Crawlspace | 22.2222 | 0 | 0 | 0 | 1.75 | 0.245 | 0.26 | No | 0.2 | 0.2 | 0.2 | 0.2 | 5 | Nat. Gas Furnace with CAC (15 SEER) | Autosize | kW | 20 | ton | 1.7671 | Electric | kW | 15 | 35 | -30 | 0 | 0.8 | 0.05 | 6 | 0.05 | 6 | Heat_EZ_Sch_1 | Cool_EZ_Sch_1 | No | DHW_EZ_Sch_1 | 0 | 0.75 | 0 | Gas | Gas | Yes | Yes | Yes | 0 | Misc_Elec_EZ_Sch_1 | 0
a49 | 6 | USA_MI_Traverse.City-Cherry.Capital.AP.726387_TMYx.2004-2018 | 0 | 1900 | 1 | 9 | 1.2 | 4-12 (Low-Moderate Slope) | Pre-Defined Construction | Wood-Framed - 2x6 - 24 in OC - R-21 Cavity - R-10 Header | 16.6667 | Pre-Defined Construction | Attic w R60 Cavity and Shingle Roof | 28.5714 | Pre-Defined Construction | Vented Crawlspace - R30 Cavity Insulation | Vented Crawlspace | 22.2222 | 0 | 0 | 0 | 1.75 | 0.245 | 0.26 | No | 0.2 | 0.2 | 0.2 | 0.2 | 5 | Nat. Gas Furnace with CAC (15 SEER) | Autosize | kW | 20 | ton | 1.7671 | Electric | kW | 15 | 35 | -30 | 0 | 0.8 | 0.05 | 6 | 0.05 | 6 | Heat_EZ_Sch_1 | Cool_EZ_Sch_1 | No | DHW_EZ_Sch_1 | 0 | 0.75 | 0 | Gas | Gas | Yes | Yes | Yes | 0 | Misc_Elec_EZ_Sch_1 | 0
a50 | 6 | USA_MN_Duluth.Intl.AP-Duluth.ANGB.727450_TMYx.2004-2018 | 0 | 1900 | 1 | 9 | 1.2 | 4-12 (Low-Moderate Slope) | Pre-Defined Construction | Wood-Framed - 2x6 - 24 in OC - R-21 Cavity - R-10 Header | 16.6667 | Pre-Defined Construction | Attic w R60 Cavity and Shingle Roof | 28.5714 | Pre-Defined Construction | Vented Crawlspace - R30 Cavity Insulation | Vented Crawlspace | 22.2222 | 0 | 0 | 0 | 1.75 | 0.245 | 0.26 | No | 0.2 | 0.2 | 0.2 | 0.2 | 5 | Nat. Gas Furnace with CAC (15 SEER) | Autosize | kW | 20 | ton | 1.7671 | Electric | kW | 15 | 35 | -30 | 0 | 0.8 | 0.05 | 6 | 0.05 | 6 | Heat_EZ_Sch_1 | Cool_EZ_Sch_1 | No | DHW_EZ_Sch_1 | 0 | 0.75 | 0 | Gas | Gas | Yes | Yes | Yes | 0 | Misc_Elec_EZ_Sch_1 | 0
a51 | 6 | USA_MN_Minneapolis-St.Paul.Intl.AP.726580_TMYx.2004-2018 | 0 | 1900 | 1 | 9 | 1.2 | 4-12 (Low-Moderate Slope) | Pre-Defined Construction | Wood-Framed - 2x6 - 24 in OC - R-21 Cavity - R-10 Header | 16.6667 | Pre-Defined Construction | Attic w R60 Cavity and Shingle Roof | 28.5714 | Pre-Defined Construction | Vented Crawlspace - R30 Cavity Insulation | Vented Crawlspace | 22.2222 | 0 | 0 | 0 | 1.75 | 0.245 | 0.26 | No | 0.2 | 0.2 | 0.2 | 0.2 | 5 | Nat. Gas Furnace with CAC (15 SEER) | Autosize | kW | 20 | ton | 1.7671 | Electric | kW | 15 | 35 | -30 | 0 | 0.8 | 0.05 | 6 | 0.05 | 6 | Heat_EZ_Sch_1 | Cool_EZ_Sch_1 | No | DHW_EZ_Sch_1 | 0 | 0.75 | 0 | Gas | Gas | Yes | Yes | Yes | 0 | Misc_Elec_EZ_Sch_1 | 0
a52 | 6 | USA_MO_Kansas.City-Wheeler.Downtown.AP.724463_TMYx.2004-2018 | 0 | 1900 | 1 | 9 | 1.2 | 4-12 (Low-Moderate Slope) | Pre-Defined Construction | Wood-Framed - 2x6 - 24 in OC - R-21 Cavity - R-10 Header | 16.6667 | Pre-Defined Construction | Attic w R60 Cavity and Shingle Roof | 28.5714 | Pre-Defined Construction | Vented Crawlspace - R30 Cavity Insulation | Vented Crawlspace | 22.2222 | 0 | 0 | 0 | 1.75 | 0.245 | 0.26 | No | 0.2 | 0.2 | 0.2 | 0.2 | 5 | Nat. Gas Furnace with CAC (15 SEER) | Autosize | kW | 20 | ton | 1.7671 | Electric | kW | 15 | 35 | -30 | 0 | 0.8 | 0.05 | 6 | 0.05 | 6 | Heat_EZ_Sch_1 | Cool_EZ_Sch_1 | No | DHW_EZ_Sch_1 | 0 | 0.75 | 0 | Gas | Gas | Yes | Yes | Yes | 0 | Misc_Elec_EZ_Sch_1 | 0
a53 | 6 | USA_MO_St.Joseph-Rosecrans.Meml.AP.724490_TMYx.2004-2018 | 0 | 1900 | 1 | 9 | 1.2 | 4-12 (Low-Moderate Slope) | Pre-Defined Construction | Wood-Framed - 2x6 - 24 in OC - R-21 Cavity - R-10 Header | 16.6667 | Pre-Defined Construction | Attic w R60 Cavity and Shingle Roof | 28.5714 | Pre-Defined Construction | Vented Crawlspace - R30 Cavity Insulation | Vented Crawlspace | 22.2222 | 0 | 0 | 0 | 1.75 | 0.245 | 0.26 | No | 0.2 | 0.2 | 0.2 | 0.2 | 5 | Nat. Gas Furnace with CAC (15 SEER) | Autosize | kW | 20 | ton | 1.7671 | Electric | kW | 15 | 35 | -30 | 0 | 0.8 | 0.05 | 6 | 0.05 | 6 | Heat_EZ_Sch_1 | Cool_EZ_Sch_1 | No | DHW_EZ_Sch_1 | 0 | 0.75 | 0 | Gas | Gas | Yes | Yes | Yes | 0 | Misc_Elec_EZ_Sch_1 | 0
a54 | 6 | USA_MS_Gulfport-Biloxi.Intl.AP.747570_TMYx.2004-2018 | 0 | 1900 | 1 | 9 | 1.2 | 4-12 (Low-Moderate Slope) | Pre-Defined Construction | Wood-Framed - 2x6 - 24 in OC - R-21 Cavity - R-10 Header | 16.6667 | Pre-Defined Construction | Attic w R60 Cavity and Shingle Roof | 28.5714 | Pre-Defined Construction | Vented Crawlspace - R30 Cavity Insulation | Vented Crawlspace | 22.2222 | 0 | 0 | 0 | 1.75 | 0.245 | 0.26 | No | 0.2 | 0.2 | 0.2 | 0.2 | 5 | Nat. Gas Furnace with CAC (15 SEER) | Autosize | kW | 20 | ton | 1.7671 | Electric | kW | 15 | 35 | -30 | 0 | 0.8 | 0.05 | 6 | 0.05 | 6 | Heat_EZ_Sch_1 | Cool_EZ_Sch_1 | No | DHW_EZ_Sch_1 | 0 | 0.75 | 0 | Gas | Gas | Yes | Yes | Yes | 0 | Misc_Elec_EZ_Sch_1 | 0
a55 | 6 | USA_MS_Jackson-Evers.Intl.AP.722350_TMYx.2004-2018 | 0 | 1900 | 1 | 9 | 1.2 | 4-12 (Low-Moderate Slope) | Pre-Defined Construction | Wood-Framed - 2x6 - 24 in OC - R-21 Cavity - R-10 Header | 16.6667 | Pre-Defined Construction | Attic w R60 Cavity and Shingle Roof | 28.5714 | Pre-Defined Construction | Vented Crawlspace - R30 Cavity Insulation | Vented Crawlspace | 22.2222 | 0 | 0 | 0 | 1.75 | 0.245 | 0.26 | No | 0.2 | 0.2 | 0.2 | 0.2 | 5 | Nat. Gas Furnace with CAC (15 SEER) | Autosize | kW | 20 | ton | 1.7671 | Electric | kW | 15 | 35 | -30 | 0 | 0.8 | 0.05 | 6 | 0.05 | 6 | Heat_EZ_Sch_1 | Cool_EZ_Sch_1 | No | DHW_EZ_Sch_1 | 0 | 0.75 | 0 | Gas | Gas | Yes | Yes | Yes | 0 | Misc_Elec_EZ_Sch_1 | 0
a56 | 6 | USA_MT_Billings.Logan.Intl.AP.726770_TMYx.2004-2018 | 0 | 1900 | 1 | 9 | 1.2 | 4-12 (Low-Moderate Slope) | Pre-Defined Construction | Wood-Framed - 2x6 - 24 in OC - R-21 Cavity - R-10 Header | 16.6667 | Pre-Defined Construction | Attic w R60 Cavity and Shingle Roof | 28.5714 | Pre-Defined Construction | Vented Crawlspace - R30 Cavity Insulation | Vented Crawlspace | 22.2222 | 0 | 0 | 0 | 1.75 | 0.245 | 0.26 | No | 0.2 | 0.2 | 0.2 | 0.2 | 5 | Nat. Gas Furnace with CAC (15 SEER) | Autosize | kW | 20 | ton | 1.7671 | Electric | kW | 15 | 35 | -30 | 0 | 0.8 | 0.05 | 6 | 0.05 | 6 | Heat_EZ_Sch_1 | Cool_EZ_Sch_1 | No | DHW_EZ_Sch_1 | 0 | 0.75 | 0 | Gas | Gas | Yes | Yes | Yes | 0 | Misc_Elec_EZ_Sch_1 | 0
a57 | 6 | USA_NC_Charlotte.Douglas.Intl.AP.723140_TMYx.2004-2018 | 0 | 1900 | 1 | 9 | 1.2 | 4-12 (Low-Moderate Slope) | Pre-Defined Construction | Wood-Framed - 2x6 - 24 in OC - R-21 Cavity - R-10 Header | 16.6667 | Pre-Defined Construction | Attic w R60 Cavity and Shingle Roof | 28.5714 | Pre-Defined Construction | Vented Crawlspace - R30 Cavity Insulation | Vented Crawlspace | 22.2222 | 0 | 0 | 0 | 1.75 | 0.245 | 0.26 | No | 0.2 | 0.2 | 0.2 | 0.2 | 5 | Nat. Gas Furnace with CAC (15 SEER) | Autosize | kW | 20 | ton | 1.7671 | Electric | kW | 15 | 35 | -30 | 0 | 0.8 | 0.05 | 6 | 0.05 | 6 | Heat_EZ_Sch_1 | Cool_EZ_Sch_1 | No | DHW_EZ_Sch_1 | 0 | 0.75 | 0 | Gas | Gas | Yes | Yes | Yes | 0 | Misc_Elec_EZ_Sch_1 | 0
a58 | 6 | USA_NC_Raleigh-Durham.Intl.AP.723060_TMYx.2004-2018 | 0 | 1900 | 1 | 9 | 1.2 | 4-12 (Low-Moderate Slope) | Pre-Defined Construction | Wood-Framed - 2x6 - 24 in OC - R-21 Cavity - R-10 Header | 16.6667 | Pre-Defined Construction | Attic w R60 Cavity and Shingle Roof | 28.5714 | Pre-Defined Construction | Vented Crawlspace - R30 Cavity Insulation | Vented Crawlspace | 22.2222 | 0 | 0 | 0 | 1.75 | 0.245 | 0.26 | No | 0.2 | 0.2 | 0.2 | 0.2 | 5 | Nat. Gas Furnace with CAC (15 SEER) | Autosize | kW | 20 | ton | 1.7671 | Electric | kW | 15 | 35 | -30 | 0 | 0.8 | 0.05 | 6 | 0.05 | 6 | Heat_EZ_Sch_1 | Cool_EZ_Sch_1 | No | DHW_EZ_Sch_1 | 0 | 0.75 | 0 | Gas | Gas | Yes | Yes | Yes | 0 | Misc_Elec_EZ_Sch_1 | 0
a59 | 6 | USA_ND_Bismarck.Muni.AP.727640_TMYx.2004-2018 | 0 | 1900 | 1 | 9 | 1.2 | 4-12 (Low-Moderate Slope) | Pre-Defined Construction | Wood-Framed - 2x6 - 24 in OC - R-21 Cavity - R-10 Header | 16.6667 | Pre-Defined Construction | Attic w R60 Cavity and Shingle Roof | 28.5714 | Pre-Defined Construction | Vented Crawlspace - R30 Cavity Insulation | Vented Crawlspace | 22.2222 | 0 | 0 | 0 | 1.75 | 0.245 | 0.26 | No | 0.2 | 0.2 | 0.2 | 0.2 | 5 | Nat. Gas Furnace with CAC (15 SEER) | Autosize | kW | 20 | ton | 1.7671 | Electric | kW | 15 | 35 | -30 | 0 | 0.8 | 0.05 | 6 | 0.05 | 6 | Heat_EZ_Sch_1 | Cool_EZ_Sch_1 | No | DHW_EZ_Sch_1 | 0 | 0.75 | 0 | Gas | Gas | Yes | Yes | Yes | 0 | Misc_Elec_EZ_Sch_1 | 0
a60 | 6 | USA_ND_Fargo-Hector.Intl.AP.727530_TMYx.2004-2018 | 0 | 1900 | 1 | 9 | 1.2 | 4-12 (Low-Moderate Slope) | Pre-Defined Construction | Wood-Framed - 2x6 - 24 in OC - R-21 Cavity - R-10 Header | 16.6667 | Pre-Defined Construction | Attic w R60 Cavity and Shingle Roof | 28.5714 | Pre-Defined Construction | Vented Crawlspace - R30 Cavity Insulation | Vented Crawlspace | 22.2222 | 0 | 0 | 0 | 1.75 | 0.245 | 0.26 | No | 0.2 | 0.2 | 0.2 | 0.2 | 5 | Nat. Gas Furnace with CAC (15 SEER) | Autosize | kW | 20 | ton | 1.7671 | Electric | kW | 15 | 35 | -30 | 0 | 0.8 | 0.05 | 6 | 0.05 | 6 | Heat_EZ_Sch_1 | Cool_EZ_Sch_1 | No | DHW_EZ_Sch_1 | 0 | 0.75 | 0 | Gas | Gas | Yes | Yes | Yes | 0 | Misc_Elec_EZ_Sch_1 | 0
a61 | 6 | USA_NE_Omaha-Millard.AP.720308_TMYx.2004-2018 | 0 | 1900 | 1 | 9 | 1.2 | 4-12 (Low-Moderate Slope) | Pre-Defined Construction | Wood-Framed - 2x6 - 24 in OC - R-21 Cavity - R-10 Header | 16.6667 | Pre-Defined Construction | Attic w R60 Cavity and Shingle Roof | 28.5714 | Pre-Defined Construction | Vented Crawlspace - R30 Cavity Insulation | Vented Crawlspace | 22.2222 | 0 | 0 | 0 | 1.75 | 0.245 | 0.26 | No | 0.2 | 0.2 | 0.2 | 0.2 | 5 | Nat. Gas Furnace with CAC (15 SEER) | Autosize | kW | 20 | ton | 1.7671 | Electric | kW | 15 | 35 | -30 | 0 | 0.8 | 0.05 | 6 | 0.05 | 6 | Heat_EZ_Sch_1 | Cool_EZ_Sch_1 | No | DHW_EZ_Sch_1 | 0 | 0.75 | 0 | Gas | Gas | Yes | Yes | Yes | 0 | Misc_Elec_EZ_Sch_1 | 0
a62 | 6 | USA_NH_Concord.Muni.AP.726050_TMYx.2004-2018 | 0 | 1900 | 1 | 9 | 1.2 | 4-12 (Low-Moderate Slope) | Pre-Defined Construction | Wood-Framed - 2x6 - 24 in OC - R-21 Cavity - R-10 Header | 16.6667 | Pre-Defined Construction | Attic w R60 Cavity and Shingle Roof | 28.5714 | Pre-Defined Construction | Vented Crawlspace - R30 Cavity Insulation | Vented Crawlspace | 22.2222 | 0 | 0 | 0 | 1.75 | 0.245 | 0.26 | No | 0.2 | 0.2 | 0.2 | 0.2 | 5 | Nat. Gas Furnace with CAC (15 SEER) | Autosize | kW | 20 | ton | 1.7671 | Electric | kW | 15 | 35 | -30 | 0 | 0.8 | 0.05 | 6 | 0.05 | 6 | Heat_EZ_Sch_1 | Cool_EZ_Sch_1 | No | DHW_EZ_Sch_1 | 0 | 0.75 | 0 | Gas | Gas | Yes | Yes | Yes | 0 | Misc_Elec_EZ_Sch_1 | 0
a63 | 6 | USA_NH_Manchester-Boston.Rgnl.AP.743945_TMYx.2004-2018 | 0 | 1900 | 1 | 9 | 1.2 | 4-12 (Low-Moderate Slope) | Pre-Defined Construction | Wood-Framed - 2x6 - 24 in OC - R-21 Cavity - R-10 Header | 16.6667 | Pre-Defined Construction | Attic w R60 Cavity and Shingle Roof | 28.5714 | Pre-Defined Construction | Vented Crawlspace - R30 Cavity Insulation | Vented Crawlspace | 22.2222 | 0 | 0 | 0 | 1.75 | 0.245 | 0.26 | No | 0.2 | 0.2 | 0.2 | 0.2 | 5 | Nat. Gas Furnace with CAC (15 SEER) | Autosize | kW | 20 | ton | 1.7671 | Electric | kW | 15 | 35 | -30 | 0 | 0.8 | 0.05 | 6 | 0.05 | 6 | Heat_EZ_Sch_1 | Cool_EZ_Sch_1 | No | DHW_EZ_Sch_1 | 0 | 0.75 | 0 | Gas | Gas | Yes | Yes | Yes | 0 | Misc_Elec_EZ_Sch_1 | 0
a64 | 6 | USA_NJ_Newark.Liberty.Intl.AP.725020_TMYx.2004-2018 | 0 | 1900 | 1 | 9 | 1.2 | 4-12 (Low-Moderate Slope) | Pre-Defined Construction | Wood-Framed - 2x6 - 24 in OC - R-21 Cavity - R-10 Header | 16.6667 | Pre-Defined Construction | Attic w R60 Cavity and Shingle Roof | 28.5714 | Pre-Defined Construction | Vented Crawlspace - R30 Cavity Insulation | Vented Crawlspace | 22.2222 | 0 | 0 | 0 | 1.75 | 0.245 | 0.26 | No | 0.2 | 0.2 | 0.2 | 0.2 | 5 | Nat. Gas Furnace with CAC (15 SEER) | Autosize | kW | 20 | ton | 1.7671 | Electric | kW | 15 | 35 | -30 | 0 | 0.8 | 0.05 | 6 | 0.05 | 6 | Heat_EZ_Sch_1 | Cool_EZ_Sch_1 | No | DHW_EZ_Sch_1 | 0 | 0.75 | 0 | Gas | Gas | Yes | Yes | Yes | 0 | Misc_Elec_EZ_Sch_1 | 0
a65 | 6 | USA_NJ_Trenton-Mercer.AP.724095_TMYx.2004-2018 | 0 | 1900 | 1 | 9 | 1.2 | 4-12 (Low-Moderate Slope) | Pre-Defined Construction | Wood-Framed - 2x6 - 24 in OC - R-21 Cavity - R-10 Header | 16.6667 | Pre-Defined Construction | Attic w R60 Cavity and Shingle Roof | 28.5714 | Pre-Defined Construction | Vented Crawlspace - R30 Cavity Insulation | Vented Crawlspace | 22.2222 | 0 | 0 | 0 | 1.75 | 0.245 | 0.26 | No | 0.2 | 0.2 | 0.2 | 0.2 | 5 | Nat. Gas Furnace with CAC (15 SEER) | Autosize | kW | 20 | ton | 1.7671 | Electric | kW | 15 | 35 | -30 | 0 | 0.8 | 0.05 | 6 | 0.05 | 6 | Heat_EZ_Sch_1 | Cool_EZ_Sch_1 | No | DHW_EZ_Sch_1 | 0 | 0.75 | 0 | Gas | Gas | Yes | Yes | Yes | 0 | Misc_Elec_EZ_Sch_1 | 0
a66 | 6 | USA_NM_Albuquerque.Intl.Sunport.723650_TMYx.2004-2018 | 0 | 1900 | 1 | 9 | 1.2 | 4-12 (Low-Moderate Slope) | Pre-Defined Construction | Wood-Framed - 2x6 - 24 in OC - R-21 Cavity - R-10 Header | 16.6667 | Pre-Defined Construction | Attic w R60 Cavity and Shingle Roof | 28.5714 | Pre-Defined Construction | Vented Crawlspace - R30 Cavity Insulation | Vented Crawlspace | 22.2222 | 0 | 0 | 0 | 1.75 | 0.245 | 0.26 | No | 0.2 | 0.2 | 0.2 | 0.2 | 5 | Nat. Gas Furnace with CAC (15 SEER) | Autosize | kW | 20 | ton | 1.7671 | Electric | kW | 15 | 35 | -30 | 0 | 0.8 | 0.05 | 6 | 0.05 | 6 | Heat_EZ_Sch_1 | Cool_EZ_Sch_1 | No | DHW_EZ_Sch_1 | 0 | 0.75 | 0 | Gas | Gas | Yes | Yes | Yes | 0 | Misc_Elec_EZ_Sch_1 | 0
a67 | 6 | USA_NM_Las.Cruces.Intl.AP.722695_TMYx.2004-2018 | 0 | 1900 | 1 | 9 | 1.2 | 4-12 (Low-Moderate Slope) | Pre-Defined Construction | Wood-Framed - 2x6 - 24 in OC - R-21 Cavity - R-10 Header | 16.6667 | Pre-Defined Construction | Attic w R60 Cavity and Shingle Roof | 28.5714 | Pre-Defined Construction | Vented Crawlspace - R30 Cavity Insulation | Vented Crawlspace | 22.2222 | 0 | 0 | 0 | 1.75 | 0.245 | 0.26 | No | 0.2 | 0.2 | 0.2 | 0.2 | 5 | Nat. Gas Furnace with CAC (15 SEER) | Autosize | kW | 20 | ton | 1.7671 | Electric | kW | 15 | 35 | -30 | 0 | 0.8 | 0.05 | 6 | 0.05 | 6 | Heat_EZ_Sch_1 | Cool_EZ_Sch_1 | No | DHW_EZ_Sch_1 | 0 | 0.75 | 0 | Gas | Gas | Yes | Yes | Yes | 0 | Misc_Elec_EZ_Sch_1 | 0
a68 | 6 | USA_NM_Santa.Fe.Muni.AP.723656_TMYx.2004-2018 | 0 | 1900 | 1 | 9 | 1.2 | 4-12 (Low-Moderate Slope) | Pre-Defined Construction | Wood-Framed - 2x6 - 24 in OC - R-21 Cavity - R-10 Header | 16.6667 | Pre-Defined Construction | Attic w R60 Cavity and Shingle Roof | 28.5714 | Pre-Defined Construction | Vented Crawlspace - R30 Cavity Insulation | Vented Crawlspace | 22.2222 | 0 | 0 | 0 | 1.75 | 0.245 | 0.26 | No | 0.2 | 0.2 | 0.2 | 0.2 | 5 | Nat. Gas Furnace with CAC (15 SEER) | Autosize | kW | 20 | ton | 1.7671 | Electric | kW | 15 | 35 | -30 | 0 | 0.8 | 0.05 | 6 | 0.05 | 6 | Heat_EZ_Sch_1 | Cool_EZ_Sch_1 | No | DHW_EZ_Sch_1 | 0 | 0.75 | 0 | Gas | Gas | Yes | Yes | Yes | 0 | Misc_Elec_EZ_Sch_1 | 0
a69 | 6 | USA_NV_Las.Vegas-McCarran.Intl.AP.723860_TMYx.2004-2018 | 0 | 1900 | 1 | 9 | 1.2 | 4-12 (Low-Moderate Slope) | Pre-Defined Construction | Wood-Framed - 2x6 - 24 in OC - R-21 Cavity - R-10 Header | 16.6667 | Pre-Defined Construction | Attic w R60 Cavity and Shingle Roof | 28.5714 | Pre-Defined Construction | Vented Crawlspace - R30 Cavity Insulation | Vented Crawlspace | 22.2222 | 0 | 0 | 0 | 1.75 | 0.245 | 0.26 | No | 0.2 | 0.2 | 0.2 | 0.2 | 5 | Nat. Gas Furnace with CAC (15 SEER) | Autosize | kW | 20 | ton | 1.7671 | Electric | kW | 15 | 35 | -30 | 0 | 0.8 | 0.05 | 6 | 0.05 | 6 | Heat_EZ_Sch_1 | Cool_EZ_Sch_1 | No | DHW_EZ_Sch_1 | 0 | 0.75 | 0 | Gas | Gas | Yes | Yes | Yes | 0 | Misc_Elec_EZ_Sch_1 | 0
a70 | 6 | USA_NV_Reno-Tahoe.Intl.AP.724880_TMYx.2004-2018 | 0 | 1900 | 1 | 9 | 1.2 | 4-12 (Low-Moderate Slope) | Pre-Defined Construction | Wood-Framed - 2x6 - 24 in OC - R-21 Cavity - R-10 Header | 16.6667 | Pre-Defined Construction | Attic w R60 Cavity and Shingle Roof | 28.5714 | Pre-Defined Construction | Vented Crawlspace - R30 Cavity Insulation | Vented Crawlspace | 22.2222 | 0 | 0 | 0 | 1.75 | 0.245 | 0.26 | No | 0.2 | 0.2 | 0.2 | 0.2 | 5 | Nat. Gas Furnace with CAC (15 SEER) | Autosize | kW | 20 | ton | 1.7671 | Electric | kW | 15 | 35 | -30 | 0 | 0.8 | 0.05 | 6 | 0.05 | 6 | Heat_EZ_Sch_1 | Cool_EZ_Sch_1 | No | DHW_EZ_Sch_1 | 0 | 0.75 | 0 | Gas | Gas | Yes | Yes | Yes | 0 | Misc_Elec_EZ_Sch_1 | 0
a71 | 6 | USA_NY_Buffalo.Niagara.Intl.AP.725280_TMYx.2004-2018 | 0 | 1900 | 1 | 9 | 1.2 | 4-12 (Low-Moderate Slope) | Pre-Defined Construction | Wood-Framed - 2x6 - 24 in OC - R-21 Cavity - R-10 Header | 16.6667 | Pre-Defined Construction | Attic w R60 Cavity and Shingle Roof | 28.5714 | Pre-Defined Construction | Vented Crawlspace - R30 Cavity Insulation | Vented Crawlspace | 22.2222 | 0 | 0 | 0 | 1.75 | 0.245 | 0.26 | No | 0.2 | 0.2 | 0.2 | 0.2 | 5 | Nat. Gas Furnace with CAC (15 SEER) | Autosize | kW | 20 | ton | 1.7671 | Electric | kW | 15 | 35 | -30 | 0 | 0.8 | 0.05 | 6 | 0.05 | 6 | Heat_EZ_Sch_1 | Cool_EZ_Sch_1 | No | DHW_EZ_Sch_1 | 0 | 0.75 | 0 | Gas | Gas | Yes | Yes | Yes | 0 | Misc_Elec_EZ_Sch_1 | 0
a72 | 6 | USA_NY_New.York-Kennedy.Intl.AP.744860_TMYx.2004-2018 | 0 | 1900 | 1 | 9 | 1.2 | 4-12 (Low-Moderate Slope) | Pre-Defined Construction | Wood-Framed - 2x6 - 24 in OC - R-21 Cavity - R-10 Header | 16.6667 | Pre-Defined Construction | Attic w R60 Cavity and Shingle Roof | 28.5714 | Pre-Defined Construction | Vented Crawlspace - R30 Cavity Insulation | Vented Crawlspace | 22.2222 | 0 | 0 | 0 | 1.75 | 0.245 | 0.26 | No | 0.2 | 0.2 | 0.2 | 0.2 | 5 | Nat. Gas Furnace with CAC (15 SEER) | Autosize | kW | 20 | ton | 1.7671 | Electric | kW | 15 | 35 | -30 | 0 | 0.8 | 0.05 | 6 | 0.05 | 6 | Heat_EZ_Sch_1 | Cool_EZ_Sch_1 | No | DHW_EZ_Sch_1 | 0 | 0.75 | 0 | Gas | Gas | Yes | Yes | Yes | 0 | Misc_Elec_EZ_Sch_1 | 0
a73 | 6 | USA_NY_Syracuse.Hancock.Intl.AP.725190_TMYx.2004-2018 | 0 | 1900 | 1 | 9 | 1.2 | 4-12 (Low-Moderate Slope) | Pre-Defined Construction | Wood-Framed - 2x6 - 24 in OC - R-21 Cavity - R-10 Header | 16.6667 | Pre-Defined Construction | Attic w R60 Cavity and Shingle Roof | 28.5714 | Pre-Defined Construction | Vented Crawlspace - R30 Cavity Insulation | Vented Crawlspace | 22.2222 | 0 | 0 | 0 | 1.75 | 0.245 | 0.26 | No | 0.2 | 0.2 | 0.2 | 0.2 | 5 | Nat. Gas Furnace with CAC (15 SEER) | Autosize | kW | 20 | ton | 1.7671 | Electric | kW | 15 | 35 | -30 | 0 | 0.8 | 0.05 | 6 | 0.05 | 6 | Heat_EZ_Sch_1 | Cool_EZ_Sch_1 | No | DHW_EZ_Sch_1 | 0 | 0.75 | 0 | Gas | Gas | Yes | Yes | Yes | 0 | Misc_Elec_EZ_Sch_1 | 0
a74 | 6 | USA_OH_Cincinnati.Muni.AP-Lunken.Field.724297_TMYx.2004-2018 | 0 | 1900 | 1 | 9 | 1.2 | 4-12 (Low-Moderate Slope) | Pre-Defined Construction | Wood-Framed - 2x6 - 24 in OC - R-21 Cavity - R-10 Header | 16.6667 | Pre-Defined Construction | Attic w R60 Cavity and Shingle Roof | 28.5714 | Pre-Defined Construction | Vented Crawlspace - R30 Cavity Insulation | Vented Crawlspace | 22.2222 | 0 | 0 | 0 | 1.75 | 0.245 | 0.26 | No | 0.2 | 0.2 | 0.2 | 0.2 | 5 | Nat. Gas Furnace with CAC (15 SEER) | Autosize | kW | 20 | ton | 1.7671 | Electric | kW | 15 | 35 | -30 | 0 | 0.8 | 0.05 | 6 | 0.05 | 6 | Heat_EZ_Sch_1 | Cool_EZ_Sch_1 | No | DHW_EZ_Sch_1 | 0 | 0.75 | 0 | Gas | Gas | Yes | Yes | Yes | 0 | Misc_Elec_EZ_Sch_1 | 0
a75 | 6 | USA_OH_Columbus-Glenn.Columbus.Intl.AP.724280_TMYx.2004-2018 | 0 | 1900 | 1 | 9 | 1.2 | 4-12 (Low-Moderate Slope) | Pre-Defined Construction | Wood-Framed - 2x6 - 24 in OC - R-21 Cavity - R-10 Header | 16.6667 | Pre-Defined Construction | Attic w R60 Cavity and Shingle Roof | 28.5714 | Pre-Defined Construction | Vented Crawlspace - R30 Cavity Insulation | Vented Crawlspace | 22.2222 | 0 | 0 | 0 | 1.75 | 0.245 | 0.26 | No | 0.2 | 0.2 | 0.2 | 0.2 | 5 | Nat. Gas Furnace with CAC (15 SEER) | Autosize | kW | 20 | ton | 1.7671 | Electric | kW | 15 | 35 | -30 | 0 | 0.8 | 0.05 | 6 | 0.05 | 6 | Heat_EZ_Sch_1 | Cool_EZ_Sch_1 | No | DHW_EZ_Sch_1 | 0 | 0.75 | 0 | Gas | Gas | Yes | Yes | Yes | 0 | Misc_Elec_EZ_Sch_1 | 0
a76 | 6 | USA_OK_Oklahoma.City-Post.AP.723544_TMYx.2004-2018 | 0 | 1900 | 1 | 9 | 1.2 | 4-12 (Low-Moderate Slope) | Pre-Defined Construction | Wood-Framed - 2x6 - 24 in OC - R-21 Cavity - R-10 Header | 16.6667 | Pre-Defined Construction | Attic w R60 Cavity and Shingle Roof | 28.5714 | Pre-Defined Construction | Vented Crawlspace - R30 Cavity Insulation | Vented Crawlspace | 22.2222 | 0 | 0 | 0 | 1.75 | 0.245 | 0.26 | No | 0.2 | 0.2 | 0.2 | 0.2 | 5 | Nat. Gas Furnace with CAC (15 SEER) | Autosize | kW | 20 | ton | 1.7671 | Electric | kW | 15 | 35 | -30 | 0 | 0.8 | 0.05 | 6 | 0.05 | 6 | Heat_EZ_Sch_1 | Cool_EZ_Sch_1 | No | DHW_EZ_Sch_1 | 0 | 0.75 | 0 | Gas | Gas | Yes | Yes | Yes | 0 | Misc_Elec_EZ_Sch_1 | 0
a77 | 6 | USA_OR_Portland.Intl.AP.726980_TMYx.2004-2018 | 0 | 1900 | 1 | 9 | 1.2 | 4-12 (Low-Moderate Slope) | Pre-Defined Construction | Wood-Framed - 2x6 - 24 in OC - R-21 Cavity - R-10 Header | 16.6667 | Pre-Defined Construction | Attic w R60 Cavity and Shingle Roof | 28.5714 | Pre-Defined Construction | Vented Crawlspace - R30 Cavity Insulation | Vented Crawlspace | 22.2222 | 0 | 0 | 0 | 1.75 | 0.245 | 0.26 | No | 0.2 | 0.2 | 0.2 | 0.2 | 5 | Nat. Gas Furnace with CAC (15 SEER) | Autosize | kW | 20 | ton | 1.7671 | Electric | kW | 15 | 35 | -30 | 0 | 0.8 | 0.05 | 6 | 0.05 | 6 | Heat_EZ_Sch_1 | Cool_EZ_Sch_1 | No | DHW_EZ_Sch_1 | 0 | 0.75 | 0 | Gas | Gas | Yes | Yes | Yes | 0 | Misc_Elec_EZ_Sch_1 | 0
a78 | 6 | USA_OR_Redmond.Muni.AP-Roberts.Field.726920_TMYx.2004-2018 | 0 | 1900 | 1 | 9 | 1.2 | 4-12 (Low-Moderate Slope) | Pre-Defined Construction | Wood-Framed - 2x6 - 24 in OC - R-21 Cavity - R-10 Header | 16.6667 | Pre-Defined Construction | Attic w R60 Cavity and Shingle Roof | 28.5714 | Pre-Defined Construction | Vented Crawlspace - R30 Cavity Insulation | Vented Crawlspace | 22.2222 | 0 | 0 | 0 | 1.75 | 0.245 | 0.26 | No | 0.2 | 0.2 | 0.2 | 0.2 | 5 | Nat. Gas Furnace with CAC (15 SEER) | Autosize | kW | 20 | ton | 1.7671 | Electric | kW | 15 | 35 | -30 | 0 | 0.8 | 0.05 | 6 | 0.05 | 6 | Heat_EZ_Sch_1 | Cool_EZ_Sch_1 | No | DHW_EZ_Sch_1 | 0 | 0.75 | 0 | Gas | Gas | Yes | Yes | Yes | 0 | Misc_Elec_EZ_Sch_1 | 0
a79 | 6 | USA_PA_Bradford.Rgnl.AP.725266_TMYx.2004-2018 | 0 | 1900 | 1 | 9 | 1.2 | 4-12 (Low-Moderate Slope) | Pre-Defined Construction | Wood-Framed - 2x6 - 24 in OC - R-21 Cavity - R-10 Header | 16.6667 | Pre-Defined Construction | Attic w R60 Cavity and Shingle Roof | 28.5714 | Pre-Defined Construction | Vented Crawlspace - R30 Cavity Insulation | Vented Crawlspace | 22.2222 | 0 | 0 | 0 | 1.75 | 0.245 | 0.26 | No | 0.2 | 0.2 | 0.2 | 0.2 | 5 | Nat. Gas Furnace with CAC (15 SEER) | Autosize | kW | 20 | ton | 1.7671 | Electric | kW | 15 | 35 | -30 | 0 | 0.8 | 0.05 | 6 | 0.05 | 6 | Heat_EZ_Sch_1 | Cool_EZ_Sch_1 | No | DHW_EZ_Sch_1 | 0 | 0.75 | 0 | Gas | Gas | Yes | Yes | Yes | 0 | Misc_Elec_EZ_Sch_1 | 0
a80 | 6 | USA_PA_Philadelphia.Intl.AP.724080_TMYx.2004-2018 | 0 | 1900 | 1 | 9 | 1.2 | 4-12 (Low-Moderate Slope) | Pre-Defined Construction | Wood-Framed - 2x6 - 24 in OC - R-21 Cavity - R-10 Header | 16.6667 | Pre-Defined Construction | Attic w R60 Cavity and Shingle Roof | 28.5714 | Pre-Defined Construction | Vented Crawlspace - R30 Cavity Insulation | Vented Crawlspace | 22.2222 | 0 | 0 | 0 | 1.75 | 0.245 | 0.26 | No | 0.2 | 0.2 | 0.2 | 0.2 | 5 | Nat. Gas Furnace with CAC (15 SEER) | Autosize | kW | 20 | ton | 1.7671 | Electric | kW | 15 | 35 | -30 | 0 | 0.8 | 0.05 | 6 | 0.05 | 6 | Heat_EZ_Sch_1 | Cool_EZ_Sch_1 | No | DHW_EZ_Sch_1 | 0 | 0.75 | 0 | Gas | Gas | Yes | Yes | Yes | 0 | Misc_Elec_EZ_Sch_1 | 0
a81 | 6 | USA_PA_Pittsburgh.Intl.AP.725200_TMYx.2004-2018 | 0 | 1900 | 1 | 9 | 1.2 | 4-12 (Low-Moderate Slope) | Pre-Defined Construction | Wood-Framed - 2x6 - 24 in OC - R-21 Cavity - R-10 Header | 16.6667 | Pre-Defined Construction | Attic w R60 Cavity and Shingle Roof | 28.5714 | Pre-Defined Construction | Vented Crawlspace - R30 Cavity Insulation | Vented Crawlspace | 22.2222 | 0 | 0 | 0 | 1.75 | 0.245 | 0.26 | No | 0.2 | 0.2 | 0.2 | 0.2 | 5 | Nat. Gas Furnace with CAC (15 SEER) | Autosize | kW | 20 | ton | 1.7671 | Electric | kW | 15 | 35 | -30 | 0 | 0.8 | 0.05 | 6 | 0.05 | 6 | Heat_EZ_Sch_1 | Cool_EZ_Sch_1 | No | DHW_EZ_Sch_1 | 0 | 0.75 | 0 | Gas | Gas | Yes | Yes | Yes | 0 | Misc_Elec_EZ_Sch_1 | 0
a82 | 6 | USA_RI_Providence-Green.Intl.State.AP.725070_TMYx.2004-2018 | 0 | 1900 | 1 | 9 | 1.2 | 4-12 (Low-Moderate Slope) | Pre-Defined Construction | Wood-Framed - 2x6 - 24 in OC - R-21 Cavity - R-10 Header | 16.6667 | Pre-Defined Construction | Attic w R60 Cavity and Shingle Roof | 28.5714 | Pre-Defined Construction | Vented Crawlspace - R30 Cavity Insulation | Vented Crawlspace | 22.2222 | 0 | 0 | 0 | 1.75 | 0.245 | 0.26 | No | 0.2 | 0.2 | 0.2 | 0.2 | 5 | Nat. Gas Furnace with CAC (15 SEER) | Autosize | kW | 20 | ton | 1.7671 | Electric | kW | 15 | 35 | -30 | 0 | 0.8 | 0.05 | 6 | 0.05 | 6 | Heat_EZ_Sch_1 | Cool_EZ_Sch_1 | No | DHW_EZ_Sch_1 | 0 | 0.75 | 0 | Gas | Gas | Yes | Yes | Yes | 0 | Misc_Elec_EZ_Sch_1 | 0
a83 | 6 | USA_SC_JB.Charleston-Charleston.Intl.AP.722080_TMYx.2004-2018 | 0 | 1900 | 1 | 9 | 1.2 | 4-12 (Low-Moderate Slope) | Pre-Defined Construction | Wood-Framed - 2x6 - 24 in OC - R-21 Cavity - R-10 Header | 16.6667 | Pre-Defined Construction | Attic w R60 Cavity and Shingle Roof | 28.5714 | Pre-Defined Construction | Vented Crawlspace - R30 Cavity Insulation | Vented Crawlspace | 22.2222 | 0 | 0 | 0 | 1.75 | 0.245 | 0.26 | No | 0.2 | 0.2 | 0.2 | 0.2 | 5 | Nat. Gas Furnace with CAC (15 SEER) | Autosize | kW | 20 | ton | 1.7671 | Electric | kW | 15 | 35 | -30 | 0 | 0.8 | 0.05 | 6 | 0.05 | 6 | Heat_EZ_Sch_1 | Cool_EZ_Sch_1 | No | DHW_EZ_Sch_1 | 0 | 0.75 | 0 | Gas | Gas | Yes | Yes | Yes | 0 | Misc_Elec_EZ_Sch_1 | 0
a84 | 6 | USA_SC_Columbia.Metro.AP.723100_TMYx.2004-2018 | 0 | 1900 | 1 | 9 | 1.2 | 4-12 (Low-Moderate Slope) | Pre-Defined Construction | Wood-Framed - 2x6 - 24 in OC - R-21 Cavity - R-10 Header | 16.6667 | Pre-Defined Construction | Attic w R60 Cavity and Shingle Roof | 28.5714 | Pre-Defined Construction | Vented Crawlspace - R30 Cavity Insulation | Vented Crawlspace | 22.2222 | 0 | 0 | 0 | 1.75 | 0.245 | 0.26 | No | 0.2 | 0.2 | 0.2 | 0.2 | 5 | Nat. Gas Furnace with CAC (15 SEER) | Autosize | kW | 20 | ton | 1.7671 | Electric | kW | 15 | 35 | -30 | 0 | 0.8 | 0.05 | 6 | 0.05 | 6 | Heat_EZ_Sch_1 | Cool_EZ_Sch_1 | No | DHW_EZ_Sch_1 | 0 | 0.75 | 0 | Gas | Gas | Yes | Yes | Yes | 0 | Misc_Elec_EZ_Sch_1 | 0
a85 | 6 | USA_SD_Yankton-Gurney.Muni.AP.726525_TMYx.2004-2018 | 0 | 1900 | 1 | 9 | 1.2 | 4-12 (Low-Moderate Slope) | Pre-Defined Construction | Wood-Framed - 2x6 - 24 in OC - R-21 Cavity - R-10 Header | 16.6667 | Pre-Defined Construction | Attic w R60 Cavity and Shingle Roof | 28.5714 | Pre-Defined Construction | Vented Crawlspace - R30 Cavity Insulation | Vented Crawlspace | 22.2222 | 0 | 0 | 0 | 1.75 | 0.245 | 0.26 | No | 0.2 | 0.2 | 0.2 | 0.2 | 5 | Nat. Gas Furnace with CAC (15 SEER) | Autosize | kW | 20 | ton | 1.7671 | Electric | kW | 15 | 35 | -30 | 0 | 0.8 | 0.05 | 6 | 0.05 | 6 | Heat_EZ_Sch_1 | Cool_EZ_Sch_1 | No | DHW_EZ_Sch_1 | 0 | 0.75 | 0 | Gas | Gas | Yes | Yes | Yes | 0 | Misc_Elec_EZ_Sch_1 | 0
a86 | 6 | USA_SD_Sioux.Falls.Rgnl.AP-Foss.Field.726510_TMYx.2004-2018 | 0 | 1900 | 1 | 9 | 1.2 | 4-12 (Low-Moderate Slope) | Pre-Defined Construction | Wood-Framed - 2x6 - 24 in OC - R-21 Cavity - R-10 Header | 16.6667 | Pre-Defined Construction | Attic w R60 Cavity and Shingle Roof | 28.5714 | Pre-Defined Construction | Vented Crawlspace - R30 Cavity Insulation | Vented Crawlspace | 22.2222 | 0 | 0 | 0 | 1.75 | 0.245 | 0.26 | No | 0.2 | 0.2 | 0.2 | 0.2 | 5 | Nat. Gas Furnace with CAC (15 SEER) | Autosize | kW | 20 | ton | 1.7671 | Electric | kW | 15 | 35 | -30 | 0 | 0.8 | 0.05 | 6 | 0.05 | 6 | Heat_EZ_Sch_1 | Cool_EZ_Sch_1 | No | DHW_EZ_Sch_1 | 0 | 0.75 | 0 | Gas | Gas | Yes | Yes | Yes | 0 | Misc_Elec_EZ_Sch_1 | 0
a87 | 6 | USA_TN_Memphis.Intl.AP.723340_TMYx.2004-2018 | 0 | 1900 | 1 | 9 | 1.2 | 4-12 (Low-Moderate Slope) | Pre-Defined Construction | Wood-Framed - 2x6 - 24 in OC - R-21 Cavity - R-10 Header | 16.6667 | Pre-Defined Construction | Attic w R60 Cavity and Shingle Roof | 28.5714 | Pre-Defined Construction | Vented Crawlspace - R30 Cavity Insulation | Vented Crawlspace | 22.2222 | 0 | 0 | 0 | 1.75 | 0.245 | 0.26 | No | 0.2 | 0.2 | 0.2 | 0.2 | 5 | Nat. Gas Furnace with CAC (15 SEER) | Autosize | kW | 20 | ton | 1.7671 | Electric | kW | 15 | 35 | -30 | 0 | 0.8 | 0.05 | 6 | 0.05 | 6 | Heat_EZ_Sch_1 | Cool_EZ_Sch_1 | No | DHW_EZ_Sch_1 | 0 | 0.75 | 0 | Gas | Gas | Yes | Yes | Yes | 0 | Misc_Elec_EZ_Sch_1 | 0
a88 | 6 | USA_TN_Nashville.Intl.AP.723270_TMYx.2004-2018 | 0 | 1900 | 1 | 9 | 1.2 | 4-12 (Low-Moderate Slope) | Pre-Defined Construction | Wood-Framed - 2x6 - 24 in OC - R-21 Cavity - R-10 Header | 16.6667 | Pre-Defined Construction | Attic w R60 Cavity and Shingle Roof | 28.5714 | Pre-Defined Construction | Vented Crawlspace - R30 Cavity Insulation | Vented Crawlspace | 22.2222 | 0 | 0 | 0 | 1.75 | 0.245 | 0.26 | No | 0.2 | 0.2 | 0.2 | 0.2 | 5 | Nat. Gas Furnace with CAC (15 SEER) | Autosize | kW | 20 | ton | 1.7671 | Electric | kW | 15 | 35 | -30 | 0 | 0.8 | 0.05 | 6 | 0.05 | 6 | Heat_EZ_Sch_1 | Cool_EZ_Sch_1 | No | DHW_EZ_Sch_1 | 0 | 0.75 | 0 | Gas | Gas | Yes | Yes | Yes | 0 | Misc_Elec_EZ_Sch_1 | 0
a89 | 6 | USA_TX_Austin-Camp.Mabry.ANGB.722544_TMYx.2004-2018 | 0 | 1900 | 1 | 9 | 1.2 | 4-12 (Low-Moderate Slope) | Pre-Defined Construction | Wood-Framed - 2x6 - 24 in OC - R-21 Cavity - R-10 Header | 16.6667 | Pre-Defined Construction | Attic w R60 Cavity and Shingle Roof | 28.5714 | Pre-Defined Construction | Vented Crawlspace - R30 Cavity Insulation | Vented Crawlspace | 22.2222 | 0 | 0 | 0 | 1.75 | 0.245 | 0.26 | No | 0.2 | 0.2 | 0.2 | 0.2 | 5 | Nat. Gas Furnace with CAC (15 SEER) | Autosize | kW | 20 | ton | 1.7671 | Electric | kW | 15 | 35 | -30 | 0 | 0.8 | 0.05 | 6 | 0.05 | 6 | Heat_EZ_Sch_1 | Cool_EZ_Sch_1 | No | DHW_EZ_Sch_1 | 0 | 0.75 | 0 | Gas | Gas | Yes | Yes | Yes | 0 | Misc_Elec_EZ_Sch_1 | 0
a90 | 6 | USA_TX_Dallas-Fort.Worth.Intl.AP.722590_TMYx.2004-2018 | 0 | 1900 | 1 | 9 | 1.2 | 4-12 (Low-Moderate Slope) | Pre-Defined Construction | Wood-Framed - 2x6 - 24 in OC - R-21 Cavity - R-10 Header | 16.6667 | Pre-Defined Construction | Attic w R60 Cavity and Shingle Roof | 28.5714 | Pre-Defined Construction | Vented Crawlspace - R30 Cavity Insulation | Vented Crawlspace | 22.2222 | 0 | 0 | 0 | 1.75 | 0.245 | 0.26 | No | 0.2 | 0.2 | 0.2 | 0.2 | 5 | Nat. Gas Furnace with CAC (15 SEER) | Autosize | kW | 20 | ton | 1.7671 | Electric | kW | 15 | 35 | -30 | 0 | 0.8 | 0.05 | 6 | 0.05 | 6 | Heat_EZ_Sch_1 | Cool_EZ_Sch_1 | No | DHW_EZ_Sch_1 | 0 | 0.75 | 0 | Gas | Gas | Yes | Yes | Yes | 0 | Misc_Elec_EZ_Sch_1 | 0
a91 | 6 | USA_TX_Houston-Ellington.AP.722436_TMYx.2004-2018 | 0 | 1900 | 1 | 9 | 1.2 | 4-12 (Low-Moderate Slope) | Pre-Defined Construction | Wood-Framed - 2x6 - 24 in OC - R-21 Cavity - R-10 Header | 16.6667 | Pre-Defined Construction | Attic w R60 Cavity and Shingle Roof | 28.5714 | Pre-Defined Construction | Vented Crawlspace - R30 Cavity Insulation | Vented Crawlspace | 22.2222 | 0 | 0 | 0 | 1.75 | 0.245 | 0.26 | No | 0.2 | 0.2 | 0.2 | 0.2 | 5 | Nat. Gas Furnace with CAC (15 SEER) | Autosize | kW | 20 | ton | 1.7671 | Electric | kW | 15 | 35 | -30 | 0 | 0.8 | 0.05 | 6 | 0.05 | 6 | Heat_EZ_Sch_1 | Cool_EZ_Sch_1 | No | DHW_EZ_Sch_1 | 0 | 0.75 | 0 | Gas | Gas | Yes | Yes | Yes | 0 | Misc_Elec_EZ_Sch_1 | 0
a92 | 6 | USA_TX_Lubbock.Smith.Intl.AP.722670_TMYx.2004-2018 | 0 | 1900 | 1 | 9 | 1.2 | 4-12 (Low-Moderate Slope) | Pre-Defined Construction | Wood-Framed - 2x6 - 24 in OC - R-21 Cavity - R-10 Header | 16.6667 | Pre-Defined Construction | Attic w R60 Cavity and Shingle Roof | 28.5714 | Pre-Defined Construction | Vented Crawlspace - R30 Cavity Insulation | Vented Crawlspace | 22.2222 | 0 | 0 | 0 | 1.75 | 0.245 | 0.26 | No | 0.2 | 0.2 | 0.2 | 0.2 | 5 | Nat. Gas Furnace with CAC (15 SEER) | Autosize | kW | 20 | ton | 1.7671 | Electric | kW | 15 | 35 | -30 | 0 | 0.8 | 0.05 | 6 | 0.05 | 6 | Heat_EZ_Sch_1 | Cool_EZ_Sch_1 | No | DHW_EZ_Sch_1 | 0 | 0.75 | 0 | Gas | Gas | Yes | Yes | Yes | 0 | Misc_Elec_EZ_Sch_1 | 0
a93 | 6 | USA_TX_San.Antonio.Intl.AP.722530_TMYx.2004-2018 | 0 | 1900 | 1 | 9 | 1.2 | 4-12 (Low-Moderate Slope) | Pre-Defined Construction | Wood-Framed - 2x6 - 24 in OC - R-21 Cavity - R-10 Header | 16.6667 | Pre-Defined Construction | Attic w R60 Cavity and Shingle Roof | 28.5714 | Pre-Defined Construction | Vented Crawlspace - R30 Cavity Insulation | Vented Crawlspace | 22.2222 | 0 | 0 | 0 | 1.75 | 0.245 | 0.26 | No | 0.2 | 0.2 | 0.2 | 0.2 | 5 | Nat. Gas Furnace with CAC (15 SEER) | Autosize | kW | 20 | ton | 1.7671 | Electric | kW | 15 | 35 | -30 | 0 | 0.8 | 0.05 | 6 | 0.05 | 6 | Heat_EZ_Sch_1 | Cool_EZ_Sch_1 | No | DHW_EZ_Sch_1 | 0 | 0.75 | 0 | Gas | Gas | Yes | Yes | Yes | 0 | Misc_Elec_EZ_Sch_1 | 0
a94 | 6 | USA_UT_Salt.Lake.City.Intl.AP.725720_TMYx.2004-2018 | 0 | 1900 | 1 | 9 | 1.2 | 4-12 (Low-Moderate Slope) | Pre-Defined Construction | Wood-Framed - 2x6 - 24 in OC - R-21 Cavity - R-10 Header | 16.6667 | Pre-Defined Construction | Attic w R60 Cavity and Shingle Roof | 28.5714 | Pre-Defined Construction | Vented Crawlspace - R30 Cavity Insulation | Vented Crawlspace | 22.2222 | 0 | 0 | 0 | 1.75 | 0.245 | 0.26 | No | 0.2 | 0.2 | 0.2 | 0.2 | 5 | Nat. Gas Furnace with CAC (15 SEER) | Autosize | kW | 20 | ton | 1.7671 | Electric | kW | 15 | 35 | -30 | 0 | 0.8 | 0.05 | 6 | 0.05 | 6 | Heat_EZ_Sch_1 | Cool_EZ_Sch_1 | No | DHW_EZ_Sch_1 | 0 | 0.75 | 0 | Gas | Gas | Yes | Yes | Yes | 0 | Misc_Elec_EZ_Sch_1 | 0
a95 | 6 | USA_UT_St.George.Rgnl.AP.724754_TMYx.2004-2018 | 0 | 1900 | 1 | 9 | 1.2 | 4-12 (Low-Moderate Slope) | Pre-Defined Construction | Wood-Framed - 2x6 - 24 in OC - R-21 Cavity - R-10 Header | 16.6667 | Pre-Defined Construction | Attic w R60 Cavity and Shingle Roof | 28.5714 | Pre-Defined Construction | Vented Crawlspace - R30 Cavity Insulation | Vented Crawlspace | 22.2222 | 0 | 0 | 0 | 1.75 | 0.245 | 0.26 | No | 0.2 | 0.2 | 0.2 | 0.2 | 5 | Nat. Gas Furnace with CAC (15 SEER) | Autosize | kW | 20 | ton | 1.7671 | Electric | kW | 15 | 35 | -30 | 0 | 0.8 | 0.05 | 6 | 0.05 | 6 | Heat_EZ_Sch_1 | Cool_EZ_Sch_1 | No | DHW_EZ_Sch_1 | 0 | 0.75 | 0 | Gas | Gas | Yes | Yes | Yes | 0 | Misc_Elec_EZ_Sch_1 | 0
a96 | 6 | USA_UT_Vernal.Rgnl.AP.725705_TMYx.2004-2018 | 0 | 1900 | 1 | 9 | 1.2 | 4-12 (Low-Moderate Slope) | Pre-Defined Construction | Wood-Framed - 2x6 - 24 in OC - R-21 Cavity - R-10 Header | 16.6667 | Pre-Defined Construction | Attic w R60 Cavity and Shingle Roof | 28.5714 | Pre-Defined Construction | Vented Crawlspace - R30 Cavity Insulation | Vented Crawlspace | 22.2222 | 0 | 0 | 0 | 1.75 | 0.245 | 0.26 | No | 0.2 | 0.2 | 0.2 | 0.2 | 5 | Nat. Gas Furnace with CAC (15 SEER) | Autosize | kW | 20 | ton | 1.7671 | Electric | kW | 15 | 35 | -30 | 0 | 0.8 | 0.05 | 6 | 0.05 | 6 | Heat_EZ_Sch_1 | Cool_EZ_Sch_1 | No | DHW_EZ_Sch_1 | 0 | 0.75 | 0 | Gas | Gas | Yes | Yes | Yes | 0 | Misc_Elec_EZ_Sch_1 | 0
a97 | 6 | USA_VA_Norfolk.Intl.AP.723080_TMYx.2004-2018 | 0 | 1900 | 1 | 9 | 1.2 | 4-12 (Low-Moderate Slope) | Pre-Defined Construction | Wood-Framed - 2x6 - 24 in OC - R-21 Cavity - R-10 Header | 16.6667 | Pre-Defined Construction | Attic w R60 Cavity and Shingle Roof | 28.5714 | Pre-Defined Construction | Vented Crawlspace - R30 Cavity Insulation | Vented Crawlspace | 22.2222 | 0 | 0 | 0 | 1.75 | 0.245 | 0.26 | No | 0.2 | 0.2 | 0.2 | 0.2 | 5 | Nat. Gas Furnace with CAC (15 SEER) | Autosize | kW | 20 | ton | 1.7671 | Electric | kW | 15 | 35 | -30 | 0 | 0.8 | 0.05 | 6 | 0.05 | 6 | Heat_EZ_Sch_1 | Cool_EZ_Sch_1 | No | DHW_EZ_Sch_1 | 0 | 0.75 | 0 | Gas | Gas | Yes | Yes | Yes | 0 | Misc_Elec_EZ_Sch_1 | 0
a98 | 6 | USA_VT_Burlington.Intl.AP.726170_TMYx.2004-2018 | 0 | 1900 | 1 | 9 | 1.2 | 4-12 (Low-Moderate Slope) | Pre-Defined Construction | Wood-Framed - 2x6 - 24 in OC - R-21 Cavity - R-10 Header | 16.6667 | Pre-Defined Construction | Attic w R60 Cavity and Shingle Roof | 28.5714 | Pre-Defined Construction | Vented Crawlspace - R30 Cavity Insulation | Vented Crawlspace | 22.2222 | 0 | 0 | 0 | 1.75 | 0.245 | 0.26 | No | 0.2 | 0.2 | 0.2 | 0.2 | 5 | Nat. Gas Furnace with CAC (15 SEER) | Autosize | kW | 20 | ton | 1.7671 | Electric | kW | 15 | 35 | -30 | 0 | 0.8 | 0.05 | 6 | 0.05 | 6 | Heat_EZ_Sch_1 | Cool_EZ_Sch_1 | No | DHW_EZ_Sch_1 | 0 | 0.75 | 0 | Gas | Gas | Yes | Yes | Yes | 0 | Misc_Elec_EZ_Sch_1 | 0
a99 | 6 | USA_WA_Seattle-Tacoma.Intl.AP.727930_TMYx.2004-2018 | 0 | 1900 | 1 | 9 | 1.2 | 4-12 (Low-Moderate Slope) | Pre-Defined Construction | Wood-Framed - 2x6 - 24 in OC - R-21 Cavity - R-10 Header | 16.6667 | Pre-Defined Construction | Attic w R60 Cavity and Shingle Roof | 28.5714 | Pre-Defined Construction | Vented Crawlspace - R30 Cavity Insulation | Vented Crawlspace | 22.2222 | 0 | 0 | 0 | 1.75 | 0.245 | 0.26 | No | 0.2 | 0.2 | 0.2 | 0.2 | 5 | Nat. Gas Furnace with CAC (15 SEER) | Autosize | kW | 20 | ton | 1.7671 | Electric | kW | 15 | 35 | -30 | 0 | 0.8 | 0.05 | 6 | 0.05 | 6 | Heat_EZ_Sch_1 | Cool_EZ_Sch_1 | No | DHW_EZ_Sch_1 | 0 | 0.75 | 0 | Gas | Gas | Yes | Yes | Yes | 0 | Misc_Elec_EZ_Sch_1 | 0
a100 | 6 | USA_WA_Spokane.Intl.AP.727850_TMYx.2004-2018 | 0 | 1900 | 1 | 9 | 1.2 | 4-12 (Low-Moderate Slope) | Pre-Defined Construction | Wood-Framed - 2x6 - 24 in OC - R-21 Cavity - R-10 Header | 16.6667 | Pre-Defined Construction | Attic w R60 Cavity and Shingle Roof | 28.5714 | Pre-Defined Construction | Vented Crawlspace - R30 Cavity Insulation | Vented Crawlspace | 22.2222 | 0 | 0 | 0 | 1.75 | 0.245 | 0.26 | No | 0.2 | 0.2 | 0.2 | 0.2 | 5 | Nat. Gas Furnace with CAC (15 SEER) | Autosize | kW | 20 | ton | 1.7671 | Electric | kW | 15 | 35 | -30 | 0 | 0.8 | 0.05 | 6 | 0.05 | 6 | Heat_EZ_Sch_1 | Cool_EZ_Sch_1 | No | DHW_EZ_Sch_1 | 0 | 0.75 | 0 | Gas | Gas | Yes | Yes | Yes | 0 | Misc_Elec_EZ_Sch_1 | 0
a101 | 6 | USA_WI_Milwaukee-Mitchell.Intl.AP.726400_TMYx.2004-2018 | 0 | 1900 | 1 | 9 | 1.2 | 4-12 (Low-Moderate Slope) | Pre-Defined Construction | Wood-Framed - 2x6 - 24 in OC - R-21 Cavity - R-10 Header | 16.6667 | Pre-Defined Construction | Attic w R60 Cavity and Shingle Roof | 28.5714 | Pre-Defined Construction | Vented Crawlspace - R30 Cavity Insulation | Vented Crawlspace | 22.2222 | 0 | 0 | 0 | 1.75 | 0.245 | 0.26 | No | 0.2 | 0.2 | 0.2 | 0.2 | 5 | Nat. Gas Furnace with CAC (15 SEER) | Autosize | kW | 20 | ton | 1.7671 | Electric | kW | 15 | 35 | -30 | 0 | 0.8 | 0.05 | 6 | 0.05 | 6 | Heat_EZ_Sch_1 | Cool_EZ_Sch_1 | No | DHW_EZ_Sch_1 | 0 | 0.75 | 0 | Gas | Gas | Yes | Yes | Yes | 0 | Misc_Elec_EZ_Sch_1 | 0
a102 | 6 | USA_WI_Rhinelander-Oneida.County.AP.727415_TMYx.2004-2018 | 0 | 1900 | 1 | 9 | 1.2 | 4-12 (Low-Moderate Slope) | Pre-Defined Construction | Wood-Framed - 2x6 - 24 in OC - R-21 Cavity - R-10 Header | 16.6667 | Pre-Defined Construction | Attic w R60 Cavity and Shingle Roof | 28.5714 | Pre-Defined Construction | Vented Crawlspace - R30 Cavity Insulation | Vented Crawlspace | 22.2222 | 0 | 0 | 0 | 1.75 | 0.245 | 0.26 | No | 0.2 | 0.2 | 0.2 | 0.2 | 5 | Nat. Gas Furnace with CAC (15 SEER) | Autosize | kW | 20 | ton | 1.7671 | Electric | kW | 15 | 35 | -30 | 0 | 0.8 | 0.05 | 6 | 0.05 | 6 | Heat_EZ_Sch_1 | Cool_EZ_Sch_1 | No | DHW_EZ_Sch_1 | 0 | 0.75 | 0 | Gas | Gas | Yes | Yes | Yes | 0 | Misc_Elec_EZ_Sch_1 | 0
a103 | 6 | USA_WV_Charleston-Yeager.AP.724140_TMYx.2004-2018 | 0 | 1900 | 1 | 9 | 1.2 | 4-12 (Low-Moderate Slope) | Pre-Defined Construction | Wood-Framed - 2x6 - 24 in OC - R-21 Cavity - R-10 Header | 16.6667 | Pre-Defined Construction | Attic w R60 Cavity and Shingle Roof | 28.5714 | Pre-Defined Construction | Vented Crawlspace - R30 Cavity Insulation | Vented Crawlspace | 22.2222 | 0 | 0 | 0 | 1.75 | 0.245 | 0.26 | No | 0.2 | 0.2 | 0.2 | 0.2 | 5 | Nat. Gas Furnace with CAC (15 SEER) | Autosize | kW | 20 | ton | 1.7671 | Electric | kW | 15 | 35 | -30 | 0 | 0.8 | 0.05 | 6 | 0.05 | 6 | Heat_EZ_Sch_1 | Cool_EZ_Sch_1 | No | DHW_EZ_Sch_1 | 0 | 0.75 | 0 | Gas | Gas | Yes | Yes | Yes | 0 | Misc_Elec_EZ_Sch_1 | 0
a104 | 6 | USA_WV_Morgantown.Muni.AP-Hart.Field.724176_TMYx.2004-2018 | 0 | 1900 | 1 | 9 | 1.2 | 4-12 (Low-Moderate Slope) | Pre-Defined Construction | Wood-Framed - 2x6 - 24 in OC - R-21 Cavity - R-10 Header | 16.6667 | Pre-Defined Construction | Attic w R60 Cavity and Shingle Roof | 28.5714 | Pre-Defined Construction | Vented Crawlspace - R30 Cavity Insulation | Vented Crawlspace | 22.2222 | 0 | 0 | 0 | 1.75 | 0.245 | 0.26 | No | 0.2 | 0.2 | 0.2 | 0.2 | 5 | Nat. Gas Furnace with CAC (15 SEER) | Autosize | kW | 20 | ton | 1.7671 | Electric | kW | 15 | 35 | -30 | 0 | 0.8 | 0.05 | 6 | 0.05 | 6 | Heat_EZ_Sch_1 | Cool_EZ_Sch_1 | No | DHW_EZ_Sch_1 | 0 | 0.75 | 0 | Gas | Gas | Yes | Yes | Yes | 0 | Misc_Elec_EZ_Sch_1 | 0
a105 | 6 | USA_WY_Cheyenne.Rgnl.AP.725640_TMYx.2004-2018 | 0 | 1900 | 1 | 9 | 1.2 | 4-12 (Low-Moderate Slope) | Pre-Defined Construction | Wood-Framed - 2x6 - 24 in OC - R-21 Cavity - R-10 Header | 16.6667 | Pre-Defined Construction | Attic w R60 Cavity and Shingle Roof | 28.5714 | Pre-Defined Construction | Vented Crawlspace - R30 Cavity Insulation | Vented Crawlspace | 22.2222 | 0 | 0 | 0 | 1.75 | 0.245 | 0.26 | No | 0.2 | 0.2 | 0.2 | 0.2 | 5 | Nat. Gas Furnace with CAC (15 SEER) | Autosize | kW | 20 | ton | 1.7671 | Electric | kW | 15 | 35 | -30 | 0 | 0.8 | 0.05 | 6 | 0.05 | 6 | Heat_EZ_Sch_1 | Cool_EZ_Sch_1 | No | DHW_EZ_Sch_1 | 0 | 0.75 | 0 | Gas | Gas | Yes | Yes | Yes | 0 | Misc_Elec_EZ_Sch_1 | 0
a106 | 6 | USA_WY_Jackson.Hole.AP.725776_TMYx.2004-2018 | 0 | 1900 | 1 | 9 | 1.2 | 4-12 (Low-Moderate Slope) | Pre-Defined Construction | Wood-Framed - 2x6 - 24 in OC - R-21 Cavity - R-10 Header | 16.6667 | Pre-Defined Construction | Attic w R60 Cavity and Shingle Roof | 28.5714 | Pre-Defined Construction | Vented Crawlspace - R30 Cavity Insulation | Vented Crawlspace | 22.2222 | 0 | 0 | 0 | 1.75 | 0.245 | 0.26 | No | 0.2 | 0.2 | 0.2 | 0.2 | 5 | Nat. Gas Furnace with CAC (15 SEER) | Autosize | kW | 20 | ton | 1.7671 | Electric | kW | 15 | 35 | -30 | 0 | 0.8 | 0.05 | 6 | 0.05 | 6 | Heat_EZ_Sch_1 | Cool_EZ_Sch_1 | No | DHW_EZ_Sch_1 | 0 | 0.75 | 0 | Gas | Gas | Yes | Yes | Yes | 0 | Misc_Elec_EZ_Sch_1 | 0

## Run Characteristics
EnergyPlus Directory | C:\EnergyPlusV22-2-0\energyplus.exe
Model Input Template Directory | C:\Users\Logan\Desktop\REEDRRepositories\REEDR\Model Input Template.xlsx
Simulation Type | Annual
Simulation Begin Month | 1
Simulation Begin Day | 1
Simulation End Month | 12
Simulation End Day | 31
Output Granularity | Annual
Output End Uses | All_End_Uses
Run Complete Timestamp | 2023-06-19 14:55:09.740603-07:00 US Pacific Time