## Model Out
Run Label | Total Elec [kWh] | Total Nat Gas [therm] | Total Propane [gal] | Total Heat Elec [kWh] | Prim Furnace Heat Elec [kWh] | ASHP Compressor Heat Elec [kWh] | ASHP Compressor Heat Output [kWh] | ASHP Backup Heat Elec [kWh] | ASHP Defrost Elec [kWh] | ASHP Crankcase Heater Elec [kWh] | Baseboard Heat Elec [kWh] | Cool Elec [kWh] | Fan Elec [kWh] | Pump Elec [kWh] | DHW Elec [kWh] | IntLights Elec [kWh] | ExtLights Elec [kWh] | Total IntEquip Elec [kWh] | IntEquip Range Elec [kWh] | IntEquip Dryer Elec [kWh] | IntEquip Clotheswasher Elec [kWh] | IntEquip Dishwasher Elec [kWh] | IntEquip Refrigerator Elec [kWh] | IntEquip Misc Elec [kWh] | HeatRecov Elec [kWh] | Heat Nat Gas [therm] | DHW Nat Gas [therm] | Total IntEquip Nat Gas [therm] | IntEquip Range Nat Gas [therm] | IntEquip Dryer Nat Gas [therm] | IntEquip Misc Nat Gas [therm] | Heat Propane [gal] | UnmetHours Heating | UnmetHours Cooling | Infiltration Living [ACH] | Infiltration Attic [ACH] | Infiltration Crawlspace [ACH] | Infiltration UnheatedBasement [ACH] | ASHP COP
USA_FL_Miami.Natl.Hurricane.Center.722020_TMYx.2004-2018 | 13589.2715 | 337.1209 |  | 4.3632 |  | 0.33559 | 1.2083 | 0 | 0 | 4.0276 |  | 7334.6331 | 780.8188 | 0 | 72.7081 | 4373.1167 | 0 | 1023.6317 |  |  | 94.3225 | 184.6933 | 668.673 | 0 |  |  | 239.3749 | 97.746 |  | 52.803 | 0 |  | 0 | 1715.6667 | 0.12662 | 4.0771 | 4.478 |  | 3.6006
USA_FL_Fort.Myers-Page.Field.AP.722106_TMYx.2004-2018 | 12805.6278 | 337.2051 |  | 37.7305 |  | 7.5003 | 26.0648 | 0 | 0.044303 | 30.1858 |  | 6606.1926 | 692.2483 | 0 | 72.7081 | 4373.1167 | 0 | 1023.6317 |  |  | 94.3225 | 184.6933 | 668.673 | 0 |  |  | 239.4591 | 97.746 |  | 52.803 | 0 |  | 0.16667 | 1636.1667 | 0.11934 | 3.43 | 3.9014 |  | 3.4752
USA_LA_New.Orleans-Armstrong.Intl.AP.722310_TMYx.2004-2018 | 11983.4921 | 337.4773 |  | 330.3504 |  | 184.1621 | 631.2635 | 2.3589 | 7.7146 | 136.1148 |  | 5564.0949 | 619.5904 | 0 | 72.7081 | 4373.1167 | 0 | 1023.6317 |  |  | 94.3225 | 184.6933 | 668.673 | 0 |  |  | 239.7313 | 97.746 |  | 52.803 | 0 |  | 2.8333 | 1453.3333 | 0.17275 | 3.8561 | 4.6899 |  | 3.3971
USA_TX_Austin-Camp.Mabry.ANGB.722544_TMYx.2004-2018 | 12275.0949 | 337.5101 |  | 479.1925 |  | 237.5623 | 750.8892 | 40.6 | 7.3821 | 193.648 |  | 5686.2118 | 640.2342 | 0 | 72.7081 | 4373.1167 | 0 | 1023.6317 |  |  | 94.3225 | 184.6933 | 668.673 | 0 |  |  | 239.7641 | 97.746 |  | 52.803 | 0 |  | 2.1667 | 1323.6667 | 0.1181 | 2.108 | 2.7035 |  | 2.8454
USA_MS_Gulfport-Biloxi.Intl.AP.747570_TMYx.2004-2018 | 11520.175 | 337.5667 |  | 371.1379 |  | 164.2271 | 549.9479 | 9.8267 | 6.9455 | 190.1387 |  | 5118.6035 | 560.9772 | 0 | 72.7081 | 4373.1167 | 0 | 1023.6317 |  |  | 94.3225 | 184.6933 | 668.673 | 0 |  |  | 239.8207 | 97.746 |  | 52.803 | 0 |  | 2.8333 | 1273.1667 | 0.1559 | 3.2452 | 3.9586 |  | 3.2161
USA_TN_Memphis.Intl.AP.723340_TMYx.2004-2018 | 11509.4231 | 338.0168 |  | 1212.2227 |  | 729.9441 | 2424.7926 | 120.5962 | 28.7651 | 332.9172 |  | 4279.9734 | 547.7706 | 0 | 72.7081 | 4373.1167 | 0 | 1023.6317 |  |  | 94.3225 | 184.6933 | 668.673 | 0 |  |  | 240.2708 | 97.746 |  | 52.803 | 0 |  | 6.3333 | 1169.5 | 0.20184 | 3.8319 | 4.7292 |  | 2.9927
USA_TX_Houston-Ellington.AP.722436_TMYx.2004-2018 | 12267.8623 | 337.4918 |  | 228.7906 |  | 96.6171 | 336.9983 | 0.29589 | 3.4163 | 128.4612 |  | 5939.928 | 629.6873 | 0 | 72.7081 | 4373.1167 | 0 | 1023.6317 |  |  | 94.3225 | 184.6933 | 668.673 | 0 |  |  | 239.7458 | 97.746 |  | 52.803 | 0 |  | 0.66667 | 1135.6667 | 0.15427 | 3.4818 | 4.2374 |  | 3.4804
USA_CA_Imperial.County.AP.747185_TMYx.2004-2018 | 13816.8372 | 337.4297 |  | 166.8108 |  | 25.9393 | 84.7994 | 0.18225 | 0.59195 | 140.0973 |  | 7472.3594 | 708.2106 | 0 | 72.7081 | 4373.1167 | 0 | 1023.6317 |  |  | 94.3225 | 184.6933 | 668.673 | 0 |  |  | 239.6836 | 97.746 |  | 52.803 | 0 |  | 0 | 1114.3333 | 0.13195 | 3.6277 | 3.7819 |  | 3.2533
USA_AL_Mobile.Rgnl.AP-Bates.Field.722230_TMYx.2004-2018 | 11251.0096 | 337.6226 |  | 354.5417 |  | 160.0308 | 519.2048 | 6.4053 | 5.3316 | 182.7739 |  | 4868.313 | 558.6986 | 0 | 72.7081 | 4373.1167 | 0 | 1023.6317 |  |  | 94.3225 | 184.6933 | 668.673 | 0 |  |  | 239.8766 | 97.746 |  | 52.803 | 0 |  | 2.5 | 1068.8333 | 0.15522 | 3.1921 | 3.9034 |  | 3.158
USA_FL_Jacksonville.Intl.AP.722060_TMYx.2004-2018 | 11368.4503 | 337.538 |  | 272.0932 |  | 102.9671 | 333.7473 | 1.3074 | 5.7069 | 162.1117 |  | 5059.8222 | 567.0786 | 0 | 72.7081 | 4373.1167 | 0 | 1023.6317 |  |  | 94.3225 | 184.6933 | 668.673 | 0 |  |  | 239.792 | 97.746 |  | 52.803 | 0 |  | 1.6667 | 1047.3333 | 0.14508 | 3.275 | 3.7197 |  | 3.2132
USA_TX_San.Antonio.Intl.AP.722530_TMYx.2004-2018 | 12714.2128 | 337.5993 |  | 486.0665 |  | 263.0949 | 844.3367 | 46.4014 | 6.7058 | 169.8643 |  | 6073.4836 | 685.2063 | 0 | 72.7081 | 4373.1167 | 0 | 1023.6317 |  |  | 94.3225 | 184.6933 | 668.673 | 0 |  |  | 239.8533 | 97.746 |  | 52.803 | 0 |  | 1 | 1045.6667 | 0.19906 | 4.1787 | 5.3606 |  | 2.878
USA_AL_Birmingham-Shuttlesworth.Intl.AP.722280_TMYx.2004-2018 | 10881.3887 | 337.9257 |  | 834.3383 |  | 433.3638 | 1418.3732 | 64.9646 | 17.5774 | 318.4326 |  | 4071.7598 | 505.8341 | 0 | 72.7081 | 4373.1167 | 0 | 1023.6317 |  |  | 94.3225 | 184.6933 | 668.673 | 0 |  |  | 240.1796 | 97.746 |  | 52.803 | 0 |  | 4 | 1029.3333 | 0.14853 | 2.7247 | 3.1789 |  | 2.9766
USA_LA_Shreveport.Downtown.AP.722484_TMYx.2004-2018 | 11608.275 | 337.7793 |  | 758.7223 |  | 428.7338 | 1375.9388 | 58.1163 | 20.1648 | 251.7074 |  | 4827.2582 | 552.8381 | 0 | 72.7081 | 4373.1167 | 0 | 1023.6317 |  |  | 94.3225 | 184.6933 | 668.673 | 0 |  |  | 240.0333 | 97.746 |  | 52.803 | 0 |  | 3.3333 | 942.5 | 0.16109 | 3.0478 | 3.7342 |  | 2.9456
USA_MS_Jackson-Evers.Intl.AP.722350_TMYx.2004-2018 | 11211.9711 | 337.8607 |  | 659.852 |  | 344.8702 | 1137.3172 | 11.8887 | 17.8787 | 285.2143 |  | 4541.5055 | 541.1573 | 0 | 72.7081 | 4373.1167 | 0 | 1023.6317 |  |  | 94.3225 | 184.6933 | 668.673 | 0 |  |  | 240.1146 | 97.746 |  | 52.803 | 0 |  | 4.3333 | 931.8333 | 0.14786 | 2.6838 | 3.2837 |  | 3.2212
USA_NC_Raleigh-Durham.Intl.AP.723060_TMYx.2004-2018 | 10732.1058 | 337.9951 |  | 921.3927 |  | 499.39 | 1626.5821 | 29.4895 | 20.5561 | 371.9571 |  | 3851.5789 | 489.6779 | 0 | 72.7081 | 4373.1167 | 0 | 1023.6317 |  |  | 94.3225 | 184.6933 | 668.673 | 0 |  |  | 240.2491 | 97.746 |  | 52.803 | 0 |  | 4 | 927.1667 | 0.16545 | 2.8751 | 3.4943 |  | 3.1313
USA_AZ_Phoenix-Sky.Harbor.Intl.AP.722780_TMYx.2004-2018 | 14330.6827 | 337.3501 |  | 89.3144 |  | 3.9843 | 13.7785 | 0 | 0.092169 | 85.238 |  | 7994.4816 | 777.4303 | 0 | 72.7081 | 4373.1167 | 0 | 1023.6317 |  |  | 94.3225 | 184.6933 | 668.673 | 0 |  |  | 239.604 | 97.746 |  | 52.803 | 0 |  | 0 | 919.3333 | 0.12191 | 3.4102 | 3.6241 |  | 3.4582
USA_SC_Columbia.Metro.AP.723100_TMYx.2004-2018 | 11213.1999 | 337.8787 |  | 706.6634 |  | 364.6797 | 1189.8256 | 10.0964 | 17.3572 | 314.5301 |  | 4514.8277 | 522.2524 | 0 | 72.7081 | 4373.1167 | 0 | 1023.6317 |  |  | 94.3225 | 184.6933 | 668.673 | 0 |  |  | 240.1327 | 97.746 |  | 52.803 | 0 |  | 2.8333 | 904.6667 | 0.13695 | 2.6853 | 3.0128 |  | 3.2017
USA_AR_Little.Rock.AFB.723405_TMYx.2004-2018 | 11279.6404 | 338.097 |  | 1163.2094 |  | 681.5359 | 2199.5259 | 74.939 | 27.7358 | 378.9987 |  | 4130.6239 | 516.3507 | 0 | 72.7081 | 4373.1167 | 0 | 1023.6317 |  |  | 94.3225 | 184.6933 | 668.673 | 0 |  |  | 240.3509 | 97.746 |  | 52.803 | 0 |  | 5.8333 | 898.1667 | 0.14499 | 2.6014 | 2.9924 |  | 3.0067
USA_TN_Nashville.Intl.AP.723270_TMYx.2004-2018 | 10939.0212 | 338.1673 |  | 1275.3838 |  | 755.8025 | 2472.8091 | 120.5366 | 27.0537 | 371.9909 |  | 3697.2522 | 496.9287 | 0 | 72.7081 | 4373.1167 | 0 | 1023.6317 |  |  | 94.3225 | 184.6933 | 668.673 | 0 |  |  | 240.4213 | 97.746 |  | 52.803 | 0 |  | 6 | 875.8333 | 0.17546 | 2.934 | 3.586 |  | 2.9593
USA_VA_Norfolk.Intl.AP.723080_TMYx.2004-2018 | 10712.4669 | 338.1654 |  | 1159.1705 |  | 711.8208 | 2426.9703 | 43.1713 | 22.5784 | 381.6 |  | 3611.5933 | 472.2466 | 0 | 72.7081 | 4373.1167 | 0 | 1023.6317 |  |  | 94.3225 | 184.6933 | 668.673 | 0 |  |  | 240.4193 | 97.746 |  | 52.803 | 0 |  | 12.1667 | 850.3333 | 0.23011 | 4.4076 | 5.4901 |  | 3.2717
USA_CA_Los.Angeles.Intl.AP.722950_TMYx.2004-2018 | 9120.4368 | 337.5118 |  | 36.8176 |  | 2.9221 | 10.9766 | 0 | 0.0007351 | 33.8948 |  | 3211.3838 | 402.779 | 0 | 72.7081 | 4373.1167 | 0 | 1023.6317 |  |  | 94.3225 | 184.6933 | 668.673 | 0 |  |  | 239.7658 | 97.746 |  | 52.803 | 0 |  | 0 | 801 | 0.16501 | 4.0539 | 3.8881 |  | 3.7564
USA_OK_Oklahoma.City-Post.AP.723544_TMYx.2004-2018 | 12503.4234 | 338.3021 |  | 2427.9094 |  | 1310.7791 | 4197.9809 | 730.5685 | 45.8572 | 340.7046 |  | 4023.1477 | 582.9099 | 0 | 72.7081 | 4373.1167 | 0 | 1023.6317 |  |  | 94.3225 | 184.6933 | 668.673 | 0 |  |  | 240.556 | 97.746 |  | 52.803 | 0 |  | 8.3333 | 768.1667 | 0.31504 | 5.8492 | 7.3122 |  | 2.4144
USA_GA_Rome-Russell.AP.723200_TMYx.2004-2018 | 10778.7771 | 338.1058 |  | 1041.823 |  | 574.6479 | 1858.0288 | 73.5823 | 18.433 | 375.1599 |  | 3777.9811 | 489.5166 | 0 | 72.7081 | 4373.1167 | 0 | 1023.6317 |  |  | 94.3225 | 184.6933 | 668.673 | 0 |  |  | 240.3598 | 97.746 |  | 52.803 | 0 |  | 2.6667 | 733.3333 | 0.12941 | 1.8672 | 2.1887 |  | 2.9798
USA_GA_Atlanta-Hartsfield-Jackson.Intl.AP.722190_TMYx.2004-2018 | 10791.6507 | 338.0521 |  | 881.725 |  | 500.3186 | 1691.3528 | 41.6491 | 18.5699 | 321.1875 |  | 3940.4933 | 499.976 | 0 | 72.7081 | 4373.1167 | 0 | 1023.6317 |  |  | 94.3225 | 184.6933 | 668.673 | 0 |  |  | 240.3061 | 97.746 |  | 52.803 | 0 |  | 5 | 700.5 | 0.18025 | 3.9087 | 4.4617 |  | 3.1976
USA_OH_Columbus-Glenn.Columbus.Intl.AP.724280_TMYx.2004-2018 | 12801.372 | 338.7032 |  | 4103.1926 |  | 2196.9309 | 7102.5987 | 1453.1058 | 75.1476 | 378.0083 |  | 2676.1934 | 552.5296 | 0 | 72.7081 | 4373.1167 | 0 | 1023.6317 |  |  | 94.3225 | 184.6933 | 668.673 | 0 |  |  | 240.9572 | 97.746 |  | 52.803 | 0 |  | 26.8333 | 696.1667 | 0.22223 | 4.1746 | 4.739 |  | 2.344
USA_NJ_Trenton-Mercer.AP.724095_TMYx.2004-2018 | 11153.8789 | 338.653 |  | 2693.9941 |  | 1568.5665 | 5198.4044 | 621.325 | 37.9303 | 466.1723 |  | 2532.7795 | 457.6489 | 0 | 72.7081 | 4373.1167 | 0 | 1023.6317 |  |  | 94.3225 | 184.6933 | 668.673 | 0 |  |  | 240.907 | 97.746 |  | 52.803 | 0 |  | 18 | 663.1667 | 0.19601 | 3.2928 | 3.8731 |  | 2.6575
USA_NC_Charlotte.Douglas.Intl.AP.723140_TMYx.2004-2018 | 10580.3419 | 338.11 |  | 1031.9904 |  | 587.4757 | 1918.8845 | 61.345 | 23.3117 | 359.8581 |  | 3602.6312 | 476.2639 | 0 | 72.7081 | 4373.1167 | 0 | 1023.6317 |  |  | 94.3225 | 184.6933 | 668.673 | 0 |  |  | 240.3639 | 97.746 |  | 52.803 | 0 |  | 4 | 640.1667 | 0.17052 | 2.8743 | 3.5278 |  | 3.052
USA_IL_Belleville-Scott.AFB-MidAmerica.St.Louis.AP.724338_TMYx.2004-2018 | 11970.5219 | 338.5621 |  | 2789.5263 |  | 1703.5791 | 5481.7307 | 559.239 | 86.1704 | 440.5378 |  | 3165.0807 | 546.4585 | 0 | 72.7081 | 4373.1167 | 0 | 1023.6317 |  |  | 94.3225 | 184.6933 | 668.673 | 0 |  |  | 240.8161 | 97.746 |  | 52.803 | 0 |  | 8.3333 | 630.5 | 0.1954 | 3.3038 | 3.9487 |  | 2.6697
USA_IN_Evansville.Rgnl.AP.724320_TMYx.2004-2018 | 11497.2291 | 338.5048 |  | 2318.212 |  | 1405.9232 | 4545.6538 | 450.474 | 49.0145 | 412.8004 |  | 3194.4623 | 515.0984 | 0 | 72.7081 | 4373.1167 | 0 | 1023.6317 |  |  | 94.3225 | 184.6933 | 668.673 | 0 |  |  | 240.7588 | 97.746 |  | 52.803 | 0 |  | 11 | 623.5 | 0.18879 | 3.2225 | 3.9002 |  | 2.6913
USA_CA_Bakersfield-Meadows.Field.AP.723840_TMYx.2004-2018 | 11250.1232 | 337.7479 |  | 342.1545 |  | 86.5774 | 292.5347 | 0.4778 | 4.1135 | 250.9858 |  | 4900.8331 | 537.6792 | 0 | 72.7081 | 4373.1167 | 0 | 1023.6317 |  |  | 94.3225 | 184.6933 | 668.673 | 0 |  |  | 240.0018 | 97.746 |  | 52.803 | 0 |  | 0.66667 | 620.3333 | 0.14114 | 2.5524 | 3.0572 |  | 3.3658
USA_PA_Philadelphia.Intl.AP.724080_TMYx.2004-2018 | 11453.4755 | 338.59 |  | 2588.6847 |  | 1551.7908 | 5149.2573 | 585.6669 | 29.4766 | 421.7504 |  | 2909.1583 | 486.1761 | 0 | 72.7081 | 4373.1167 | 0 | 1023.6317 |  |  | 94.3225 | 184.6933 | 668.673 | 0 |  |  | 240.844 | 97.746 |  | 52.803 | 0 |  | 10 | 618 | 0.23206 | 4.6994 | 5.4092 |  | 2.6831
USA_MD_Baltimore-Washington.Intl-Marshall.AP.724060_TMYx.2004-2018 | 11228.7776 | 338.5222 |  | 2355.0383 |  | 1408.0935 | 4571.0859 | 454.6325 | 39.3154 | 452.9969 |  | 2919.1677 | 485.1152 | 0 | 72.7081 | 4373.1167 | 0 | 1023.6317 |  |  | 94.3225 | 184.6933 | 668.673 | 0 |  |  | 240.7762 | 97.746 |  | 52.803 | 0 |  | 11.6667 | 615 | 0.18525 | 3.4247 | 3.7857 |  | 2.698
USA_GA_Savannah-Hilton.Head.Intl.AP.722070_TMYx.2004-2018 | 11237.8984 | 337.7682 |  | 429.3741 |  | 190.5367 | 626.8067 | 5.2187 | 9.4964 | 224.1222 |  | 4819.1028 | 519.9651 | 0 | 72.7081 | 4373.1167 | 0 | 1023.6317 |  |  | 94.3225 | 184.6933 | 668.673 | 0 |  |  | 240.0221 | 97.746 |  | 52.803 | 0 |  | 1.1667 | 608.1667 | 0.15325 | 3.3279 | 3.7515 |  | 3.2286
USA_NV_Las.Vegas-McCarran.Intl.AP.723860_TMYx.2004-2018 | 12997.333 | 337.7699 |  | 417.7331 |  | 145.9497 | 483.6334 | 1.172 | 1.7875 | 268.824 |  | 6441.3943 | 668.7492 | 0 | 72.7081 | 4373.1167 | 0 | 1023.6317 |  |  | 94.3225 | 184.6933 | 668.673 | 0 |  |  | 240.0238 | 97.746 |  | 52.803 | 0 |  | 0 | 602.3333 | 0.20514 | 3.9189 | 5.0862 |  | 3.2953
USA_OH_Cincinnati.Muni.AP-Lunken.Field.724297_TMYx.2004-2018 | 11862.259 | 338.6635 |  | 3090.69 |  | 1772.1795 | 5672.6409 | 827.5858 | 62.385 | 428.5397 |  | 2787.226 | 514.8866 | 0 | 72.7081 | 4373.1167 | 0 | 1023.6317 |  |  | 94.3225 | 184.6933 | 668.673 | 0 |  |  | 240.9175 | 97.746 |  | 52.803 | 0 |  | 7.8333 | 562.1667 | 0.18878 | 3.0606 | 3.5509 |  | 2.5003
USA_CA_Santa.Ana-Orange.County-Wayne.Intl.AP.722977_TMYx.2004-2018 | 9718.908 | 337.5108 |  | 67.4202 |  | 3.858 | 13.5595 | 0 | 0.11145 | 63.4508 |  | 3726.8248 | 455.2065 | 0 | 72.7081 | 4373.1167 | 0 | 1023.6317 |  |  | 94.3225 | 184.6933 | 668.673 | 0 |  |  | 239.7648 | 97.746 |  | 52.803 | 0 |  | 0 | 558.1667 | 0.13713 | 2.2728 | 2.7652 |  | 3.5147
USA_NY_New.York-Kennedy.Intl.AP.744860_TMYx.2004-2018 | 12177.4322 | 338.8034 |  | 3740.6948 |  | 2048.0532 | 6892.556 | 1253.7279 | 31.1129 | 407.8007 |  | 2480.7617 | 486.5193 | 0 | 72.7081 | 4373.1167 | 0 | 1023.6317 |  |  | 94.3225 | 184.6933 | 668.673 | 0 |  |  | 241.0574 | 97.746 |  | 52.803 | 0 |  | 33 | 545.5 | 0.30109 | 6.2856 | 7.256 |  | 2.4672
USA_TX_Dallas-Fort.Worth.Intl.AP.722590_TMYx.2004-2018 | 12023.2674 | 337.9524 |  | 710.4519 |  | 407.4325 | 1367.0316 | 4.4084 | 13.8671 | 284.744 |  | 5268.4951 | 574.864 | 0 | 72.7081 | 4373.1167 | 0 | 1023.6317 |  |  | 94.3225 | 184.6933 | 668.673 | 0 |  |  | 240.2063 | 97.746 |  | 52.803 | 0 |  | 0.83333 | 535.5 | 0.26495 | 5.1818 | 6.5004 |  | 3.33
USA_KY_Louisville-Bowman.Rgnl.AP.724235_TMYx.2004-2018 | 11427.3395 | 338.49 |  | 2192.6906 |  | 1358.5298 | 4418.0904 | 347.9171 | 46.9379 | 439.3058 |  | 3248.1761 | 517.0164 | 0 | 72.7081 | 4373.1167 | 0 | 1023.6317 |  |  | 94.3225 | 184.6933 | 668.673 | 0 |  |  | 240.744 | 97.746 |  | 52.803 | 0 |  | 6.5 | 535.3333 | 0.16123 | 2.6925 | 3.1028 |  | 2.7929
USA_NJ_Newark.Liberty.Intl.AP.725020_TMYx.2004-2018 | 11816.6887 | 338.6916 |  | 3131.1804 |  | 1874.8635 | 6205.5166 | 810.0543 | 32.1039 | 414.1586 |  | 2707.0726 | 508.9793 | 0 | 72.7081 | 4373.1167 | 0 | 1023.6317 |  |  | 94.3225 | 184.6933 | 668.673 | 0 |  |  | 240.9456 | 97.746 |  | 52.803 | 0 |  | 10.8333 | 533 | 0.24982 | 5.045 | 5.8748 |  | 2.613
USA_KS_Hays.Rgnl.AP.724518_TMYx.2004-2018 | 13321.9006 | 338.734 |  | 4086.0834 |  | 2397.5302 | 7606.6503 | 1175.4639 | 73.5492 | 439.5401 |  | 3154.8011 | 611.5596 | 0 | 72.7081 | 4373.1167 | 0 | 1023.6317 |  |  | 94.3225 | 184.6933 | 668.673 | 0 |  |  | 240.988 | 97.746 |  | 52.803 | 0 |  | 13 | 516 | 0.32654 | 6.0918 | 7.5182 |  | 2.4579
USA_IN_Indianapolis.Intl.AP.724380_TMYx.2004-2018 | 13201.0127 | 338.7631 |  | 4424.3356 |  | 2333.8246 | 7480.3567 | 1616.8622 | 79.3869 | 394.262 |  | 2733.5946 | 573.6262 | 0 | 72.7081 | 4373.1167 | 0 | 1023.6317 |  |  | 94.3225 | 184.6933 | 668.673 | 0 |  |  | 241.0171 | 97.746 |  | 52.803 | 0 |  | 26.8333 | 482.6667 | 0.24712 | 4.984 | 5.6875 |  | 2.3027
USA_MO_Kansas.City-Wheeler.Downtown.AP.724463_TMYx.2004-2018 | 12150.8509 | 338.5359 |  | 2841.5796 |  | 1687.2079 | 5356.6902 | 705.5525 | 47.8049 | 401.0143 |  | 3289.8148 | 550.0001 | 0 | 72.7081 | 4373.1167 | 0 | 1023.6317 |  |  | 94.3225 | 184.6933 | 668.673 | 0 |  |  | 240.7899 | 97.746 |  | 52.803 | 0 |  | 7.8333 | 477.1667 | 0.21708 | 3.9236 | 4.7035 |  | 2.5336
USA_NE_Omaha-Millard.AP.720308_TMYx.2004-2018 | 13959.0787 | 338.7973 |  | 5113.3936 |  | 2540.0387 | 7828.3977 | 2052.1627 | 83.5906 | 437.6016 |  | 2772.7254 | 603.5032 | 0 | 72.7081 | 4373.1167 | 0 | 1023.6317 |  |  | 94.3225 | 184.6933 | 668.673 | 0 |  |  | 241.0513 | 97.746 |  | 52.803 | 0 |  | 19.1667 | 460 | 0.20951 | 3.0988 | 3.922 |  | 2.1516
USA_CA_Riverside.Muni.AP.722869_TMYx.2004-2018 | 10652.3334 | 337.6541 |  | 194.8914 |  | 29.8339 | 102.184 | 0 | 1.009 | 164.0485 |  | 4474.9968 | 512.9888 | 0 | 72.7081 | 4373.1167 | 0 | 1023.6317 |  |  | 94.3225 | 184.6933 | 668.673 | 0 |  |  | 239.9081 | 97.746 |  | 52.803 | 0 |  | 0.16667 | 443.3333 | 0.11876 | 2.5006 | 2.418 |  | 3.4251
USA_SC_JB.Charleston-Charleston.Intl.AP.722080_TMYx.2004-2018 | 11228.7281 | 337.8484 |  | 532.6305 |  | 264.5974 | 874.6179 | 12.6937 | 12.7709 | 242.5686 |  | 4735.7071 | 490.9342 | 0 | 72.7081 | 4373.1167 | 0 | 1023.6317 |  |  | 94.3225 | 184.6933 | 668.673 | 0 |  |  | 240.1024 | 97.746 |  | 52.803 | 0 |  | 1.5 | 440.6667 | 0.16853 | 3.4656 | 4.1327 |  | 3.1999
USA_CT_Bridgeport-Sikorsky.Meml.AP.725040_TMYx.2004-2018 | 11527.0921 | 338.8204 |  | 3416.6574 |  | 1917.4602 | 6370.3282 | 994.165 | 48.0335 | 456.9987 |  | 2188.8694 | 452.1088 | 0 | 72.7081 | 4373.1167 | 0 | 1023.6317 |  |  | 94.3225 | 184.6933 | 668.673 | 0 |  |  | 241.0744 | 97.746 |  | 52.803 | 0 |  | 44.3333 | 434.1667 | 0.23855 | 4.504 | 5.2419 |  | 2.5293
USA_WV_Charleston-Yeager.AP.724140_TMYx.2004-2018 | 11164.7173 | 338.5121 |  | 2333.6155 |  | 1385.018 | 4368.7043 | 448.7704 | 56.0308 | 443.7962 |  | 2874.7633 | 486.8821 | 0 | 72.7081 | 4373.1167 | 0 | 1023.6317 |  |  | 94.3225 | 184.6933 | 668.673 | 0 |  |  | 240.766 | 97.746 |  | 52.803 | 0 |  | 5.6667 | 419 | 0.15828 | 2.2402 | 2.5129 |  | 2.6271
USA_AR_Fayetteville.Exec.AP-Drake.Field.723445_TMYx.2004-2018 | 11195.7663 | 338.3893 |  | 1829.7804 |  | 1149.9323 | 3617.8881 | 199.9759 | 58.1906 | 421.6815 |  | 3402.2494 | 494.2801 | 0 | 72.7081 | 4373.1167 | 0 | 1023.6317 |  |  | 94.3225 | 184.6933 | 668.673 | 0 |  |  | 240.6433 | 97.746 |  | 52.803 | 0 |  | 3.3333 | 413.1667 | 0.18876 | 2.9204 | 3.5782 |  | 2.8282
USA_PA_Pittsburgh.Intl.AP.725200_TMYx.2004-2018 | 12115.1752 | 338.8402 |  | 3866.1646 |  | 2259.0514 | 7281.0275 | 1097.9133 | 82.9634 | 426.2365 |  | 2263.6438 | 515.9105 | 0 | 72.7081 | 4373.1167 | 0 | 1023.6317 |  |  | 94.3225 | 184.6933 | 668.673 | 0 |  |  | 241.0941 | 97.746 |  | 52.803 | 0 |  | 16.3333 | 401.8333 | 0.21707 | 3.8033 | 4.3579 |  | 2.496
USA_MO_St.Joseph-Rosecrans.Meml.AP.724490_TMYx.2004-2018 | 13744.9033 | 338.7409 |  | 4811.6416 |  | 2419.0168 | 7550.0563 | 1922.1808 | 77.5119 | 392.932 |  | 2880.7738 | 583.0315 | 0 | 72.7081 | 4373.1167 | 0 | 1023.6317 |  |  | 94.3225 | 184.6933 | 668.673 | 0 |  |  | 240.9948 | 97.746 |  | 52.803 | 0 |  | 23.1667 | 387.1667 | 0.25005 | 4.2478 | 5.2527 |  | 2.1819
USA_CA_Sacramento.Intl.AP.724839_TMYx.2004-2018 | 9988.2808 | 338.1378 |  | 653.2416 |  | 286.2066 | 972.6239 | 3.4338 | 15.5064 | 348.0949 |  | 3447.3047 | 418.2782 | 0 | 72.7081 | 4373.1167 | 0 | 1023.6317 |  |  | 94.3225 | 184.6933 | 668.673 | 0 |  |  | 240.3918 | 97.746 |  | 52.803 | 0 |  | 2.8333 | 373.1667 | 0.21337 | 3.404 | 4.3948 |  | 3.3699
USA_MA_Boston-Logan.Intl.AP.725090_TMYx.2004-2018 | 12244.1338 | 339.0025 |  | 4324.9772 |  | 2370.7439 | 7995.486 | 1463.3264 | 75.1401 | 415.7669 |  | 1968.7615 | 480.9387 | 0 | 72.7081 | 4373.1167 | 0 | 1023.6317 |  |  | 94.3225 | 184.6933 | 668.673 | 0 |  |  | 241.2565 | 97.746 |  | 52.803 | 0 |  | 59.6667 | 372 | 0.28727 | 6.1775 | 6.8723 |  | 2.467
USA_MI_Traverse.City-Cherry.Capital.AP.726387_TMYx.2004-2018 | 14841.8327 | 339.1381 |  | 7079.2601 |  | 3091.2921 | 9902.6739 | 3449.8288 | 110.575 | 427.5642 |  | 1736.2785 | 556.8377 | 0 | 72.7081 | 4373.1167 | 0 | 1023.6317 |  |  | 94.3225 | 184.6933 | 668.673 | 0 |  |  | 241.3921 | 97.746 |  | 52.803 | 0 |  | 67.1667 | 361.3333 | 0.22375 | 3.2508 | 3.8286 |  | 2.0413
USA_ME_Presque.Isle.Intl.AP.727130_TMYx.2004-2018 | 20383.6899 | 339.4333 |  | 13284.1327 |  | 3348.1744 | 10455.0797 | 9468.3427 | 93.0427 | 374.573 |  | 1108.1149 | 521.9859 | 0 | 72.7081 | 4373.1167 | 0 | 1023.6317 |  |  | 94.3225 | 184.6933 | 668.673 | 0 |  |  | 241.6872 | 97.746 |  | 52.803 | 0 |  | 204.6667 | 357.1667 | 0.26521 | 3.5927 | 4.216 |  | 1.5545
USA_UT_St.George.Rgnl.AP.724754_TMYx.2004-2018 | 11817.1634 | 338.0657 |  | 904.4675 |  | 456.4286 | 1435.7987 | 8.6091 | 12.5681 | 426.8618 |  | 4880.5573 | 562.6821 | 0 | 72.7081 | 4373.1167 | 0 | 1023.6317 |  |  | 94.3225 | 184.6933 | 668.673 | 0 |  |  | 240.3197 | 97.746 |  | 52.803 | 0 |  | 0 | 355.8333 | 0.16909 | 3.2 | 3.591 |  | 3.106
USA_NH_Concord.Muni.AP.726050_TMYx.2004-2018 | 13481.3072 | 339.1055 |  | 5649.2752 |  | 2680.1669 | 8459.9179 | 2393.9506 | 86.4122 | 488.7455 |  | 1844.4786 | 518.0969 | 0 | 72.7081 | 4373.1167 | 0 | 1023.6317 |  |  | 94.3225 | 184.6933 | 668.673 | 0 |  |  | 241.3595 | 97.746 |  | 52.803 | 0 |  | 68.6667 | 355.6667 | 0.20495 | 2.7101 | 3.1698 |  | 2.1391
USA_WV_Morgantown.Muni.AP-Hart.Field.724176_TMYx.2004-2018 | 11523.0628 | 338.6831 |  | 3053.9741 |  | 1803.5572 | 5654.1843 | 752.4123 | 55.4014 | 442.6033 |  | 2505.1894 | 494.4429 | 0 | 72.7081 | 4373.1167 | 0 | 1023.6317 |  |  | 94.3225 | 184.6933 | 668.673 | 0 |  |  | 240.9371 | 97.746 |  | 52.803 | 0 |  | 9.3333 | 348.8333 | 0.16305 | 2.0526 | 2.4533 |  | 2.5065
USA_DE_Wilmington.AP.724180_TMYx.2004-2018 | 11508.931 | 338.7216 |  | 2859.1314 |  | 1760.8315 | 5772.9056 | 602.6044 | 52.8998 | 442.7957 |  | 2702.0658 | 478.2774 | 0 | 72.7081 | 4373.1167 | 0 | 1023.6317 |  |  | 94.3225 | 184.6933 | 668.673 | 0 |  |  | 240.9756 | 97.746 |  | 52.803 | 0 |  | 14.3333 | 348.6667 | 0.22748 | 4.3704 | 5.1385 |  | 2.6976
USA_IA_Des.Moines.Intl.AP.725460_TMYx.2004-2018 | 15036.7687 | 338.9104 |  | 6262.0333 |  | 2863.7805 | 8934.3709 | 2887.965 | 87.3503 | 422.9375 |  | 2675.9928 | 629.2862 | 0 | 72.7081 | 4373.1167 | 0 | 1023.6317 |  |  | 94.3225 | 184.6933 | 668.673 | 0 |  |  | 241.1644 | 97.746 |  | 52.803 | 0 |  | 27.8333 | 345.3333 | 0.26405 | 4.8077 | 5.8248 |  | 2.0554
USA_RI_Providence-Green.Intl.State.AP.725070_TMYx.2004-2018 | 11674.7309 | 338.8985 |  | 3569.5142 |  | 2089.2651 | 6885.4261 | 960.7751 | 63.7268 | 455.7473 |  | 2161.3149 | 474.4454 | 0 | 72.7081 | 4373.1167 | 0 | 1023.6317 |  |  | 94.3225 | 184.6933 | 668.673 | 0 |  |  | 241.1525 | 97.746 |  | 52.803 | 0 |  | 18.5 | 309.8333 | 0.24102 | 4.2892 | 5.0758 |  | 2.5725
USA_KS_Wichita.Eisenhower.Natl.AP.724500_TMYx.2004-2018 | 12109.2339 | 338.5847 |  | 2405.4438 |  | 1685.6429 | 5370.3425 | 192.2074 | 72.9118 | 454.6818 |  | 3691.4001 | 542.9336 | 0 | 72.7081 | 4373.1167 | 0 | 1023.6317 |  |  | 94.3225 | 184.6933 | 668.673 | 0 |  |  | 240.8386 | 97.746 |  | 52.803 | 0 |  | 3.8333 | 301.8333 | 0.31697 | 5.8917 | 7.2928 |  | 2.9622
USA_VT_Burlington.Intl.AP.726170_TMYx.2004-2018 | 14888.0309 | 339.1728 |  | 7047.3631 |  | 3156.8106 | 9979.8162 | 3393.3594 | 88.0491 | 409.1441 |  | 1804.4206 | 566.7907 | 0 | 72.7081 | 4373.1167 | 0 | 1023.6317 |  |  | 94.3225 | 184.6933 | 668.673 | 0 |  |  | 241.4268 | 97.746 |  | 52.803 | 0 |  | 77.3333 | 289.1667 | 0.25025 | 3.5164 | 4.3091 |  | 2.0417
USA_WA_Seattle-Tacoma.Intl.AP.727930_TMYx.2004-2018 | 9065.4113 | 338.98 |  | 1875.3351 |  | 1230.125 | 4466.7485 | 34.9039 | 49.5083 | 560.7979 |  | 1418.0862 | 302.5335 | 0 | 72.7081 | 4373.1167 | 0 | 1023.6317 |  |  | 94.3225 | 184.6933 | 668.673 | 0 |  |  | 241.2339 | 97.746 |  | 52.803 | 0 |  | 53.3333 | 283 | 0.23522 | 3.5912 | 4.4269 |  | 3.5585
USA_ND_Fargo-Hector.Intl.AP.727530_TMYx.2004-2018 | 23692.0602 | 339.3011 |  | 15726.713 |  | 4226.7691 | 12567.0606 | 11070.2659 | 103.3298 | 326.3481 |  | 1792.1988 | 703.6919 | 0 | 72.7081 | 4373.1167 | 0 | 1023.6317 |  |  | 94.3225 | 184.6933 | 668.673 | 0 |  |  | 241.5551 | 97.746 |  | 52.803 | 0 |  | 129.3333 | 273.8333 | 0.3412 | 5.646 | 7.0418 |  | 1.5452
USA_ND_Bismarck.Muni.AP.727640_TMYx.2004-2018 | 18895.3147 | 339.2978 |  | 10964.5472 |  | 4111.0068 | 12517.7979 | 6324.9497 | 136.6546 | 391.9361 |  | 1775.5782 | 685.7328 | 0 | 72.7081 | 4373.1167 | 0 | 1023.6317 |  |  | 94.3225 | 184.6933 | 668.673 | 0 |  |  | 241.5518 | 97.746 |  | 52.803 | 0 |  | 33.3333 | 256 | 0.28561 | 4.8655 | 5.7079 |  | 1.8056
USA_NH_Manchester-Boston.Rgnl.AP.743945_TMYx.2004-2018 | 12294.1307 | 338.9716 |  | 4360.9933 |  | 2332.4442 | 7455.29 | 1474.8591 | 66.0313 | 487.6587 |  | 1974.3272 | 489.3538 | 0 | 72.7081 | 4373.1167 | 0 | 1023.6317 |  |  | 94.3225 | 184.6933 | 668.673 | 0 |  |  | 241.2256 | 97.746 |  | 52.803 | 0 |  | 44.6667 | 255.3333 | 0.20674 | 2.9425 | 3.5555 |  | 2.3455
USA_AZ_Kingman.AP.723700_TMYx.2004-2018 | 11227.068 | 338.1672 |  | 932.7937 |  | 480.1028 | 1558.4979 | 7.1867 | 11.7858 | 433.7185 |  | 4308.3077 | 516.5102 | 0 | 72.7081 | 4373.1167 | 0 | 1023.6317 |  |  | 94.3225 | 184.6933 | 668.673 | 0 |  |  | 240.4212 | 97.746 |  | 52.803 | 0 |  | 0.16667 | 252 | 0.25128 | 4.9152 | 6.1819 |  | 3.213
USA_ME_Portland.Intl.Jetport.726060_TMYx.2004-2018 | 13596.2456 | 339.1616 |  | 6081.2674 |  | 2808.8558 | 9073.1599 | 2730.1924 | 76.5418 | 465.6773 |  | 1553.7755 | 491.7463 | 0 | 72.7081 | 4373.1167 | 0 | 1023.6317 |  |  | 94.3225 | 184.6933 | 668.673 | 0 |  |  | 241.4156 | 97.746 |  | 52.803 | 0 |  | 45 | 249.5 | 0.24095 | 3.8036 | 4.3929 |  | 2.1309
USA_CA_Bishop-Eastern.Sierra.Rgnl.AP.724800_TMYx.2004-2018 | 11012.0002 | 338.4332 |  | 1630.5967 |  | 1015.2614 | 3160.0182 | 73.822 | 18.8379 | 522.6753 |  | 3422.7365 | 489.2106 | 0 | 72.7081 | 4373.1167 | 0 | 1023.6317 |  |  | 94.3225 | 184.6933 | 668.673 | 0 |  |  | 240.6872 | 97.746 |  | 52.803 | 0 |  | 0.83333 | 224.3333 | 0.22625 | 3.5982 | 4.4473 |  | 2.9693
USA_PA_Bradford.Rgnl.AP.725266_TMYx.2004-2018 | 14930.6416 | 339.1873 |  | 7441.795 |  | 3158.2105 | 9962.1918 | 3739.9048 | 127.0631 | 416.6166 |  | 1477.7774 | 541.6129 | 0 | 72.7081 | 4373.1167 | 0 | 1023.6317 |  |  | 94.3225 | 184.6933 | 668.673 | 0 |  |  | 241.4413 | 97.746 |  | 52.803 | 0 |  | 64.5 | 216.6667 | 0.23102 | 3.608 | 4.1766 |  | 1.9864
USA_CA_San.Jose-Mineta.Intl.AP.724945_TMYx.2004-2018 | 8948.0704 | 337.9778 |  | 353.9602 |  | 103.1103 | 360.636 | 0.49443 | 4.6263 | 245.7292 |  | 2773.0007 | 351.6531 | 0 | 72.7081 | 4373.1167 | 0 | 1023.6317 |  |  | 94.3225 | 184.6933 | 668.673 | 0 |  |  | 240.2317 | 97.746 |  | 52.803 | 0 |  | 3.3333 | 214.3333 | 0.19094 | 3.2596 | 3.8413 |  | 3.4857
USA_MN_Minneapolis-St.Paul.Intl.AP.726580_TMYx.2004-2018 | 17547.108 | 339.0956 |  | 9224.5607 |  | 3601.9569 | 10873.9866 | 5145.0085 | 93.4278 | 384.1675 |  | 2184.7396 | 668.3512 | 0 | 72.7081 | 4373.1167 | 0 | 1023.6317 |  |  | 94.3225 | 184.6933 | 668.673 | 0 |  |  | 241.3496 | 97.746 |  | 52.803 | 0 |  | 94.3333 | 203.8333 | 0.2665 | 4.9102 | 5.6707 |  | 1.8314
USA_WI_Rhinelander-Oneida.County.AP.727415_TMYx.2004-2018 | 17954.6908 | 339.2986 |  | 10382.4329 |  | 3720.4882 | 11301.9168 | 6115.3526 | 136.2278 | 410.3642 |  | 1488.2089 | 614.5926 | 0 | 72.7081 | 4373.1167 | 0 | 1023.6317 |  |  | 94.3225 | 184.6933 | 668.673 | 0 |  |  | 241.5526 | 97.746 |  | 52.803 | 0 |  | 91.3333 | 195.1667 | 0.23997 | 3.5149 | 4.0213 |  | 1.7708
USA_TX_Lubbock.Smith.Intl.AP.722670_TMYx.2004-2018 | 11703.9456 | 338.304 |  | 1545.0466 |  | 1047.913 | 3320.0547 | 50.4226 | 50.8878 | 395.8233 |  | 4120.5591 | 568.8835 | 0 | 72.7081 | 4373.1167 | 0 | 1023.6317 |  |  | 94.3225 | 184.6933 | 668.673 | 0 |  |  | 240.558 | 97.746 |  | 52.803 | 0 |  | 1.1667 | 179.3333 | 0.30012 | 6.373 | 7.5845 |  | 3.0687
USA_NY_Syracuse.Hancock.Intl.AP.725190_TMYx.2004-2018 | 13637.9882 | 339.0883 |  | 5566.0531 |  | 3171.4579 | 10109.5303 | 1851.0398 | 100.7092 | 442.8462 |  | 2042.7382 | 559.7405 | 0 | 72.7081 | 4373.1167 | 0 | 1023.6317 |  |  | 94.3225 | 184.6933 | 668.673 | 0 |  |  | 241.3423 | 97.746 |  | 52.803 | 0 |  | 15 | 176 | 0.23949 | 4.4961 | 4.8576 |  | 2.3814
USA_CA_Crescent.City-Del.Norte.County.Rgnl.AP.725946_TMYx.2004-2018 | 7359.8801 | 338.8206 |  | 933.684 |  | 483.8049 | 1846.6984 | 22.6558 | 14.7001 | 412.5231 |  | 800.9585 | 155.7813 | 0 | 72.7081 | 4373.1167 | 0 | 1023.6317 |  |  | 94.3225 | 184.6933 | 668.673 | 0 |  |  | 241.0746 | 97.746 |  | 52.803 | 0 |  | 112.3333 | 174.5 | 0.25444 | 3.7079 | 4.6073 |  | 3.691
USA_MI_Houghton.Lake-Roscommon.County.AP.726380_TMYx.2004-2018 | 15667.4073 | 339.2321 |  | 8015.9971 |  | 3483.2427 | 10936.8677 | 3966.725 | 140.8968 | 425.1326 |  | 1591.2778 | 590.6759 | 0 | 72.7081 | 4373.1167 | 0 | 1023.6317 |  |  | 94.3225 | 184.6933 | 668.673 | 0 |  |  | 241.4861 | 97.746 |  | 52.803 | 0 |  | 55.6667 | 174.1667 | 0.24844 | 4.1852 | 4.7863 |  | 2.0005
USA_MI_Detroit-Young.Intl.AP.725375_TMYx.2004-2018 | 13126.6026 | 338.9478 |  | 4994.2454 |  | 2701.6372 | 8658.4122 | 1784.5016 | 84.7312 | 423.3755 |  | 2112.9155 | 549.9853 | 0 | 72.7081 | 4373.1167 | 0 | 1023.6317 |  |  | 94.3225 | 184.6933 | 668.673 | 0 |  |  | 241.2017 | 97.746 |  | 52.803 | 0 |  | 15.1667 | 172.8333 | 0.23087 | 4.2217 | 4.827 |  | 2.3278
USA_WA_Spokane.Intl.AP.727850_TMYx.2004-2018 | 12276.6741 | 339.1672 |  | 4490.0452 |  | 2891.5368 | 9307.8023 | 868.1235 | 165.1438 | 565.2411 |  | 1778.4149 | 538.7576 | 0 | 72.7081 | 4373.1167 | 0 | 1023.6317 |  |  | 94.3225 | 184.6933 | 668.673 | 0 |  |  | 241.4211 | 97.746 |  | 52.803 | 0 |  | 28.3333 | 134.5 | 0.25591 | 3.944 | 4.9695 |  | 2.7066
USA_IL_Chicago.Midway.Intl.AP.725340_TMYx.2004-2018 | 14182.942 | 338.9533 |  | 5848.5968 |  | 2956.2445 | 9247.271 | 2411.476 | 82.6593 | 398.2171 |  | 2332.7063 | 532.1825 | 0 | 72.7081 | 4373.1167 | 0 | 1023.6317 |  |  | 94.3225 | 184.6933 | 668.673 | 0 |  |  | 241.2073 | 97.746 |  | 52.803 | 0 |  | 35.6667 | 134 | 0.26663 | 5.3137 | 6.0134 |  | 2.172
USA_ID_Boise.AP-Gowen.Field.ANGB.726810_TMYx.2004-2018 | 11259.3737 | 338.8618 |  | 2766.3712 |  | 1897.8957 | 6069.6076 | 169.329 | 89.1951 | 609.9515 |  | 2526.4162 | 497.1298 | 0 | 72.7081 | 4373.1167 | 0 | 1023.6317 |  |  | 94.3225 | 184.6933 | 668.673 | 0 |  |  | 241.1158 | 97.746 |  | 52.803 | 0 |  | 4 | 129.8333 | 0.21622 | 3.5378 | 4.3042 |  | 3.018
USA_WI_Milwaukee-Mitchell.Intl.AP.726400_TMYx.2004-2018 | 13892.2446 | 339.1022 |  | 5930.8778 |  | 3108.1786 | 9895.8579 | 2274.0188 | 96.072 | 452.6084 |  | 1942.8575 | 549.053 | 0 | 72.7081 | 4373.1167 | 0 | 1023.6317 |  |  | 94.3225 | 184.6933 | 668.673 | 0 |  |  | 241.3562 | 97.746 |  | 52.803 | 0 |  | 40.6667 | 120.3333 | 0.27053 | 5.0078 | 5.923 |  | 2.2611
USA_IA_Sioux.City-Sioux.Gateway.AP.725570_TMYx.2004-2018 | 16259.5175 | 339.0105 |  | 7743.7286 |  | 3605.7839 | 10976.8385 | 3625.9071 | 111.3168 | 400.7208 |  | 2426.6145 | 619.718 | 0 | 72.7081 | 4373.1167 | 0 | 1023.6317 |  |  | 94.3225 | 184.6933 | 668.673 | 0 |  |  | 241.2645 | 97.746 |  | 52.803 | 0 |  | 35 | 117.6667 | 0.28808 | 5.0591 | 6.3075 |  | 2.0193
USA_OR_Portland.Intl.AP.726980_TMYx.2004-2018 | 9313.0851 | 338.8424 |  | 1622.6816 |  | 1020.0819 | 3586.5744 | 6.6958 | 46.109 | 549.795 |  | 1900.7673 | 320.1797 | 0 | 72.7081 | 4373.1167 | 0 | 1023.6317 |  |  | 94.3225 | 184.6933 | 668.673 | 0 |  |  | 241.0963 | 97.746 |  | 52.803 | 0 |  | 8.1667 | 111.1667 | 0.21459 | 3.8281 | 4.2628 |  | 3.4996
USA_SD_Yankton-Gurney.Muni.AP.726525_TMYx.2004-2018 | 16240.158 | 339.0927 |  | 7963.1928 |  | 3646.5038 | 11042.7659 | 3763.9081 | 126.5792 | 426.2017 |  | 2236.8038 | 570.705 | 0 | 72.7081 | 4373.1167 | 0 | 1023.6317 |  |  | 94.3225 | 184.6933 | 668.673 | 0 |  |  | 241.3466 | 97.746 |  | 52.803 | 0 |  | 86.8333 | 110.8333 | 0.29852 | 5.5701 | 6.6285 |  | 1.9981
USA_NM_Las.Cruces.Intl.AP.722695_TMYx.2004-2018 | 10773.2606 | 338.0263 |  | 765.3616 |  | 338.8653 | 1070.9438 | 7.0214 | 7.4336 | 412.0413 |  | 4042.2079 | 496.2346 | 0 | 72.7081 | 4373.1167 | 0 | 1023.6317 |  |  | 94.3225 | 184.6933 | 668.673 | 0 |  |  | 240.2803 | 97.746 |  | 52.803 | 0 |  | 0.5 | 104.6667 | 0.18983 | 4.1877 | 4.3811 |  | 3.1165
USA_MN_Duluth.Intl.AP-Duluth.ANGB.727450_TMYx.2004-2018 | 19318.017 | 339.5029 |  | 11968.666 |  | 4337.5442 | 13211.3363 | 7048.7977 | 138.9255 | 443.3986 |  | 1243.4758 | 636.4188 | 0 | 72.7081 | 4373.1167 | 0 | 1023.6317 |  |  | 94.3225 | 184.6933 | 668.673 | 0 |  |  | 241.7569 | 97.746 |  | 52.803 | 0 |  | 86.5 | 94.1667 | 0.29436 | 5.4845 | 6.0486 |  | 1.7793
USA_UT_Salt.Lake.City.Intl.AP.725720_TMYx.2004-2018 | 11752.0658 | 338.7626 |  | 2843.7122 |  | 1955.6706 | 6039.6199 | 225.8704 | 85.7002 | 576.471 |  | 2890.8248 | 548.0725 | 0 | 72.7081 | 4373.1167 | 0 | 1023.6317 |  |  | 94.3225 | 184.6933 | 668.673 | 0 |  |  | 241.0166 | 97.746 |  | 52.803 | 0 |  | 2.3333 | 78.1667 | 0.22719 | 3.4548 | 4.3558 |  | 2.872
USA_MT_Billings.Logan.Intl.AP.726770_TMYx.2004-2018 | 14004.4618 | 339.2199 |  | 6191.611 |  | 3264.0218 | 10286.8707 | 2310.2714 | 88.165 | 529.1529 |  | 1769.4093 | 573.9851 | 0 | 72.7081 | 4373.1167 | 0 | 1023.6317 |  |  | 94.3225 | 184.6933 | 668.673 | 0 |  |  | 241.4739 | 97.746 |  | 52.803 | 0 |  | 14 | 58.1667 | 0.29716 | 5.819 | 6.7694 |  | 2.2599
USA_OR_Redmond.Muni.AP-Roberts.Field.726920_TMYx.2004-2018 | 10787.918 | 339.081 |  | 3149.7796 |  | 2026.7356 | 6401.0013 | 295.2554 | 94.4849 | 733.3037 |  | 1737.9 | 430.782 | 0 | 72.7081 | 4373.1167 | 0 | 1023.6317 |  |  | 94.3225 | 184.6933 | 668.673 | 0 |  |  | 241.335 | 97.746 |  | 52.803 | 0 |  | 6.1667 | 57 | 0.22618 | 3.0275 | 3.7037 |  | 2.8838
USA_NY_Buffalo.Niagara.Intl.AP.725280_TMYx.2004-2018 | 13408.9233 | 339.1591 |  | 5487.6556 |  | 3466.3551 | 11134.9347 | 1460.5418 | 120.4421 | 440.3166 |  | 1928.2031 | 523.6081 | 0 | 72.7081 | 4373.1167 | 0 | 1023.6317 |  |  | 94.3225 | 184.6933 | 668.673 | 0 |  |  | 241.413 | 97.746 |  | 52.803 | 0 |  | 25.8333 | 55.8333 | 0.27281 | 5.4175 | 6.0578 |  | 2.5565
USA_NV_Reno-Tahoe.Intl.AP.724880_TMYx.2004-2018 | 10262.722 | 338.5798 |  | 1732.0566 |  | 1000.6788 | 3106.8541 | 35.5959 | 37.2359 | 658.546 |  | 2641.6478 | 419.5612 | 0 | 72.7081 | 4373.1167 | 0 | 1023.6317 |  |  | 94.3225 | 184.6933 | 668.673 | 0 |  |  | 240.8338 | 97.746 |  | 52.803 | 0 |  | 0.16667 | 53.5 | 0.20989 | 3.2691 | 3.5813 |  | 3.0324
USA_AZ_Prescott.Muni.AP-Love.Field.723723_TMYx.2004-2018 | 10325.8442 | 338.336 |  | 1389.4053 |  | 794.4801 | 2482.037 | 26.0763 | 34.4175 | 534.4314 |  | 3018.8162 | 448.1662 | 0 | 72.7081 | 4373.1167 | 0 | 1023.6317 |  |  | 94.3225 | 184.6933 | 668.673 | 0 |  |  | 240.59 | 97.746 |  | 52.803 | 0 |  | 1.1667 | 47.1667 | 0.20095 | 3.125 | 3.8546 |  | 3.0566
USA_UT_Vernal.Rgnl.AP.725705_TMYx.2004-2018 | 13080.7455 | 338.9175 |  | 4732.2862 |  | 2741.1899 | 7953.0144 | 1312.8215 | 89.2325 | 589.0424 |  | 2291.738 | 587.2649 | 0 | 72.7081 | 4373.1167 | 0 | 1023.6317 |  |  | 94.3225 | 184.6933 | 668.673 | 0 |  |  | 241.1715 | 97.746 |  | 52.803 | 0 |  | 2.5 | 46.3333 | 0.20053 | 2.369 | 2.7408 |  | 2.2856
USA_NM_Albuquerque.Intl.Sunport.723650_TMYx.2004-2018 | 10690.3597 | 338.2785 |  | 1445.3158 |  | 846.2214 | 2606.662 | 59.5473 | 19.5509 | 519.9963 |  | 3293.3455 | 482.242 | 0 | 72.7081 | 4373.1167 | 0 | 1023.6317 |  |  | 94.3225 | 184.6933 | 668.673 | 0 |  |  | 240.5325 | 97.746 |  | 52.803 | 0 |  | 0.16667 | 43.3333 | 0.22417 | 4.1693 | 4.664 |  | 2.9436
USA_CO_Trinidad-Stokes.AP.724645_TMYx.2004-2018 | 11132.1631 | 338.6671 |  | 2771.9162 |  | 1640.2978 | 5065.5825 | 544.1935 | 43.9515 | 543.4734 |  | 2418.235 | 472.5555 | 0 | 72.7081 | 4373.1167 | 0 | 1023.6317 |  |  | 94.3225 | 184.6933 | 668.673 | 0 |  |  | 240.921 | 97.746 |  | 52.803 | 0 |  | 3.1667 | 36.5 | 0.2589 | 5.5343 | 5.8541 |  | 2.568
USA_SD_Sioux.Falls.Rgnl.AP-Foss.Field.726510_TMYx.2004-2018 | 16668.1992 | 339.1482 |  | 8491.8719 |  | 4045.6645 | 11957.8481 | 3885.7964 | 126.9347 | 433.4764 |  | 2099.6006 | 607.2703 | 0 | 72.7081 | 4373.1167 | 0 | 1023.6317 |  |  | 94.3225 | 184.6933 | 668.673 | 0 |  |  | 241.4021 | 97.746 |  | 52.803 | 0 |  | 38 | 34.1667 | 0.29687 | 4.946 | 6.0142 |  | 1.9976
USA_ID_Idaho.Falls.Rgnl.AP-Fanning.Field.725785_TMYx.2004-2018 | 14110.6674 | 339.2668 |  | 6342.1313 |  | 3657.7847 | 11238.1685 | 1945.1394 | 158.8368 | 580.3704 |  | 1679.2904 | 619.7892 | 0 | 72.7081 | 4373.1167 | 0 | 1023.6317 |  |  | 94.3225 | 184.6933 | 668.673 | 0 |  |  | 241.5208 | 97.746 |  | 52.803 | 0 |  | 26.1667 | 33.3333 | 0.29305 | 4.2529 | 5.6068 |  | 2.3529
USA_AZ_Flagstaff.Pulliam.AP.723750_TMYx.2004-2018 | 11041.4114 | 338.9115 |  | 3551.1751 |  | 2046.1452 | 6307.9175 | 737.1308 | 102.1484 | 665.7507 |  | 1580.6499 | 440.13 | 0 | 72.7081 | 4373.1167 | 0 | 1023.6317 |  |  | 94.3225 | 184.6933 | 668.673 | 0 |  |  | 241.1655 | 97.746 |  | 52.803 | 0 |  | 5 | 26.1667 | 0.24972 | 3.761 | 4.5733 |  | 2.5312
USA_NM_Santa.Fe.Muni.AP.723656_TMYx.2004-2018 | 10849.6458 | 338.6445 |  | 2545.2585 |  | 1626.2536 | 5025.0669 | 268.3651 | 52.8827 | 597.7572 |  | 2365.9173 | 469.0136 | 0 | 72.7081 | 4373.1167 | 0 | 1023.6317 |  |  | 94.3225 | 184.6933 | 668.673 | 0 |  |  | 240.8985 | 97.746 |  | 52.803 | 0 |  | 1 | 25.3333 | 0.24892 | 4.3282 | 5.0519 |  | 2.7939
USA_CO_Denver.Intl.AP.725650_TMYx.2004-2018 | 11932.837 | 338.8598 |  | 3573.1734 |  | 2256.5164 | 6876.2093 | 686.9052 | 62.1226 | 567.6291 |  | 2357.8761 | 532.3311 | 0 | 72.7081 | 4373.1167 | 0 | 1023.6317 |  |  | 94.3225 | 184.6933 | 668.673 | 0 |  |  | 241.1138 | 97.746 |  | 52.803 | 0 |  | 7.5 | 11.5 | 0.27767 | 5.0623 | 6.0289 |  | 2.5695
USA_WY_Jackson.Hole.AP.725776_TMYx.2004-2018 | 15906.7207 | 339.523 |  | 8758.5908 |  | 4387.5731 | 13053.5155 | 3550.8223 | 178.7743 | 641.4211 |  | 1031.8386 | 646.8348 | 0 | 72.7081 | 4373.1167 | 0 | 1023.6317 |  |  | 94.3225 | 184.6933 | 668.673 | 0 |  |  | 241.777 | 97.746 |  | 52.803 | 0 |  | 40.5 | 10.3333 | 0.27551 | 3.3359 | 4.1932 |  | 2.0916
USA_CO_Alamosa-San.Luis.Valley.Rgnl.AP.724620_TMYx.2004-2018 | 13169.8762 | 339.1312 |  | 5795.0282 |  | 2813.0651 | 7959.9108 | 2214.7881 | 74.6614 | 692.5135 |  | 1395.4985 | 509.8932 | 0 | 72.7081 | 4373.1167 | 0 | 1023.6317 |  |  | 94.3225 | 184.6933 | 668.673 | 0 |  |  | 241.3852 | 97.746 |  | 52.803 | 0 |  | 16.8333 | 7.8333 | 0.26653 | 3.7336 | 4.3984 |  | 2.0237
USA_CO_Aspen-Pitkin.County.AP-Sardy.Field.724676_TMYx.2004-2018 | 12512.9919 | 339.2712 |  | 5380.3309 |  | 3133.6341 | 9105.3457 | 1389.9554 | 110.2325 | 746.5089 |  | 1147.8678 | 515.3367 | 0 | 72.7081 | 4373.1167 | 0 | 1023.6317 |  |  | 94.3225 | 184.6933 | 668.673 | 0 |  |  | 241.5251 | 97.746 |  | 52.803 | 0 |  | 2.3333 | 6 | 0.23655 | 2.4678 | 3.2022 |  | 2.3201
USA_WY_Cheyenne.Rgnl.AP.725640_TMYx.2004-2018 | 12575.652 | 339.2249 |  | 5124.0516 |  | 3085.0062 | 9683.2516 | 1352.0215 | 75.7911 | 611.2328 |  | 1458.3133 | 523.8306 | 0 | 72.7081 | 4373.1167 | 0 | 1023.6317 |  |  | 94.3225 | 184.6933 | 668.673 | 0 |  |  | 241.4789 | 97.746 |  | 52.803 | 0 |  | 7.6667 | 3.1667 | 0.32468 | 6.8231 | 7.4341 |  | 2.4871

## Model In
Run Label | Timesteps Per Hour | Weather File | Building Orientation [deg] | Conditioned Footprint Area [ft^2] | Average Number of Stories Above Foundation | Average Ceiling Height Per Story [ft] | Building Width to Depth Ratio | Roof Pitch | Exterior Non-Foundation Wall Input Methd | Exterior Non-Foundation Wall Pre-Defined Constructions | Exterior Non-Foundation Wall Overall Effective R-Value [h-ft^2-F/Btu] | Ceiling And Roof Input Methd | Ceiling And Roof Construction | Ceiling Overall Effective R-Value [h-ft^2-F/Btu] | Floor and Foundation Input Methd | Foundation And Floor Construction | Foundation Type | Floor Overall Effective R-Value [h-ft^2-F/Btu] | Slab Perimeter Insulation R-Value [h-ft^2-F/Btu] | Full Under-Slab Insulation R-Value [h-ft^2-F/Btu] | Slab Thermal Break Insulation R-Value [h-ft^2-F/Btu] | Basement Wall Insulation R-Value [h-ft^2-F/Btu] | Window U-Value [Btu/h-ft^2-F] | Window Solar Heat Gain Coefficient | Window Shades | Window-to-Wall Ratio, Front [%] | Window-to-Wall Ratio, Back [%] | Window-to-Wall Ratio, Left [%] | Window-to-Wall Ratio, Right [%] | Conditioned Envelope Infiltration [ACH50] | Primary HVAC Type | HVAC Sizing Method | Primary Heating Capacity Units | Primary Rated Heating Capacity [@47F OAT] | Primary Cooling Capacity Units | Primary Rated Cooling Capacity [@95F OAT] | ASHP Backup Heat Type | ASHP Backup Heat Capacity Units | ASHP Backup Heat Capacity | ASHP Backup Heat Lockout Temp [deg F] | ASHP Compressor Lockout Temp [deg F] | Backup Electric Baseboard Heat Capacity [kW] | Non-Electric Furnace AFUE [%] | Supply Duct Leakage [%] | Supply Duct Insulation Nominal R-Value [h-ft^2-F/Btu] | Return Duct Leakage [%] | Return Duct Insulation Nominal R-Value [h-ft^2-F/Btu] | Heating Setpoint Schedule | Cooling Setpoint Schedule | Water Heater | Water Heater Setpoint Schedule | Number Of People | Interior Lighting Power Density [W/ft^2] | Exterior Lighting Power [W] | Range | Dryer | Refrigerator | Clothes Washer | Dishwasher | Misc Electric Gains [Max W] | Misc Electric Gains Schedule | Misc Gas Gains [Max Btu/h] | Misc Gas Gains Schedule
USA_AL_Birmingham-Shuttlesworth.Intl.AP.722280_TMYx.2004-2018 | 6 | USA_AL_Birmingham-Shuttlesworth.Intl.AP.722280_TMYx.2004-2018 | 0 | 1900 | 1 | 9 | 1.2 | 4-12 (Low-Moderate Slope) | Pre-Defined Construction | Wood-Framed - 2x6 - 24 in OC - R-19 Cavity | 8.3333 | Pre-Defined Construction | Attic w R49 Cavity and Shingle Roof | 9.0909 | Pre-Defined Construction | Vented Crawlspace - R19 Cavity Insulation | Vented Crawlspace | 4.3478 | 0 | 0 | 0 | 1.75 | 0.388 | 0.4 | No | 0.2 | 0.2 | 0.2 | 0.2 | 7 | Single Speed ASHP (7.5 HSPF2 14.3 SEER2) | Autosize | kW | 20 | ton | 3.4393 | Electric | kW | 15 | 35 | -30 | 0 | 0.8 | 0.075 | 4 | 0.075 | 4 | Heat_EZ_Sch_1 | Cool_EZ_Sch_1 | Gas Storage_50-gallon | DHW_EZ_Sch_1 | 5 | 0.75 | 0 | Gas | Gas | Yes | Yes | Yes | 0 | Misc_Elec_EZ_Sch_1 | 0
USA_AL_Mobile.Rgnl.AP-Bates.Field.722230_TMYx.2004-2018 | 6 | USA_AL_Mobile.Rgnl.AP-Bates.Field.722230_TMYx.2004-2018 | 0 | 1900 | 1 | 9 | 1.2 | 4-12 (Low-Moderate Slope) | Pre-Defined Construction | Wood-Framed - 2x6 - 24 in OC - R-19 Cavity | 8.3333 | Pre-Defined Construction | Attic w R49 Cavity and Shingle Roof | 9.0909 | Pre-Defined Construction | Vented Crawlspace - R19 Cavity Insulation | Vented Crawlspace | 4.3478 | 0 | 0 | 0 | 1.75 | 0.388 | 0.4 | No | 0.2 | 0.2 | 0.2 | 0.2 | 7 | Single Speed ASHP (7.5 HSPF2 14.3 SEER2) | Autosize | kW | 20 | ton | 3.4393 | Electric | kW | 15 | 35 | -30 | 0 | 0.8 | 0.075 | 4 | 0.075 | 4 | Heat_EZ_Sch_1 | Cool_EZ_Sch_1 | Gas Storage_50-gallon | DHW_EZ_Sch_1 | 5 | 0.75 | 0 | Gas | Gas | Yes | Yes | Yes | 0 | Misc_Elec_EZ_Sch_1 | 0
USA_AR_Fayetteville.Exec.AP-Drake.Field.723445_TMYx.2004-2018 | 6 | USA_AR_Fayetteville.Exec.AP-Drake.Field.723445_TMYx.2004-2018 | 0 | 1900 | 1 | 9 | 1.2 | 4-12 (Low-Moderate Slope) | Pre-Defined Construction | Wood-Framed - 2x6 - 24 in OC - R-19 Cavity | 8.3333 | Pre-Defined Construction | Attic w R49 Cavity and Shingle Roof | 9.0909 | Pre-Defined Construction | Vented Crawlspace - R19 Cavity Insulation | Vented Crawlspace | 4.3478 | 0 | 0 | 0 | 1.75 | 0.388 | 0.4 | No | 0.2 | 0.2 | 0.2 | 0.2 | 7 | Single Speed ASHP (7.5 HSPF2 14.3 SEER2) | Autosize | kW | 20 | ton | 3.4393 | Electric | kW | 15 | 35 | -30 | 0 | 0.8 | 0.075 | 4 | 0.075 | 4 | Heat_EZ_Sch_1 | Cool_EZ_Sch_1 | Gas Storage_50-gallon | DHW_EZ_Sch_1 | 5 | 0.75 | 0 | Gas | Gas | Yes | Yes | Yes | 0 | Misc_Elec_EZ_Sch_1 | 0
USA_AR_Little.Rock.AFB.723405_TMYx.2004-2018 | 6 | USA_AR_Little.Rock.AFB.723405_TMYx.2004-2018 | 0 | 1900 | 1 | 9 | 1.2 | 4-12 (Low-Moderate Slope) | Pre-Defined Construction | Wood-Framed - 2x6 - 24 in OC - R-19 Cavity | 8.3333 | Pre-Defined Construction | Attic w R49 Cavity and Shingle Roof | 9.0909 | Pre-Defined Construction | Vented Crawlspace - R19 Cavity Insulation | Vented Crawlspace | 4.3478 | 0 | 0 | 0 | 1.75 | 0.388 | 0.4 | No | 0.2 | 0.2 | 0.2 | 0.2 | 7 | Single Speed ASHP (7.5 HSPF2 14.3 SEER2) | Autosize | kW | 20 | ton | 3.4393 | Electric | kW | 15 | 35 | -30 | 0 | 0.8 | 0.075 | 4 | 0.075 | 4 | Heat_EZ_Sch_1 | Cool_EZ_Sch_1 | Gas Storage_50-gallon | DHW_EZ_Sch_1 | 5 | 0.75 | 0 | Gas | Gas | Yes | Yes | Yes | 0 | Misc_Elec_EZ_Sch_1 | 0
USA_AZ_Flagstaff.Pulliam.AP.723750_TMYx.2004-2018 | 6 | USA_AZ_Flagstaff.Pulliam.AP.723750_TMYx.2004-2018 | 0 | 1900 | 1 | 9 | 1.2 | 4-12 (Low-Moderate Slope) | Pre-Defined Construction | Wood-Framed - 2x6 - 24 in OC - R-19 Cavity | 8.3333 | Pre-Defined Construction | Attic w R49 Cavity and Shingle Roof | 9.0909 | Pre-Defined Construction | Vented Crawlspace - R19 Cavity Insulation | Vented Crawlspace | 4.3478 | 0 | 0 | 0 | 1.75 | 0.388 | 0.4 | No | 0.2 | 0.2 | 0.2 | 0.2 | 7 | Single Speed ASHP (7.5 HSPF2 14.3 SEER2) | Autosize | kW | 20 | ton | 3.4393 | Electric | kW | 15 | 35 | -30 | 0 | 0.8 | 0.075 | 4 | 0.075 | 4 | Heat_EZ_Sch_1 | Cool_EZ_Sch_1 | Gas Storage_50-gallon | DHW_EZ_Sch_1 | 5 | 0.75 | 0 | Gas | Gas | Yes | Yes | Yes | 0 | Misc_Elec_EZ_Sch_1 | 0
USA_AZ_Kingman.AP.723700_TMYx.2004-2018 | 6 | USA_AZ_Kingman.AP.723700_TMYx.2004-2018 | 0 | 1900 | 1 | 9 | 1.2 | 4-12 (Low-Moderate Slope) | Pre-Defined Construction | Wood-Framed - 2x6 - 24 in OC - R-19 Cavity | 8.3333 | Pre-Defined Construction | Attic w R49 Cavity and Shingle Roof | 9.0909 | Pre-Defined Construction | Vented Crawlspace - R19 Cavity Insulation | Vented Crawlspace | 4.3478 | 0 | 0 | 0 | 1.75 | 0.388 | 0.4 | No | 0.2 | 0.2 | 0.2 | 0.2 | 7 | Single Speed ASHP (7.5 HSPF2 14.3 SEER2) | Autosize | kW | 20 | ton | 3.4393 | Electric | kW | 15 | 35 | -30 | 0 | 0.8 | 0.075 | 4 | 0.075 | 4 | Heat_EZ_Sch_1 | Cool_EZ_Sch_1 | Gas Storage_50-gallon | DHW_EZ_Sch_1 | 5 | 0.75 | 0 | Gas | Gas | Yes | Yes | Yes | 0 | Misc_Elec_EZ_Sch_1 | 0
USA_AZ_Phoenix-Sky.Harbor.Intl.AP.722780_TMYx.2004-2018 | 6 | USA_AZ_Phoenix-Sky.Harbor.Intl.AP.722780_TMYx.2004-2018 | 0 | 1900 | 1 | 9 | 1.2 | 4-12 (Low-Moderate Slope) | Pre-Defined Construction | Wood-Framed - 2x6 - 24 in OC - R-19 Cavity | 8.3333 | Pre-Defined Construction | Attic w R49 Cavity and Shingle Roof | 9.0909 | Pre-Defined Construction | Vented Crawlspace - R19 Cavity Insulation | Vented Crawlspace | 4.3478 | 0 | 0 | 0 | 1.75 | 0.388 | 0.4 | No | 0.2 | 0.2 | 0.2 | 0.2 | 7 | Single Speed ASHP (7.5 HSPF2 14.3 SEER2) | Autosize | kW | 20 | ton | 3.4393 | Electric | kW | 15 | 35 | -30 | 0 | 0.8 | 0.075 | 4 | 0.075 | 4 | Heat_EZ_Sch_1 | Cool_EZ_Sch_1 | Gas Storage_50-gallon | DHW_EZ_Sch_1 | 5 | 0.75 | 0 | Gas | Gas | Yes | Yes | Yes | 0 | Misc_Elec_EZ_Sch_1 | 0
USA_AZ_Prescott.Muni.AP-Love.Field.723723_TMYx.2004-2018 | 6 | USA_AZ_Prescott.Muni.AP-Love.Field.723723_TMYx.2004-2018 | 0 | 1900 | 1 | 9 | 1.2 | 4-12 (Low-Moderate Slope) | Pre-Defined Construction | Wood-Framed - 2x6 - 24 in OC - R-19 Cavity | 8.3333 | Pre-Defined Construction | Attic w R49 Cavity and Shingle Roof | 9.0909 | Pre-Defined Construction | Vented Crawlspace - R19 Cavity Insulation | Vented Crawlspace | 4.3478 | 0 | 0 | 0 | 1.75 | 0.388 | 0.4 | No | 0.2 | 0.2 | 0.2 | 0.2 | 7 | Single Speed ASHP (7.5 HSPF2 14.3 SEER2) | Autosize | kW | 20 | ton | 3.4393 | Electric | kW | 15 | 35 | -30 | 0 | 0.8 | 0.075 | 4 | 0.075 | 4 | Heat_EZ_Sch_1 | Cool_EZ_Sch_1 | Gas Storage_50-gallon | DHW_EZ_Sch_1 | 5 | 0.75 | 0 | Gas | Gas | Yes | Yes | Yes | 0 | Misc_Elec_EZ_Sch_1 | 0
USA_CA_Bakersfield-Meadows.Field.AP.723840_TMYx.2004-2018 | 6 | USA_CA_Bakersfield-Meadows.Field.AP.723840_TMYx.2004-2018 | 0 | 1900 | 1 | 9 | 1.2 | 4-12 (Low-Moderate Slope) | Pre-Defined Construction | Wood-Framed - 2x6 - 24 in OC - R-19 Cavity | 8.3333 | Pre-Defined Construction | Attic w R49 Cavity and Shingle Roof | 9.0909 | Pre-Defined Construction | Vented Crawlspace - R19 Cavity Insulation | Vented Crawlspace | 4.3478 | 0 | 0 | 0 | 1.75 | 0.388 | 0.4 | No | 0.2 | 0.2 | 0.2 | 0.2 | 7 | Single Speed ASHP (7.5 HSPF2 14.3 SEER2) | Autosize | kW | 20 | ton | 3.4393 | Electric | kW | 15 | 35 | -30 | 0 | 0.8 | 0.075 | 4 | 0.075 | 4 | Heat_EZ_Sch_1 | Cool_EZ_Sch_1 | Gas Storage_50-gallon | DHW_EZ_Sch_1 | 5 | 0.75 | 0 | Gas | Gas | Yes | Yes | Yes | 0 | Misc_Elec_EZ_Sch_1 | 0
USA_CA_Bishop-Eastern.Sierra.Rgnl.AP.724800_TMYx.2004-2018 | 6 | USA_CA_Bishop-Eastern.Sierra.Rgnl.AP.724800_TMYx.2004-2018 | 0 | 1900 | 1 | 9 | 1.2 | 4-12 (Low-Moderate Slope) | Pre-Defined Construction | Wood-Framed - 2x6 - 24 in OC - R-19 Cavity | 8.3333 | Pre-Defined Construction | Attic w R49 Cavity and Shingle Roof | 9.0909 | Pre-Defined Construction | Vented Crawlspace - R19 Cavity Insulation | Vented Crawlspace | 4.3478 | 0 | 0 | 0 | 1.75 | 0.388 | 0.4 | No | 0.2 | 0.2 | 0.2 | 0.2 | 7 | Single Speed ASHP (7.5 HSPF2 14.3 SEER2) | Autosize | kW | 20 | ton | 3.4393 | Electric | kW | 15 | 35 | -30 | 0 | 0.8 | 0.075 | 4 | 0.075 | 4 | Heat_EZ_Sch_1 | Cool_EZ_Sch_1 | Gas Storage_50-gallon | DHW_EZ_Sch_1 | 5 | 0.75 | 0 | Gas | Gas | Yes | Yes | Yes | 0 | Misc_Elec_EZ_Sch_1 | 0
USA_CA_Crescent.City-Del.Norte.County.Rgnl.AP.725946_TMYx.2004-2018 | 6 | USA_CA_Crescent.City-Del.Norte.County.Rgnl.AP.725946_TMYx.2004-2018 | 0 | 1900 | 1 | 9 | 1.2 | 4-12 (Low-Moderate Slope) | Pre-Defined Construction | Wood-Framed - 2x6 - 24 in OC - R-19 Cavity | 8.3333 | Pre-Defined Construction | Attic w R49 Cavity and Shingle Roof | 9.0909 | Pre-Defined Construction | Vented Crawlspace - R19 Cavity Insulation | Vented Crawlspace | 4.3478 | 0 | 0 | 0 | 1.75 | 0.388 | 0.4 | No | 0.2 | 0.2 | 0.2 | 0.2 | 7 | Single Speed ASHP (7.5 HSPF2 14.3 SEER2) | Autosize | kW | 20 | ton | 3.4393 | Electric | kW | 15 | 35 | -30 | 0 | 0.8 | 0.075 | 4 | 0.075 | 4 | Heat_EZ_Sch_1 | Cool_EZ_Sch_1 | Gas Storage_50-gallon | DHW_EZ_Sch_1 | 5 | 0.75 | 0 | Gas | Gas | Yes | Yes | Yes | 0 | Misc_Elec_EZ_Sch_1 | 0
USA_CA_Imperial.County.AP.747185_TMYx.2004-2018 | 6 | USA_CA_Imperial.County.AP.747185_TMYx.2004-2018 | 0 | 1900 | 1 | 9 | 1.2 | 4-12 (Low-Moderate Slope) | Pre-Defined Construction | Wood-Framed - 2x6 - 24 in OC - R-19 Cavity | 8.3333 | Pre-Defined Construction | Attic w R49 Cavity and Shingle Roof | 9.0909 | Pre-Defined Construction | Vented Crawlspace - R19 Cavity Insulation | Vented Crawlspace | 4.3478 | 0 | 0 | 0 | 1.75 | 0.388 | 0.4 | No | 0.2 | 0.2 | 0.2 | 0.2 | 7 | Single Speed ASHP (7.5 HSPF2 14.3 SEER2) | Autosize | kW | 20 | ton | 3.4393 | Electric | kW | 15 | 35 | -30 | 0 | 0.8 | 0.075 | 4 | 0.075 | 4 | Heat_EZ_Sch_1 | Cool_EZ_Sch_1 | Gas Storage_50-gallon | DHW_EZ_Sch_1 | 5 | 0.75 | 0 | Gas | Gas | Yes | Yes | Yes | 0 | Misc_Elec_EZ_Sch_1 | 0
USA_CA_Los.Angeles.Intl.AP.722950_TMYx.2004-2018 | 6 | USA_CA_Los.Angeles.Intl.AP.722950_TMYx.2004-2018 | 0 | 1900 | 1 | 9 | 1.2 | 4-12 (Low-Moderate Slope) | Pre-Defined Construction | Wood-Framed - 2x6 - 24 in OC - R-19 Cavity | 8.3333 | Pre-Defined Construction | Attic w R49 Cavity and Shingle Roof | 9.0909 | Pre-Defined Construction | Vented Crawlspace - R19 Cavity Insulation | Vented Crawlspace | 4.3478 | 0 | 0 | 0 | 1.75 | 0.388 | 0.4 | No | 0.2 | 0.2 | 0.2 | 0.2 | 7 | Single Speed ASHP (7.5 HSPF2 14.3 SEER2) | Autosize | kW | 20 | ton | 3.4393 | Electric | kW | 15 | 35 | -30 | 0 | 0.8 | 0.075 | 4 | 0.075 | 4 | Heat_EZ_Sch_1 | Cool_EZ_Sch_1 | Gas Storage_50-gallon | DHW_EZ_Sch_1 | 5 | 0.75 | 0 | Gas | Gas | Yes | Yes | Yes | 0 | Misc_Elec_EZ_Sch_1 | 0
USA_CA_Riverside.Muni.AP.722869_TMYx.2004-2018 | 6 | USA_CA_Riverside.Muni.AP.722869_TMYx.2004-2018 | 0 | 1900 | 1 | 9 | 1.2 | 4-12 (Low-Moderate Slope) | Pre-Defined Construction | Wood-Framed - 2x6 - 24 in OC - R-19 Cavity | 8.3333 | Pre-Defined Construction | Attic w R49 Cavity and Shingle Roof | 9.0909 | Pre-Defined Construction | Vented Crawlspace - R19 Cavity Insulation | Vented Crawlspace | 4.3478 | 0 | 0 | 0 | 1.75 | 0.388 | 0.4 | No | 0.2 | 0.2 | 0.2 | 0.2 | 7 | Single Speed ASHP (7.5 HSPF2 14.3 SEER2) | Autosize | kW | 20 | ton | 3.4393 | Electric | kW | 15 | 35 | -30 | 0 | 0.8 | 0.075 | 4 | 0.075 | 4 | Heat_EZ_Sch_1 | Cool_EZ_Sch_1 | Gas Storage_50-gallon | DHW_EZ_Sch_1 | 5 | 0.75 | 0 | Gas | Gas | Yes | Yes | Yes | 0 | Misc_Elec_EZ_Sch_1 | 0
USA_CA_Sacramento.Intl.AP.724839_TMYx.2004-2018 | 6 | USA_CA_Sacramento.Intl.AP.724839_TMYx.2004-2018 | 0 | 1900 | 1 | 9 | 1.2 | 4-12 (Low-Moderate Slope) | Pre-Defined Construction | Wood-Framed - 2x6 - 24 in OC - R-19 Cavity | 8.3333 | Pre-Defined Construction | Attic w R49 Cavity and Shingle Roof | 9.0909 | Pre-Defined Construction | Vented Crawlspace - R19 Cavity Insulation | Vented Crawlspace | 4.3478 | 0 | 0 | 0 | 1.75 | 0.388 | 0.4 | No | 0.2 | 0.2 | 0.2 | 0.2 | 7 | Single Speed ASHP (7.5 HSPF2 14.3 SEER2) | Autosize | kW | 20 | ton | 3.4393 | Electric | kW | 15 | 35 | -30 | 0 | 0.8 | 0.075 | 4 | 0.075 | 4 | Heat_EZ_Sch_1 | Cool_EZ_Sch_1 | Gas Storage_50-gallon | DHW_EZ_Sch_1 | 5 | 0.75 | 0 | Gas | Gas | Yes | Yes | Yes | 0 | Misc_Elec_EZ_Sch_1 | 0
USA_CA_San.Jose-Mineta.Intl.AP.724945_TMYx.2004-2018 | 6 | USA_CA_San.Jose-Mineta.Intl.AP.724945_TMYx.2004-2018 | 0 | 1900 | 1 | 9 | 1.2 | 4-12 (Low-Moderate Slope) | Pre-Defined Construction | Wood-Framed - 2x6 - 24 in OC - R-19 Cavity | 8.3333 | Pre-Defined Construction | Attic w R49 Cavity and Shingle Roof | 9.0909 | Pre-Defined Construction | Vented Crawlspace - R19 Cavity Insulation | Vented Crawlspace | 4.3478 | 0 | 0 | 0 | 1.75 | 0.388 | 0.4 | No | 0.2 | 0.2 | 0.2 | 0.2 | 7 | Single Speed ASHP (7.5 HSPF2 14.3 SEER2) | Autosize | kW | 20 | ton | 3.4393 | Electric | kW | 15 | 35 | -30 | 0 | 0.8 | 0.075 | 4 | 0.075 | 4 | Heat_EZ_Sch_1 | Cool_EZ_Sch_1 | Gas Storage_50-gallon | DHW_EZ_Sch_1 | 5 | 0.75 | 0 | Gas | Gas | Yes | Yes | Yes | 0 | Misc_Elec_EZ_Sch_1 | 0
USA_CA_Santa.Ana-Orange.County-Wayne.Intl.AP.722977_TMYx.2004-2018 | 6 | USA_CA_Santa.Ana-Orange.County-Wayne.Intl.AP.722977_TMYx.2004-2018 | 0 | 1900 | 1 | 9 | 1.2 | 4-12 (Low-Moderate Slope) | Pre-Defined Construction | Wood-Framed - 2x6 - 24 in OC - R-19 Cavity | 8.3333 | Pre-Defined Construction | Attic w R49 Cavity and Shingle Roof | 9.0909 | Pre-Defined Construction | Vented Crawlspace - R19 Cavity Insulation | Vented Crawlspace | 4.3478 | 0 | 0 | 0 | 1.75 | 0.388 | 0.4 | No | 0.2 | 0.2 | 0.2 | 0.2 | 7 | Single Speed ASHP (7.5 HSPF2 14.3 SEER2) | Autosize | kW | 20 | ton | 3.4393 | Electric | kW | 15 | 35 | -30 | 0 | 0.8 | 0.075 | 4 | 0.075 | 4 | Heat_EZ_Sch_1 | Cool_EZ_Sch_1 | Gas Storage_50-gallon | DHW_EZ_Sch_1 | 5 | 0.75 | 0 | Gas | Gas | Yes | Yes | Yes | 0 | Misc_Elec_EZ_Sch_1 | 0
USA_CO_Alamosa-San.Luis.Valley.Rgnl.AP.724620_TMYx.2004-2018 | 6 | USA_CO_Alamosa-San.Luis.Valley.Rgnl.AP.724620_TMYx.2004-2018 | 0 | 1900 | 1 | 9 | 1.2 | 4-12 (Low-Moderate Slope) | Pre-Defined Construction | Wood-Framed - 2x6 - 24 in OC - R-19 Cavity | 8.3333 | Pre-Defined Construction | Attic w R49 Cavity and Shingle Roof | 9.0909 | Pre-Defined Construction | Vented Crawlspace - R19 Cavity Insulation | Vented Crawlspace | 4.3478 | 0 | 0 | 0 | 1.75 | 0.388 | 0.4 | No | 0.2 | 0.2 | 0.2 | 0.2 | 7 | Single Speed ASHP (7.5 HSPF2 14.3 SEER2) | Autosize | kW | 20 | ton | 3.4393 | Electric | kW | 15 | 35 | -30 | 0 | 0.8 | 0.075 | 4 | 0.075 | 4 | Heat_EZ_Sch_1 | Cool_EZ_Sch_1 | Gas Storage_50-gallon | DHW_EZ_Sch_1 | 5 | 0.75 | 0 | Gas | Gas | Yes | Yes | Yes | 0 | Misc_Elec_EZ_Sch_1 | 0
USA_CO_Aspen-Pitkin.County.AP-Sardy.Field.724676_TMYx.2004-2018 | 6 | USA_CO_Aspen-Pitkin.County.AP-Sardy.Field.724676_TMYx.2004-2018 | 0 | 1900 | 1 | 9 | 1.2 | 4-12 (Low-Moderate Slope) | Pre-Defined Construction | Wood-Framed - 2x6 - 24 in OC - R-19 Cavity | 8.3333 | Pre-Defined Construction | Attic w R49 Cavity and Shingle Roof | 9.0909 | Pre-Defined Construction | Vented Crawlspace - R19 Cavity Insulation | Vented Crawlspace | 4.3478 | 0 | 0 | 0 | 1.75 | 0.388 | 0.4 | No | 0.2 | 0.2 | 0.2 | 0.2 | 7 | Single Speed ASHP (7.5 HSPF2 14.3 SEER2) | Autosize | kW | 20 | ton | 3.4393 | Electric | kW | 15 | 35 | -30 | 0 | 0.8 | 0.075 | 4 | 0.075 | 4 | Heat_EZ_Sch_1 | Cool_EZ_Sch_1 | Gas Storage_50-gallon | DHW_EZ_Sch_1 | 5 | 0.75 | 0 | Gas | Gas | Yes | Yes | Yes | 0 | Misc_Elec_EZ_Sch_1 | 0
USA_CO_Denver.Intl.AP.725650_TMYx.2004-2018 | 6 | USA_CO_Denver.Intl.AP.725650_TMYx.2004-2018 | 0 | 1900 | 1 | 9 | 1.2 | 4-12 (Low-Moderate Slope) | Pre-Defined Construction | Wood-Framed - 2x6 - 24 in OC - R-19 Cavity | 8.3333 | Pre-Defined Construction | Attic w R49 Cavity and Shingle Roof | 9.0909 | Pre-Defined Construction | Vented Crawlspace - R19 Cavity Insulation | Vented Crawlspace | 4.3478 | 0 | 0 | 0 | 1.75 | 0.388 | 0.4 | No | 0.2 | 0.2 | 0.2 | 0.2 | 7 | Single Speed ASHP (7.5 HSPF2 14.3 SEER2) | Autosize | kW | 20 | ton | 3.4393 | Electric | kW | 15 | 35 | -30 | 0 | 0.8 | 0.075 | 4 | 0.075 | 4 | Heat_EZ_Sch_1 | Cool_EZ_Sch_1 | Gas Storage_50-gallon | DHW_EZ_Sch_1 | 5 | 0.75 | 0 | Gas | Gas | Yes | Yes | Yes | 0 | Misc_Elec_EZ_Sch_1 | 0
USA_CO_Trinidad-Stokes.AP.724645_TMYx.2004-2018 | 6 | USA_CO_Trinidad-Stokes.AP.724645_TMYx.2004-2018 | 0 | 1900 | 1 | 9 | 1.2 | 4-12 (Low-Moderate Slope) | Pre-Defined Construction | Wood-Framed - 2x6 - 24 in OC - R-19 Cavity | 8.3333 | Pre-Defined Construction | Attic w R49 Cavity and Shingle Roof | 9.0909 | Pre-Defined Construction | Vented Crawlspace - R19 Cavity Insulation | Vented Crawlspace | 4.3478 | 0 | 0 | 0 | 1.75 | 0.388 | 0.4 | No | 0.2 | 0.2 | 0.2 | 0.2 | 7 | Single Speed ASHP (7.5 HSPF2 14.3 SEER2) | Autosize | kW | 20 | ton | 3.4393 | Electric | kW | 15 | 35 | -30 | 0 | 0.8 | 0.075 | 4 | 0.075 | 4 | Heat_EZ_Sch_1 | Cool_EZ_Sch_1 | Gas Storage_50-gallon | DHW_EZ_Sch_1 | 5 | 0.75 | 0 | Gas | Gas | Yes | Yes | Yes | 0 | Misc_Elec_EZ_Sch_1 | 0
USA_CT_Bridgeport-Sikorsky.Meml.AP.725040_TMYx.2004-2018 | 6 | USA_CT_Bridgeport-Sikorsky.Meml.AP.725040_TMYx.2004-2018 | 0 | 1900 | 1 | 9 | 1.2 | 4-12 (Low-Moderate Slope) | Pre-Defined Construction | Wood-Framed - 2x6 - 24 in OC - R-19 Cavity | 8.3333 | Pre-Defined Construction | Attic w R49 Cavity and Shingle Roof | 9.0909 | Pre-Defined Construction | Vented Crawlspace - R19 Cavity Insulation | Vented Crawlspace | 4.3478 | 0 | 0 | 0 | 1.75 | 0.388 | 0.4 | No | 0.2 | 0.2 | 0.2 | 0.2 | 7 | Single Speed ASHP (7.5 HSPF2 14.3 SEER2) | Autosize | kW | 20 | ton | 3.4393 | Electric | kW | 15 | 35 | -30 | 0 | 0.8 | 0.075 | 4 | 0.075 | 4 | Heat_EZ_Sch_1 | Cool_EZ_Sch_1 | Gas Storage_50-gallon | DHW_EZ_Sch_1 | 5 | 0.75 | 0 | Gas | Gas | Yes | Yes | Yes | 0 | Misc_Elec_EZ_Sch_1 | 0
USA_DE_Wilmington.AP.724180_TMYx.2004-2018 | 6 | USA_DE_Wilmington.AP.724180_TMYx.2004-2018 | 0 | 1900 | 1 | 9 | 1.2 | 4-12 (Low-Moderate Slope) | Pre-Defined Construction | Wood-Framed - 2x6 - 24 in OC - R-19 Cavity | 8.3333 | Pre-Defined Construction | Attic w R49 Cavity and Shingle Roof | 9.0909 | Pre-Defined Construction | Vented Crawlspace - R19 Cavity Insulation | Vented Crawlspace | 4.3478 | 0 | 0 | 0 | 1.75 | 0.388 | 0.4 | No | 0.2 | 0.2 | 0.2 | 0.2 | 7 | Single Speed ASHP (7.5 HSPF2 14.3 SEER2) | Autosize | kW | 20 | ton | 3.4393 | Electric | kW | 15 | 35 | -30 | 0 | 0.8 | 0.075 | 4 | 0.075 | 4 | Heat_EZ_Sch_1 | Cool_EZ_Sch_1 | Gas Storage_50-gallon | DHW_EZ_Sch_1 | 5 | 0.75 | 0 | Gas | Gas | Yes | Yes | Yes | 0 | Misc_Elec_EZ_Sch_1 | 0
USA_FL_Fort.Myers-Page.Field.AP.722106_TMYx.2004-2018 | 6 | USA_FL_Fort.Myers-Page.Field.AP.722106_TMYx.2004-2018 | 0 | 1900 | 1 | 9 | 1.2 | 4-12 (Low-Moderate Slope) | Pre-Defined Construction | Wood-Framed - 2x6 - 24 in OC - R-19 Cavity | 8.3333 | Pre-Defined Construction | Attic w R49 Cavity and Shingle Roof | 9.0909 | Pre-Defined Construction | Vented Crawlspace - R19 Cavity Insulation | Vented Crawlspace | 4.3478 | 0 | 0 | 0 | 1.75 | 0.388 | 0.4 | No | 0.2 | 0.2 | 0.2 | 0.2 | 7 | Single Speed ASHP (7.5 HSPF2 14.3 SEER2) | Autosize | kW | 20 | ton | 3.4393 | Electric | kW | 15 | 35 | -30 | 0 | 0.8 | 0.075 | 4 | 0.075 | 4 | Heat_EZ_Sch_1 | Cool_EZ_Sch_1 | Gas Storage_50-gallon | DHW_EZ_Sch_1 | 5 | 0.75 | 0 | Gas | Gas | Yes | Yes | Yes | 0 | Misc_Elec_EZ_Sch_1 | 0
USA_FL_Jacksonville.Intl.AP.722060_TMYx.2004-2018 | 6 | USA_FL_Jacksonville.Intl.AP.722060_TMYx.2004-2018 | 0 | 1900 | 1 | 9 | 1.2 | 4-12 (Low-Moderate Slope) | Pre-Defined Construction | Wood-Framed - 2x6 - 24 in OC - R-19 Cavity | 8.3333 | Pre-Defined Construction | Attic w R49 Cavity and Shingle Roof | 9.0909 | Pre-Defined Construction | Vented Crawlspace - R19 Cavity Insulation | Vented Crawlspace | 4.3478 | 0 | 0 | 0 | 1.75 | 0.388 | 0.4 | No | 0.2 | 0.2 | 0.2 | 0.2 | 7 | Single Speed ASHP (7.5 HSPF2 14.3 SEER2) | Autosize | kW | 20 | ton | 3.4393 | Electric | kW | 15 | 35 | -30 | 0 | 0.8 | 0.075 | 4 | 0.075 | 4 | Heat_EZ_Sch_1 | Cool_EZ_Sch_1 | Gas Storage_50-gallon | DHW_EZ_Sch_1 | 5 | 0.75 | 0 | Gas | Gas | Yes | Yes | Yes | 0 | Misc_Elec_EZ_Sch_1 | 0
USA_FL_Miami.Natl.Hurricane.Center.722020_TMYx.2004-2018 | 6 | USA_FL_Miami.Natl.Hurricane.Center.722020_TMYx.2004-2018 | 0 | 1900 | 1 | 9 | 1.2 | 4-12 (Low-Moderate Slope) | Pre-Defined Construction | Wood-Framed - 2x6 - 24 in OC - R-19 Cavity | 8.3333 | Pre-Defined Construction | Attic w R49 Cavity and Shingle Roof | 9.0909 | Pre-Defined Construction | Vented Crawlspace - R19 Cavity Insulation | Vented Crawlspace | 4.3478 | 0 | 0 | 0 | 1.75 | 0.388 | 0.4 | No | 0.2 | 0.2 | 0.2 | 0.2 | 7 | Single Speed ASHP (7.5 HSPF2 14.3 SEER2) | Autosize | kW | 20 | ton | 3.4393 | Electric | kW | 15 | 35 | -30 | 0 | 0.8 | 0.075 | 4 | 0.075 | 4 | Heat_EZ_Sch_1 | Cool_EZ_Sch_1 | Gas Storage_50-gallon | DHW_EZ_Sch_1 | 5 | 0.75 | 0 | Gas | Gas | Yes | Yes | Yes | 0 | Misc_Elec_EZ_Sch_1 | 0
USA_GA_Atlanta-Hartsfield-Jackson.Intl.AP.722190_TMYx.2004-2018 | 6 | USA_GA_Atlanta-Hartsfield-Jackson.Intl.AP.722190_TMYx.2004-2018 | 0 | 1900 | 1 | 9 | 1.2 | 4-12 (Low-Moderate Slope) | Pre-Defined Construction | Wood-Framed - 2x6 - 24 in OC - R-19 Cavity | 8.3333 | Pre-Defined Construction | Attic w R49 Cavity and Shingle Roof | 9.0909 | Pre-Defined Construction | Vented Crawlspace - R19 Cavity Insulation | Vented Crawlspace | 4.3478 | 0 | 0 | 0 | 1.75 | 0.388 | 0.4 | No | 0.2 | 0.2 | 0.2 | 0.2 | 7 | Single Speed ASHP (7.5 HSPF2 14.3 SEER2) | Autosize | kW | 20 | ton | 3.4393 | Electric | kW | 15 | 35 | -30 | 0 | 0.8 | 0.075 | 4 | 0.075 | 4 | Heat_EZ_Sch_1 | Cool_EZ_Sch_1 | Gas Storage_50-gallon | DHW_EZ_Sch_1 | 5 | 0.75 | 0 | Gas | Gas | Yes | Yes | Yes | 0 | Misc_Elec_EZ_Sch_1 | 0
USA_GA_Rome-Russell.AP.723200_TMYx.2004-2018 | 6 | USA_GA_Rome-Russell.AP.723200_TMYx.2004-2018 | 0 | 1900 | 1 | 9 | 1.2 | 4-12 (Low-Moderate Slope) | Pre-Defined Construction | Wood-Framed - 2x6 - 24 in OC - R-19 Cavity | 8.3333 | Pre-Defined Construction | Attic w R49 Cavity and Shingle Roof | 9.0909 | Pre-Defined Construction | Vented Crawlspace - R19 Cavity Insulation | Vented Crawlspace | 4.3478 | 0 | 0 | 0 | 1.75 | 0.388 | 0.4 | No | 0.2 | 0.2 | 0.2 | 0.2 | 7 | Single Speed ASHP (7.5 HSPF2 14.3 SEER2) | Autosize | kW | 20 | ton | 3.4393 | Electric | kW | 15 | 35 | -30 | 0 | 0.8 | 0.075 | 4 | 0.075 | 4 | Heat_EZ_Sch_1 | Cool_EZ_Sch_1 | Gas Storage_50-gallon | DHW_EZ_Sch_1 | 5 | 0.75 | 0 | Gas | Gas | Yes | Yes | Yes | 0 | Misc_Elec_EZ_Sch_1 | 0
USA_GA_Savannah-Hilton.Head.Intl.AP.722070_TMYx.2004-2018 | 6 | USA_GA_Savannah-Hilton.Head.Intl.AP.722070_TMYx.2004-2018 | 0 | 1900 | 1 | 9 | 1.2 | 4-12 (Low-Moderate Slope) | Pre-Defined Construction | Wood-Framed - 2x6 - 24 in OC - R-19 Cavity | 8.3333 | Pre-Defined Construction | Attic w R49 Cavity and Shingle Roof | 9.0909 | Pre-Defined Construction | Vented Crawlspace - R19 Cavity Insulation | Vented Crawlspace | 4.3478 | 0 | 0 | 0 | 1.75 | 0.388 | 0.4 | No | 0.2 | 0.2 | 0.2 | 0.2 | 7 | Single Speed ASHP (7.5 HSPF2 14.3 SEER2) | Autosize | kW | 20 | ton | 3.4393 | Electric | kW | 15 | 35 | -30 | 0 | 0.8 | 0.075 | 4 | 0.075 | 4 | Heat_EZ_Sch_1 | Cool_EZ_Sch_1 | Gas Storage_50-gallon | DHW_EZ_Sch_1 | 5 | 0.75 | 0 | Gas | Gas | Yes | Yes | Yes | 0 | Misc_Elec_EZ_Sch_1 | 0
USA_IA_Des.Moines.Intl.AP.725460_TMYx.2004-2018 | 6 | USA_IA_Des.Moines.Intl.AP.725460_TMYx.2004-2018 | 0 | 1900 | 1 | 9 | 1.2 | 4-12 (Low-Moderate Slope) | Pre-Defined Construction | Wood-Framed - 2x6 - 24 in OC - R-19 Cavity | 8.3333 | Pre-Defined Construction | Attic w R49 Cavity and Shingle Roof | 9.0909 | Pre-Defined Construction | Vented Crawlspace - R19 Cavity Insulation | Vented Crawlspace | 4.3478 | 0 | 0 | 0 | 1.75 | 0.388 | 0.4 | No | 0.2 | 0.2 | 0.2 | 0.2 | 7 | Single Speed ASHP (7.5 HSPF2 14.3 SEER2) | Autosize | kW | 20 | ton | 3.4393 | Electric | kW | 15 | 35 | -30 | 0 | 0.8 | 0.075 | 4 | 0.075 | 4 | Heat_EZ_Sch_1 | Cool_EZ_Sch_1 | Gas Storage_50-gallon | DHW_EZ_Sch_1 | 5 | 0.75 | 0 | Gas | Gas | Yes | Yes | Yes | 0 | Misc_Elec_EZ_Sch_1 | 0
USA_IA_Sioux.City-Sioux.Gateway.AP.725570_TMYx.2004-2018 | 6 | USA_IA_Sioux.City-Sioux.Gateway.AP.725570_TMYx.2004-2018 | 0 | 1900 | 1 | 9 | 1.2 | 4-12 (Low-Moderate Slope) | Pre-Defined Construction | Wood-Framed - 2x6 - 24 in OC - R-19 Cavity | 8.3333 | Pre-Defined Construction | Attic w R49 Cavity and Shingle Roof | 9.0909 | Pre-Defined Construction | Vented Crawlspace - R19 Cavity Insulation | Vented Crawlspace | 4.3478 | 0 | 0 | 0 | 1.75 | 0.388 | 0.4 | No | 0.2 | 0.2 | 0.2 | 0.2 | 7 | Single Speed ASHP (7.5 HSPF2 14.3 SEER2) | Autosize | kW | 20 | ton | 3.4393 | Electric | kW | 15 | 35 | -30 | 0 | 0.8 | 0.075 | 4 | 0.075 | 4 | Heat_EZ_Sch_1 | Cool_EZ_Sch_1 | Gas Storage_50-gallon | DHW_EZ_Sch_1 | 5 | 0.75 | 0 | Gas | Gas | Yes | Yes | Yes | 0 | Misc_Elec_EZ_Sch_1 | 0
USA_ID_Boise.AP-Gowen.Field.ANGB.726810_TMYx.2004-2018 | 6 | USA_ID_Boise.AP-Gowen.Field.ANGB.726810_TMYx.2004-2018 | 0 | 1900 | 1 | 9 | 1.2 | 4-12 (Low-Moderate Slope) | Pre-Defined Construction | Wood-Framed - 2x6 - 24 in OC - R-19 Cavity | 8.3333 | Pre-Defined Construction | Attic w R49 Cavity and Shingle Roof | 9.0909 | Pre-Defined Construction | Vented Crawlspace - R19 Cavity Insulation | Vented Crawlspace | 4.3478 | 0 | 0 | 0 | 1.75 | 0.388 | 0.4 | No | 0.2 | 0.2 | 0.2 | 0.2 | 7 | Single Speed ASHP (7.5 HSPF2 14.3 SEER2) | Autosize | kW | 20 | ton | 3.4393 | Electric | kW | 15 | 35 | -30 | 0 | 0.8 | 0.075 | 4 | 0.075 | 4 | Heat_EZ_Sch_1 | Cool_EZ_Sch_1 | Gas Storage_50-gallon | DHW_EZ_Sch_1 | 5 | 0.75 | 0 | Gas | Gas | Yes | Yes | Yes | 0 | Misc_Elec_EZ_Sch_1 | 0
USA_ID_Idaho.Falls.Rgnl.AP-Fanning.Field.725785_TMYx.2004-2018 | 6 | USA_ID_Idaho.Falls.Rgnl.AP-Fanning.Field.725785_TMYx.2004-2018 | 0 | 1900 | 1 | 9 | 1.2 | 4-12 (Low-Moderate Slope) | Pre-Defined Construction | Wood-Framed - 2x6 - 24 in OC - R-19 Cavity | 8.3333 | Pre-Defined Construction | Attic w R49 Cavity and Shingle Roof | 9.0909 | Pre-Defined Construction | Vented Crawlspace - R19 Cavity Insulation | Vented Crawlspace | 4.3478 | 0 | 0 | 0 | 1.75 | 0.388 | 0.4 | No | 0.2 | 0.2 | 0.2 | 0.2 | 7 | Single Speed ASHP (7.5 HSPF2 14.3 SEER2) | Autosize | kW | 20 | ton | 3.4393 | Electric | kW | 15 | 35 | -30 | 0 | 0.8 | 0.075 | 4 | 0.075 | 4 | Heat_EZ_Sch_1 | Cool_EZ_Sch_1 | Gas Storage_50-gallon | DHW_EZ_Sch_1 | 5 | 0.75 | 0 | Gas | Gas | Yes | Yes | Yes | 0 | Misc_Elec_EZ_Sch_1 | 0
USA_IL_Belleville-Scott.AFB-MidAmerica.St.Louis.AP.724338_TMYx.2004-2018 | 6 | USA_IL_Belleville-Scott.AFB-MidAmerica.St.Louis.AP.724338_TMYx.2004-2018 | 0 | 1900 | 1 | 9 | 1.2 | 4-12 (Low-Moderate Slope) | Pre-Defined Construction | Wood-Framed - 2x6 - 24 in OC - R-19 Cavity | 8.3333 | Pre-Defined Construction | Attic w R49 Cavity and Shingle Roof | 9.0909 | Pre-Defined Construction | Vented Crawlspace - R19 Cavity Insulation | Vented Crawlspace | 4.3478 | 0 | 0 | 0 | 1.75 | 0.388 | 0.4 | No | 0.2 | 0.2 | 0.2 | 0.2 | 7 | Single Speed ASHP (7.5 HSPF2 14.3 SEER2) | Autosize | kW | 20 | ton | 3.4393 | Electric | kW | 15 | 35 | -30 | 0 | 0.8 | 0.075 | 4 | 0.075 | 4 | Heat_EZ_Sch_1 | Cool_EZ_Sch_1 | Gas Storage_50-gallon | DHW_EZ_Sch_1 | 5 | 0.75 | 0 | Gas | Gas | Yes | Yes | Yes | 0 | Misc_Elec_EZ_Sch_1 | 0
USA_IL_Chicago.Midway.Intl.AP.725340_TMYx.2004-2018 | 6 | USA_IL_Chicago.Midway.Intl.AP.725340_TMYx.2004-2018 | 0 | 1900 | 1 | 9 | 1.2 | 4-12 (Low-Moderate Slope) | Pre-Defined Construction | Wood-Framed - 2x6 - 24 in OC - R-19 Cavity | 8.3333 | Pre-Defined Construction | Attic w R49 Cavity and Shingle Roof | 9.0909 | Pre-Defined Construction | Vented Crawlspace - R19 Cavity Insulation | Vented Crawlspace | 4.3478 | 0 | 0 | 0 | 1.75 | 0.388 | 0.4 | No | 0.2 | 0.2 | 0.2 | 0.2 | 7 | Single Speed ASHP (7.5 HSPF2 14.3 SEER2) | Autosize | kW | 20 | ton | 3.4393 | Electric | kW | 15 | 35 | -30 | 0 | 0.8 | 0.075 | 4 | 0.075 | 4 | Heat_EZ_Sch_1 | Cool_EZ_Sch_1 | Gas Storage_50-gallon | DHW_EZ_Sch_1 | 5 | 0.75 | 0 | Gas | Gas | Yes | Yes | Yes | 0 | Misc_Elec_EZ_Sch_1 | 0
USA_IN_Evansville.Rgnl.AP.724320_TMYx.2004-2018 | 6 | USA_IN_Evansville.Rgnl.AP.724320_TMYx.2004-2018 | 0 | 1900 | 1 | 9 | 1.2 | 4-12 (Low-Moderate Slope) | Pre-Defined Construction | Wood-Framed - 2x6 - 24 in OC - R-19 Cavity | 8.3333 | Pre-Defined Construction | Attic w R49 Cavity and Shingle Roof | 9.0909 | Pre-Defined Construction | Vented Crawlspace - R19 Cavity Insulation | Vented Crawlspace | 4.3478 | 0 | 0 | 0 | 1.75 | 0.388 | 0.4 | No | 0.2 | 0.2 | 0.2 | 0.2 | 7 | Single Speed ASHP (7.5 HSPF2 14.3 SEER2) | Autosize | kW | 20 | ton | 3.4393 | Electric | kW | 15 | 35 | -30 | 0 | 0.8 | 0.075 | 4 | 0.075 | 4 | Heat_EZ_Sch_1 | Cool_EZ_Sch_1 | Gas Storage_50-gallon | DHW_EZ_Sch_1 | 5 | 0.75 | 0 | Gas | Gas | Yes | Yes | Yes | 0 | Misc_Elec_EZ_Sch_1 | 0
USA_IN_Indianapolis.Intl.AP.724380_TMYx.2004-2018 | 6 | USA_IN_Indianapolis.Intl.AP.724380_TMYx.2004-2018 | 0 | 1900 | 1 | 9 | 1.2 | 4-12 (Low-Moderate Slope) | Pre-Defined Construction | Wood-Framed - 2x6 - 24 in OC - R-19 Cavity | 8.3333 | Pre-Defined Construction | Attic w R49 Cavity and Shingle Roof | 9.0909 | Pre-Defined Construction | Vented Crawlspace - R19 Cavity Insulation | Vented Crawlspace | 4.3478 | 0 | 0 | 0 | 1.75 | 0.388 | 0.4 | No | 0.2 | 0.2 | 0.2 | 0.2 | 7 | Single Speed ASHP (7.5 HSPF2 14.3 SEER2) | Autosize | kW | 20 | ton | 3.4393 | Electric | kW | 15 | 35 | -30 | 0 | 0.8 | 0.075 | 4 | 0.075 | 4 | Heat_EZ_Sch_1 | Cool_EZ_Sch_1 | Gas Storage_50-gallon | DHW_EZ_Sch_1 | 5 | 0.75 | 0 | Gas | Gas | Yes | Yes | Yes | 0 | Misc_Elec_EZ_Sch_1 | 0
USA_KS_Hays.Rgnl.AP.724518_TMYx.2004-2018 | 6 | USA_KS_Hays.Rgnl.AP.724518_TMYx.2004-2018 | 0 | 1900 | 1 | 9 | 1.2 | 4-12 (Low-Moderate Slope) | Pre-Defined Construction | Wood-Framed - 2x6 - 24 in OC - R-19 Cavity | 8.3333 | Pre-Defined Construction | Attic w R49 Cavity and Shingle Roof | 9.0909 | Pre-Defined Construction | Vented Crawlspace - R19 Cavity Insulation | Vented Crawlspace | 4.3478 | 0 | 0 | 0 | 1.75 | 0.388 | 0.4 | No | 0.2 | 0.2 | 0.2 | 0.2 | 7 | Single Speed ASHP (7.5 HSPF2 14.3 SEER2) | Autosize | kW | 20 | ton | 3.4393 | Electric | kW | 15 | 35 | -30 | 0 | 0.8 | 0.075 | 4 | 0.075 | 4 | Heat_EZ_Sch_1 | Cool_EZ_Sch_1 | Gas Storage_50-gallon | DHW_EZ_Sch_1 | 5 | 0.75 | 0 | Gas | Gas | Yes | Yes | Yes | 0 | Misc_Elec_EZ_Sch_1 | 0
USA_KS_Wichita.Eisenhower.Natl.AP.724500_TMYx.2004-2018 | 6 | USA_KS_Wichita.Eisenhower.Natl.AP.724500_TMYx.2004-2018 | 0 | 1900 | 1 | 9 | 1.2 | 4-12 (Low-Moderate Slope) | Pre-Defined Construction | Wood-Framed - 2x6 - 24 in OC - R-19 Cavity | 8.3333 | Pre-Defined Construction | Attic w R49 Cavity and Shingle Roof | 9.0909 | Pre-Defined Construction | Vented Crawlspace - R19 Cavity Insulation | Vented Crawlspace | 4.3478 | 0 | 0 | 0 | 1.75 | 0.388 | 0.4 | No | 0.2 | 0.2 | 0.2 | 0.2 | 7 | Single Speed ASHP (7.5 HSPF2 14.3 SEER2) | Autosize | kW | 20 | ton | 3.4393 | Electric | kW | 15 | 35 | -30 | 0 | 0.8 | 0.075 | 4 | 0.075 | 4 | Heat_EZ_Sch_1 | Cool_EZ_Sch_1 | Gas Storage_50-gallon | DHW_EZ_Sch_1 | 5 | 0.75 | 0 | Gas | Gas | Yes | Yes | Yes | 0 | Misc_Elec_EZ_Sch_1 | 0
USA_KY_Louisville-Bowman.Rgnl.AP.724235_TMYx.2004-2018 | 6 | USA_KY_Louisville-Bowman.Rgnl.AP.724235_TMYx.2004-2018 | 0 | 1900 | 1 | 9 | 1.2 | 4-12 (Low-Moderate Slope) | Pre-Defined Construction | Wood-Framed - 2x6 - 24 in OC - R-19 Cavity | 8.3333 | Pre-Defined Construction | Attic w R49 Cavity and Shingle Roof | 9.0909 | Pre-Defined Construction | Vented Crawlspace - R19 Cavity Insulation | Vented Crawlspace | 4.3478 | 0 | 0 | 0 | 1.75 | 0.388 | 0.4 | No | 0.2 | 0.2 | 0.2 | 0.2 | 7 | Single Speed ASHP (7.5 HSPF2 14.3 SEER2) | Autosize | kW | 20 | ton | 3.4393 | Electric | kW | 15 | 35 | -30 | 0 | 0.8 | 0.075 | 4 | 0.075 | 4 | Heat_EZ_Sch_1 | Cool_EZ_Sch_1 | Gas Storage_50-gallon | DHW_EZ_Sch_1 | 5 | 0.75 | 0 | Gas | Gas | Yes | Yes | Yes | 0 | Misc_Elec_EZ_Sch_1 | 0
USA_LA_New.Orleans-Armstrong.Intl.AP.722310_TMYx.2004-2018 | 6 | USA_LA_New.Orleans-Armstrong.Intl.AP.722310_TMYx.2004-2018 | 0 | 1900 | 1 | 9 | 1.2 | 4-12 (Low-Moderate Slope) | Pre-Defined Construction | Wood-Framed - 2x6 - 24 in OC - R-19 Cavity | 8.3333 | Pre-Defined Construction | Attic w R49 Cavity and Shingle Roof | 9.0909 | Pre-Defined Construction | Vented Crawlspace - R19 Cavity Insulation | Vented Crawlspace | 4.3478 | 0 | 0 | 0 | 1.75 | 0.388 | 0.4 | No | 0.2 | 0.2 | 0.2 | 0.2 | 7 | Single Speed ASHP (7.5 HSPF2 14.3 SEER2) | Autosize | kW | 20 | ton | 3.4393 | Electric | kW | 15 | 35 | -30 | 0 | 0.8 | 0.075 | 4 | 0.075 | 4 | Heat_EZ_Sch_1 | Cool_EZ_Sch_1 | Gas Storage_50-gallon | DHW_EZ_Sch_1 | 5 | 0.75 | 0 | Gas | Gas | Yes | Yes | Yes | 0 | Misc_Elec_EZ_Sch_1 | 0
USA_LA_Shreveport.Downtown.AP.722484_TMYx.2004-2018 | 6 | USA_LA_Shreveport.Downtown.AP.722484_TMYx.2004-2018 | 0 | 1900 | 1 | 9 | 1.2 | 4-12 (Low-Moderate Slope) | Pre-Defined Construction | Wood-Framed - 2x6 - 24 in OC - R-19 Cavity | 8.3333 | Pre-Defined Construction | Attic w R49 Cavity and Shingle Roof | 9.0909 | Pre-Defined Construction | Vented Crawlspace - R19 Cavity Insulation | Vented Crawlspace | 4.3478 | 0 | 0 | 0 | 1.75 | 0.388 | 0.4 | No | 0.2 | 0.2 | 0.2 | 0.2 | 7 | Single Speed ASHP (7.5 HSPF2 14.3 SEER2) | Autosize | kW | 20 | ton | 3.4393 | Electric | kW | 15 | 35 | -30 | 0 | 0.8 | 0.075 | 4 | 0.075 | 4 | Heat_EZ_Sch_1 | Cool_EZ_Sch_1 | Gas Storage_50-gallon | DHW_EZ_Sch_1 | 5 | 0.75 | 0 | Gas | Gas | Yes | Yes | Yes | 0 | Misc_Elec_EZ_Sch_1 | 0
USA_MA_Boston-Logan.Intl.AP.725090_TMYx.2004-2018 | 6 | USA_MA_Boston-Logan.Intl.AP.725090_TMYx.2004-2018 | 0 | 1900 | 1 | 9 | 1.2 | 4-12 (Low-Moderate Slope) | Pre-Defined Construction | Wood-Framed - 2x6 - 24 in OC - R-19 Cavity | 8.3333 | Pre-Defined Construction | Attic w R49 Cavity and Shingle Roof | 9.0909 | Pre-Defined Construction | Vented Crawlspace - R19 Cavity Insulation | Vented Crawlspace | 4.3478 | 0 | 0 | 0 | 1.75 | 0.388 | 0.4 | No | 0.2 | 0.2 | 0.2 | 0.2 | 7 | Single Speed ASHP (7.5 HSPF2 14.3 SEER2) | Autosize | kW | 20 | ton | 3.4393 | Electric | kW | 15 | 35 | -30 | 0 | 0.8 | 0.075 | 4 | 0.075 | 4 | Heat_EZ_Sch_1 | Cool_EZ_Sch_1 | Gas Storage_50-gallon | DHW_EZ_Sch_1 | 5 | 0.75 | 0 | Gas | Gas | Yes | Yes | Yes | 0 | Misc_Elec_EZ_Sch_1 | 0
USA_MD_Baltimore-Washington.Intl-Marshall.AP.724060_TMYx.2004-2018 | 6 | USA_MD_Baltimore-Washington.Intl-Marshall.AP.724060_TMYx.2004-2018 | 0 | 1900 | 1 | 9 | 1.2 | 4-12 (Low-Moderate Slope) | Pre-Defined Construction | Wood-Framed - 2x6 - 24 in OC - R-19 Cavity | 8.3333 | Pre-Defined Construction | Attic w R49 Cavity and Shingle Roof | 9.0909 | Pre-Defined Construction | Vented Crawlspace - R19 Cavity Insulation | Vented Crawlspace | 4.3478 | 0 | 0 | 0 | 1.75 | 0.388 | 0.4 | No | 0.2 | 0.2 | 0.2 | 0.2 | 7 | Single Speed ASHP (7.5 HSPF2 14.3 SEER2) | Autosize | kW | 20 | ton | 3.4393 | Electric | kW | 15 | 35 | -30 | 0 | 0.8 | 0.075 | 4 | 0.075 | 4 | Heat_EZ_Sch_1 | Cool_EZ_Sch_1 | Gas Storage_50-gallon | DHW_EZ_Sch_1 | 5 | 0.75 | 0 | Gas | Gas | Yes | Yes | Yes | 0 | Misc_Elec_EZ_Sch_1 | 0
USA_ME_Portland.Intl.Jetport.726060_TMYx.2004-2018 | 6 | USA_ME_Portland.Intl.Jetport.726060_TMYx.2004-2018 | 0 | 1900 | 1 | 9 | 1.2 | 4-12 (Low-Moderate Slope) | Pre-Defined Construction | Wood-Framed - 2x6 - 24 in OC - R-19 Cavity | 8.3333 | Pre-Defined Construction | Attic w R49 Cavity and Shingle Roof | 9.0909 | Pre-Defined Construction | Vented Crawlspace - R19 Cavity Insulation | Vented Crawlspace | 4.3478 | 0 | 0 | 0 | 1.75 | 0.388 | 0.4 | No | 0.2 | 0.2 | 0.2 | 0.2 | 7 | Single Speed ASHP (7.5 HSPF2 14.3 SEER2) | Autosize | kW | 20 | ton | 3.4393 | Electric | kW | 15 | 35 | -30 | 0 | 0.8 | 0.075 | 4 | 0.075 | 4 | Heat_EZ_Sch_1 | Cool_EZ_Sch_1 | Gas Storage_50-gallon | DHW_EZ_Sch_1 | 5 | 0.75 | 0 | Gas | Gas | Yes | Yes | Yes | 0 | Misc_Elec_EZ_Sch_1 | 0
USA_ME_Presque.Isle.Intl.AP.727130_TMYx.2004-2018 | 6 | USA_ME_Presque.Isle.Intl.AP.727130_TMYx.2004-2018 | 0 | 1900 | 1 | 9 | 1.2 | 4-12 (Low-Moderate Slope) | Pre-Defined Construction | Wood-Framed - 2x6 - 24 in OC - R-19 Cavity | 8.3333 | Pre-Defined Construction | Attic w R49 Cavity and Shingle Roof | 9.0909 | Pre-Defined Construction | Vented Crawlspace - R19 Cavity Insulation | Vented Crawlspace | 4.3478 | 0 | 0 | 0 | 1.75 | 0.388 | 0.4 | No | 0.2 | 0.2 | 0.2 | 0.2 | 7 | Single Speed ASHP (7.5 HSPF2 14.3 SEER2) | Autosize | kW | 20 | ton | 3.4393 | Electric | kW | 15 | 35 | -30 | 0 | 0.8 | 0.075 | 4 | 0.075 | 4 | Heat_EZ_Sch_1 | Cool_EZ_Sch_1 | Gas Storage_50-gallon | DHW_EZ_Sch_1 | 5 | 0.75 | 0 | Gas | Gas | Yes | Yes | Yes | 0 | Misc_Elec_EZ_Sch_1 | 0
USA_MI_Detroit-Young.Intl.AP.725375_TMYx.2004-2018 | 6 | USA_MI_Detroit-Young.Intl.AP.725375_TMYx.2004-2018 | 0 | 1900 | 1 | 9 | 1.2 | 4-12 (Low-Moderate Slope) | Pre-Defined Construction | Wood-Framed - 2x6 - 24 in OC - R-19 Cavity | 8.3333 | Pre-Defined Construction | Attic w R49 Cavity and Shingle Roof | 9.0909 | Pre-Defined Construction | Vented Crawlspace - R19 Cavity Insulation | Vented Crawlspace | 4.3478 | 0 | 0 | 0 | 1.75 | 0.388 | 0.4 | No | 0.2 | 0.2 | 0.2 | 0.2 | 7 | Single Speed ASHP (7.5 HSPF2 14.3 SEER2) | Autosize | kW | 20 | ton | 3.4393 | Electric | kW | 15 | 35 | -30 | 0 | 0.8 | 0.075 | 4 | 0.075 | 4 | Heat_EZ_Sch_1 | Cool_EZ_Sch_1 | Gas Storage_50-gallon | DHW_EZ_Sch_1 | 5 | 0.75 | 0 | Gas | Gas | Yes | Yes | Yes | 0 | Misc_Elec_EZ_Sch_1 | 0
USA_MI_Houghton.Lake-Roscommon.County.AP.726380_TMYx.2004-2018 | 6 | USA_MI_Houghton.Lake-Roscommon.County.AP.726380_TMYx.2004-2018 | 0 | 1900 | 1 | 9 | 1.2 | 4-12 (Low-Moderate Slope) | Pre-Defined Construction | Wood-Framed - 2x6 - 24 in OC - R-19 Cavity | 8.3333 | Pre-Defined Construction | Attic w R49 Cavity and Shingle Roof | 9.0909 | Pre-Defined Construction | Vented Crawlspace - R19 Cavity Insulation | Vented Crawlspace | 4.3478 | 0 | 0 | 0 | 1.75 | 0.388 | 0.4 | No | 0.2 | 0.2 | 0.2 | 0.2 | 7 | Single Speed ASHP (7.5 HSPF2 14.3 SEER2) | Autosize | kW | 20 | ton | 3.4393 | Electric | kW | 15 | 35 | -30 | 0 | 0.8 | 0.075 | 4 | 0.075 | 4 | Heat_EZ_Sch_1 | Cool_EZ_Sch_1 | Gas Storage_50-gallon | DHW_EZ_Sch_1 | 5 | 0.75 | 0 | Gas | Gas | Yes | Yes | Yes | 0 | Misc_Elec_EZ_Sch_1 | 0
USA_MI_Traverse.City-Cherry.Capital.AP.726387_TMYx.2004-2018 | 6 | USA_MI_Traverse.City-Cherry.Capital.AP.726387_TMYx.2004-2018 | 0 | 1900 | 1 | 9 | 1.2 | 4-12 (Low-Moderate Slope) | Pre-Defined Construction | Wood-Framed - 2x6 - 24 in OC - R-19 Cavity | 8.3333 | Pre-Defined Construction | Attic w R49 Cavity and Shingle Roof | 9.0909 | Pre-Defined Construction | Vented Crawlspace - R19 Cavity Insulation | Vented Crawlspace | 4.3478 | 0 | 0 | 0 | 1.75 | 0.388 | 0.4 | No | 0.2 | 0.2 | 0.2 | 0.2 | 7 | Single Speed ASHP (7.5 HSPF2 14.3 SEER2) | Autosize | kW | 20 | ton | 3.4393 | Electric | kW | 15 | 35 | -30 | 0 | 0.8 | 0.075 | 4 | 0.075 | 4 | Heat_EZ_Sch_1 | Cool_EZ_Sch_1 | Gas Storage_50-gallon | DHW_EZ_Sch_1 | 5 | 0.75 | 0 | Gas | Gas | Yes | Yes | Yes | 0 | Misc_Elec_EZ_Sch_1 | 0
USA_MN_Duluth.Intl.AP-Duluth.ANGB.727450_TMYx.2004-2018 | 6 | USA_MN_Duluth.Intl.AP-Duluth.ANGB.727450_TMYx.2004-2018 | 0 | 1900 | 1 | 9 | 1.2 | 4-12 (Low-Moderate Slope) | Pre-Defined Construction | Wood-Framed - 2x6 - 24 in OC - R-19 Cavity | 8.3333 | Pre-Defined Construction | Attic w R49 Cavity and Shingle Roof | 9.0909 | Pre-Defined Construction | Vented Crawlspace - R19 Cavity Insulation | Vented Crawlspace | 4.3478 | 0 | 0 | 0 | 1.75 | 0.388 | 0.4 | No | 0.2 | 0.2 | 0.2 | 0.2 | 7 | Single Speed ASHP (7.5 HSPF2 14.3 SEER2) | Autosize | kW | 20 | ton | 3.4393 | Electric | kW | 15 | 35 | -30 | 0 | 0.8 | 0.075 | 4 | 0.075 | 4 | Heat_EZ_Sch_1 | Cool_EZ_Sch_1 | Gas Storage_50-gallon | DHW_EZ_Sch_1 | 5 | 0.75 | 0 | Gas | Gas | Yes | Yes | Yes | 0 | Misc_Elec_EZ_Sch_1 | 0
USA_MN_Minneapolis-St.Paul.Intl.AP.726580_TMYx.2004-2018 | 6 | USA_MN_Minneapolis-St.Paul.Intl.AP.726580_TMYx.2004-2018 | 0 | 1900 | 1 | 9 | 1.2 | 4-12 (Low-Moderate Slope) | Pre-Defined Construction | Wood-Framed - 2x6 - 24 in OC - R-19 Cavity | 8.3333 | Pre-Defined Construction | Attic w R49 Cavity and Shingle Roof | 9.0909 | Pre-Defined Construction | Vented Crawlspace - R19 Cavity Insulation | Vented Crawlspace | 4.3478 | 0 | 0 | 0 | 1.75 | 0.388 | 0.4 | No | 0.2 | 0.2 | 0.2 | 0.2 | 7 | Single Speed ASHP (7.5 HSPF2 14.3 SEER2) | Autosize | kW | 20 | ton | 3.4393 | Electric | kW | 15 | 35 | -30 | 0 | 0.8 | 0.075 | 4 | 0.075 | 4 | Heat_EZ_Sch_1 | Cool_EZ_Sch_1 | Gas Storage_50-gallon | DHW_EZ_Sch_1 | 5 | 0.75 | 0 | Gas | Gas | Yes | Yes | Yes | 0 | Misc_Elec_EZ_Sch_1 | 0
USA_MO_Kansas.City-Wheeler.Downtown.AP.724463_TMYx.2004-2018 | 6 | USA_MO_Kansas.City-Wheeler.Downtown.AP.724463_TMYx.2004-2018 | 0 | 1900 | 1 | 9 | 1.2 | 4-12 (Low-Moderate Slope) | Pre-Defined Construction | Wood-Framed - 2x6 - 24 in OC - R-19 Cavity | 8.3333 | Pre-Defined Construction | Attic w R49 Cavity and Shingle Roof | 9.0909 | Pre-Defined Construction | Vented Crawlspace - R19 Cavity Insulation | Vented Crawlspace | 4.3478 | 0 | 0 | 0 | 1.75 | 0.388 | 0.4 | No | 0.2 | 0.2 | 0.2 | 0.2 | 7 | Single Speed ASHP (7.5 HSPF2 14.3 SEER2) | Autosize | kW | 20 | ton | 3.4393 | Electric | kW | 15 | 35 | -30 | 0 | 0.8 | 0.075 | 4 | 0.075 | 4 | Heat_EZ_Sch_1 | Cool_EZ_Sch_1 | Gas Storage_50-gallon | DHW_EZ_Sch_1 | 5 | 0.75 | 0 | Gas | Gas | Yes | Yes | Yes | 0 | Misc_Elec_EZ_Sch_1 | 0
USA_MO_St.Joseph-Rosecrans.Meml.AP.724490_TMYx.2004-2018 | 6 | USA_MO_St.Joseph-Rosecrans.Meml.AP.724490_TMYx.2004-2018 | 0 | 1900 | 1 | 9 | 1.2 | 4-12 (Low-Moderate Slope) | Pre-Defined Construction | Wood-Framed - 2x6 - 24 in OC - R-19 Cavity | 8.3333 | Pre-Defined Construction | Attic w R49 Cavity and Shingle Roof | 9.0909 | Pre-Defined Construction | Vented Crawlspace - R19 Cavity Insulation | Vented Crawlspace | 4.3478 | 0 | 0 | 0 | 1.75 | 0.388 | 0.4 | No | 0.2 | 0.2 | 0.2 | 0.2 | 7 | Single Speed ASHP (7.5 HSPF2 14.3 SEER2) | Autosize | kW | 20 | ton | 3.4393 | Electric | kW | 15 | 35 | -30 | 0 | 0.8 | 0.075 | 4 | 0.075 | 4 | Heat_EZ_Sch_1 | Cool_EZ_Sch_1 | Gas Storage_50-gallon | DHW_EZ_Sch_1 | 5 | 0.75 | 0 | Gas | Gas | Yes | Yes | Yes | 0 | Misc_Elec_EZ_Sch_1 | 0
USA_MS_Gulfport-Biloxi.Intl.AP.747570_TMYx.2004-2018 | 6 | USA_MS_Gulfport-Biloxi.Intl.AP.747570_TMYx.2004-2018 | 0 | 1900 | 1 | 9 | 1.2 | 4-12 (Low-Moderate Slope) | Pre-Defined Construction | Wood-Framed - 2x6 - 24 in OC - R-19 Cavity | 8.3333 | Pre-Defined Construction | Attic w R49 Cavity and Shingle Roof | 9.0909 | Pre-Defined Construction | Vented Crawlspace - R19 Cavity Insulation | Vented Crawlspace | 4.3478 | 0 | 0 | 0 | 1.75 | 0.388 | 0.4 | No | 0.2 | 0.2 | 0.2 | 0.2 | 7 | Single Speed ASHP (7.5 HSPF2 14.3 SEER2) | Autosize | kW | 20 | ton | 3.4393 | Electric | kW | 15 | 35 | -30 | 0 | 0.8 | 0.075 | 4 | 0.075 | 4 | Heat_EZ_Sch_1 | Cool_EZ_Sch_1 | Gas Storage_50-gallon | DHW_EZ_Sch_1 | 5 | 0.75 | 0 | Gas | Gas | Yes | Yes | Yes | 0 | Misc_Elec_EZ_Sch_1 | 0
USA_MS_Jackson-Evers.Intl.AP.722350_TMYx.2004-2018 | 6 | USA_MS_Jackson-Evers.Intl.AP.722350_TMYx.2004-2018 | 0 | 1900 | 1 | 9 | 1.2 | 4-12 (Low-Moderate Slope) | Pre-Defined Construction | Wood-Framed - 2x6 - 24 in OC - R-19 Cavity | 8.3333 | Pre-Defined Construction | Attic w R49 Cavity and Shingle Roof | 9.0909 | Pre-Defined Construction | Vented Crawlspace - R19 Cavity Insulation | Vented Crawlspace | 4.3478 | 0 | 0 | 0 | 1.75 | 0.388 | 0.4 | No | 0.2 | 0.2 | 0.2 | 0.2 | 7 | Single Speed ASHP (7.5 HSPF2 14.3 SEER2) | Autosize | kW | 20 | ton | 3.4393 | Electric | kW | 15 | 35 | -30 | 0 | 0.8 | 0.075 | 4 | 0.075 | 4 | Heat_EZ_Sch_1 | Cool_EZ_Sch_1 | Gas Storage_50-gallon | DHW_EZ_Sch_1 | 5 | 0.75 | 0 | Gas | Gas | Yes | Yes | Yes | 0 | Misc_Elec_EZ_Sch_1 | 0
USA_MT_Billings.Logan.Intl.AP.726770_TMYx.2004-2018 | 6 | USA_MT_Billings.Logan.Intl.AP.726770_TMYx.2004-2018 | 0 | 1900 | 1 | 9 | 1.2 | 4-12 (Low-Moderate Slope) | Pre-Defined Construction | Wood-Framed - 2x6 - 24 in OC - R-19 Cavity | 8.3333 | Pre-Defined Construction | Attic w R49 Cavity and Shingle Roof | 9.0909 | Pre-Defined Construction | Vented Crawlspace - R19 Cavity Insulation | Vented Crawlspace | 4.3478 | 0 | 0 | 0 | 1.75 | 0.388 | 0.4 | No | 0.2 | 0.2 | 0.2 | 0.2 | 7 | Single Speed ASHP (7.5 HSPF2 14.3 SEER2) | Autosize | kW | 20 | ton | 3.4393 | Electric | kW | 15 | 35 | -30 | 0 | 0.8 | 0.075 | 4 | 0.075 | 4 | Heat_EZ_Sch_1 | Cool_EZ_Sch_1 | Gas Storage_50-gallon | DHW_EZ_Sch_1 | 5 | 0.75 | 0 | Gas | Gas | Yes | Yes | Yes | 0 | Misc_Elec_EZ_Sch_1 | 0
USA_NC_Charlotte.Douglas.Intl.AP.723140_TMYx.2004-2018 | 6 | USA_NC_Charlotte.Douglas.Intl.AP.723140_TMYx.2004-2018 | 0 | 1900 | 1 | 9 | 1.2 | 4-12 (Low-Moderate Slope) | Pre-Defined Construction | Wood-Framed - 2x6 - 24 in OC - R-19 Cavity | 8.3333 | Pre-Defined Construction | Attic w R49 Cavity and Shingle Roof | 9.0909 | Pre-Defined Construction | Vented Crawlspace - R19 Cavity Insulation | Vented Crawlspace | 4.3478 | 0 | 0 | 0 | 1.75 | 0.388 | 0.4 | No | 0.2 | 0.2 | 0.2 | 0.2 | 7 | Single Speed ASHP (7.5 HSPF2 14.3 SEER2) | Autosize | kW | 20 | ton | 3.4393 | Electric | kW | 15 | 35 | -30 | 0 | 0.8 | 0.075 | 4 | 0.075 | 4 | Heat_EZ_Sch_1 | Cool_EZ_Sch_1 | Gas Storage_50-gallon | DHW_EZ_Sch_1 | 5 | 0.75 | 0 | Gas | Gas | Yes | Yes | Yes | 0 | Misc_Elec_EZ_Sch_1 | 0
USA_NC_Raleigh-Durham.Intl.AP.723060_TMYx.2004-2018 | 6 | USA_NC_Raleigh-Durham.Intl.AP.723060_TMYx.2004-2018 | 0 | 1900 | 1 | 9 | 1.2 | 4-12 (Low-Moderate Slope) | Pre-Defined Construction | Wood-Framed - 2x6 - 24 in OC - R-19 Cavity | 8.3333 | Pre-Defined Construction | Attic w R49 Cavity and Shingle Roof | 9.0909 | Pre-Defined Construction | Vented Crawlspace - R19 Cavity Insulation | Vented Crawlspace | 4.3478 | 0 | 0 | 0 | 1.75 | 0.388 | 0.4 | No | 0.2 | 0.2 | 0.2 | 0.2 | 7 | Single Speed ASHP (7.5 HSPF2 14.3 SEER2) | Autosize | kW | 20 | ton | 3.4393 | Electric | kW | 15 | 35 | -30 | 0 | 0.8 | 0.075 | 4 | 0.075 | 4 | Heat_EZ_Sch_1 | Cool_EZ_Sch_1 | Gas Storage_50-gallon | DHW_EZ_Sch_1 | 5 | 0.75 | 0 | Gas | Gas | Yes | Yes | Yes | 0 | Misc_Elec_EZ_Sch_1 | 0
USA_ND_Bismarck.Muni.AP.727640_TMYx.2004-2018 | 6 | USA_ND_Bismarck.Muni.AP.727640_TMYx.2004-2018 | 0 | 1900 | 1 | 9 | 1.2 | 4-12 (Low-Moderate Slope) | Pre-Defined Construction | Wood-Framed - 2x6 - 24 in OC - R-19 Cavity | 8.3333 | Pre-Defined Construction | Attic w R49 Cavity and Shingle Roof | 9.0909 | Pre-Defined Construction | Vented Crawlspace - R19 Cavity Insulation | Vented Crawlspace | 4.3478 | 0 | 0 | 0 | 1.75 | 0.388 | 0.4 | No | 0.2 | 0.2 | 0.2 | 0.2 | 7 | Single Speed ASHP (7.5 HSPF2 14.3 SEER2) | Autosize | kW | 20 | ton | 3.4393 | Electric | kW | 15 | 35 | -30 | 0 | 0.8 | 0.075 | 4 | 0.075 | 4 | Heat_EZ_Sch_1 | Cool_EZ_Sch_1 | Gas Storage_50-gallon | DHW_EZ_Sch_1 | 5 | 0.75 | 0 | Gas | Gas | Yes | Yes | Yes | 0 | Misc_Elec_EZ_Sch_1 | 0
USA_ND_Fargo-Hector.Intl.AP.727530_TMYx.2004-2018 | 6 | USA_ND_Fargo-Hector.Intl.AP.727530_TMYx.2004-2018 | 0 | 1900 | 1 | 9 | 1.2 | 4-12 (Low-Moderate Slope) | Pre-Defined Construction | Wood-Framed - 2x6 - 24 in OC - R-19 Cavity | 8.3333 | Pre-Defined Construction | Attic w R49 Cavity and Shingle Roof | 9.0909 | Pre-Defined Construction | Vented Crawlspace - R19 Cavity Insulation | Vented Crawlspace | 4.3478 | 0 | 0 | 0 | 1.75 | 0.388 | 0.4 | No | 0.2 | 0.2 | 0.2 | 0.2 | 7 | Single Speed ASHP (7.5 HSPF2 14.3 SEER2) | Autosize | kW | 20 | ton | 3.4393 | Electric | kW | 15 | 35 | -30 | 0 | 0.8 | 0.075 | 4 | 0.075 | 4 | Heat_EZ_Sch_1 | Cool_EZ_Sch_1 | Gas Storage_50-gallon | DHW_EZ_Sch_1 | 5 | 0.75 | 0 | Gas | Gas | Yes | Yes | Yes | 0 | Misc_Elec_EZ_Sch_1 | 0
USA_NE_Omaha-Millard.AP.720308_TMYx.2004-2018 | 6 | USA_NE_Omaha-Millard.AP.720308_TMYx.2004-2018 | 0 | 1900 | 1 | 9 | 1.2 | 4-12 (Low-Moderate Slope) | Pre-Defined Construction | Wood-Framed - 2x6 - 24 in OC - R-19 Cavity | 8.3333 | Pre-Defined Construction | Attic w R49 Cavity and Shingle Roof | 9.0909 | Pre-Defined Construction | Vented Crawlspace - R19 Cavity Insulation | Vented Crawlspace | 4.3478 | 0 | 0 | 0 | 1.75 | 0.388 | 0.4 | No | 0.2 | 0.2 | 0.2 | 0.2 | 7 | Single Speed ASHP (7.5 HSPF2 14.3 SEER2) | Autosize | kW | 20 | ton | 3.4393 | Electric | kW | 15 | 35 | -30 | 0 | 0.8 | 0.075 | 4 | 0.075 | 4 | Heat_EZ_Sch_1 | Cool_EZ_Sch_1 | Gas Storage_50-gallon | DHW_EZ_Sch_1 | 5 | 0.75 | 0 | Gas | Gas | Yes | Yes | Yes | 0 | Misc_Elec_EZ_Sch_1 | 0
USA_NH_Concord.Muni.AP.726050_TMYx.2004-2018 | 6 | USA_NH_Concord.Muni.AP.726050_TMYx.2004-2018 | 0 | 1900 | 1 | 9 | 1.2 | 4-12 (Low-Moderate Slope) | Pre-Defined Construction | Wood-Framed - 2x6 - 24 in OC - R-19 Cavity | 8.3333 | Pre-Defined Construction | Attic w R49 Cavity and Shingle Roof | 9.0909 | Pre-Defined Construction | Vented Crawlspace - R19 Cavity Insulation | Vented Crawlspace | 4.3478 | 0 | 0 | 0 | 1.75 | 0.388 | 0.4 | No | 0.2 | 0.2 | 0.2 | 0.2 | 7 | Single Speed ASHP (7.5 HSPF2 14.3 SEER2) | Autosize | kW | 20 | ton | 3.4393 | Electric | kW | 15 | 35 | -30 | 0 | 0.8 | 0.075 | 4 | 0.075 | 4 | Heat_EZ_Sch_1 | Cool_EZ_Sch_1 | Gas Storage_50-gallon | DHW_EZ_Sch_1 | 5 | 0.75 | 0 | Gas | Gas | Yes | Yes | Yes | 0 | Misc_Elec_EZ_Sch_1 | 0
USA_NH_Manchester-Boston.Rgnl.AP.743945_TMYx.2004-2018 | 6 | USA_NH_Manchester-Boston.Rgnl.AP.743945_TMYx.2004-2018 | 0 | 1900 | 1 | 9 | 1.2 | 4-12 (Low-Moderate Slope) | Pre-Defined Construction | Wood-Framed - 2x6 - 24 in OC - R-19 Cavity | 8.3333 | Pre-Defined Construction | Attic w R49 Cavity and Shingle Roof | 9.0909 | Pre-Defined Construction | Vented Crawlspace - R19 Cavity Insulation | Vented Crawlspace | 4.3478 | 0 | 0 | 0 | 1.75 | 0.388 | 0.4 | No | 0.2 | 0.2 | 0.2 | 0.2 | 7 | Single Speed ASHP (7.5 HSPF2 14.3 SEER2) | Autosize | kW | 20 | ton | 3.4393 | Electric | kW | 15 | 35 | -30 | 0 | 0.8 | 0.075 | 4 | 0.075 | 4 | Heat_EZ_Sch_1 | Cool_EZ_Sch_1 | Gas Storage_50-gallon | DHW_EZ_Sch_1 | 5 | 0.75 | 0 | Gas | Gas | Yes | Yes | Yes | 0 | Misc_Elec_EZ_Sch_1 | 0
USA_NJ_Newark.Liberty.Intl.AP.725020_TMYx.2004-2018 | 6 | USA_NJ_Newark.Liberty.Intl.AP.725020_TMYx.2004-2018 | 0 | 1900 | 1 | 9 | 1.2 | 4-12 (Low-Moderate Slope) | Pre-Defined Construction | Wood-Framed - 2x6 - 24 in OC - R-19 Cavity | 8.3333 | Pre-Defined Construction | Attic w R49 Cavity and Shingle Roof | 9.0909 | Pre-Defined Construction | Vented Crawlspace - R19 Cavity Insulation | Vented Crawlspace | 4.3478 | 0 | 0 | 0 | 1.75 | 0.388 | 0.4 | No | 0.2 | 0.2 | 0.2 | 0.2 | 7 | Single Speed ASHP (7.5 HSPF2 14.3 SEER2) | Autosize | kW | 20 | ton | 3.4393 | Electric | kW | 15 | 35 | -30 | 0 | 0.8 | 0.075 | 4 | 0.075 | 4 | Heat_EZ_Sch_1 | Cool_EZ_Sch_1 | Gas Storage_50-gallon | DHW_EZ_Sch_1 | 5 | 0.75 | 0 | Gas | Gas | Yes | Yes | Yes | 0 | Misc_Elec_EZ_Sch_1 | 0
USA_NJ_Trenton-Mercer.AP.724095_TMYx.2004-2018 | 6 | USA_NJ_Trenton-Mercer.AP.724095_TMYx.2004-2018 | 0 | 1900 | 1 | 9 | 1.2 | 4-12 (Low-Moderate Slope) | Pre-Defined Construction | Wood-Framed - 2x6 - 24 in OC - R-19 Cavity | 8.3333 | Pre-Defined Construction | Attic w R49 Cavity and Shingle Roof | 9.0909 | Pre-Defined Construction | Vented Crawlspace - R19 Cavity Insulation | Vented Crawlspace | 4.3478 | 0 | 0 | 0 | 1.75 | 0.388 | 0.4 | No | 0.2 | 0.2 | 0.2 | 0.2 | 7 | Single Speed ASHP (7.5 HSPF2 14.3 SEER2) | Autosize | kW | 20 | ton | 3.4393 | Electric | kW | 15 | 35 | -30 | 0 | 0.8 | 0.075 | 4 | 0.075 | 4 | Heat_EZ_Sch_1 | Cool_EZ_Sch_1 | Gas Storage_50-gallon | DHW_EZ_Sch_1 | 5 | 0.75 | 0 | Gas | Gas | Yes | Yes | Yes | 0 | Misc_Elec_EZ_Sch_1 | 0
USA_NM_Albuquerque.Intl.Sunport.723650_TMYx.2004-2018 | 6 | USA_NM_Albuquerque.Intl.Sunport.723650_TMYx.2004-2018 | 0 | 1900 | 1 | 9 | 1.2 | 4-12 (Low-Moderate Slope) | Pre-Defined Construction | Wood-Framed - 2x6 - 24 in OC - R-19 Cavity | 8.3333 | Pre-Defined Construction | Attic w R49 Cavity and Shingle Roof | 9.0909 | Pre-Defined Construction | Vented Crawlspace - R19 Cavity Insulation | Vented Crawlspace | 4.3478 | 0 | 0 | 0 | 1.75 | 0.388 | 0.4 | No | 0.2 | 0.2 | 0.2 | 0.2 | 7 | Single Speed ASHP (7.5 HSPF2 14.3 SEER2) | Autosize | kW | 20 | ton | 3.4393 | Electric | kW | 15 | 35 | -30 | 0 | 0.8 | 0.075 | 4 | 0.075 | 4 | Heat_EZ_Sch_1 | Cool_EZ_Sch_1 | Gas Storage_50-gallon | DHW_EZ_Sch_1 | 5 | 0.75 | 0 | Gas | Gas | Yes | Yes | Yes | 0 | Misc_Elec_EZ_Sch_1 | 0
USA_NM_Las.Cruces.Intl.AP.722695_TMYx.2004-2018 | 6 | USA_NM_Las.Cruces.Intl.AP.722695_TMYx.2004-2018 | 0 | 1900 | 1 | 9 | 1.2 | 4-12 (Low-Moderate Slope) | Pre-Defined Construction | Wood-Framed - 2x6 - 24 in OC - R-19 Cavity | 8.3333 | Pre-Defined Construction | Attic w R49 Cavity and Shingle Roof | 9.0909 | Pre-Defined Construction | Vented Crawlspace - R19 Cavity Insulation | Vented Crawlspace | 4.3478 | 0 | 0 | 0 | 1.75 | 0.388 | 0.4 | No | 0.2 | 0.2 | 0.2 | 0.2 | 7 | Single Speed ASHP (7.5 HSPF2 14.3 SEER2) | Autosize | kW | 20 | ton | 3.4393 | Electric | kW | 15 | 35 | -30 | 0 | 0.8 | 0.075 | 4 | 0.075 | 4 | Heat_EZ_Sch_1 | Cool_EZ_Sch_1 | Gas Storage_50-gallon | DHW_EZ_Sch_1 | 5 | 0.75 | 0 | Gas | Gas | Yes | Yes | Yes | 0 | Misc_Elec_EZ_Sch_1 | 0
USA_NM_Santa.Fe.Muni.AP.723656_TMYx.2004-2018 | 6 | USA_NM_Santa.Fe.Muni.AP.723656_TMYx.2004-2018 | 0 | 1900 | 1 | 9 | 1.2 | 4-12 (Low-Moderate Slope) | Pre-Defined Construction | Wood-Framed - 2x6 - 24 in OC - R-19 Cavity | 8.3333 | Pre-Defined Construction | Attic w R49 Cavity and Shingle Roof | 9.0909 | Pre-Defined Construction | Vented Crawlspace - R19 Cavity Insulation | Vented Crawlspace | 4.3478 | 0 | 0 | 0 | 1.75 | 0.388 | 0.4 | No | 0.2 | 0.2 | 0.2 | 0.2 | 7 | Single Speed ASHP (7.5 HSPF2 14.3 SEER2) | Autosize | kW | 20 | ton | 3.4393 | Electric | kW | 15 | 35 | -30 | 0 | 0.8 | 0.075 | 4 | 0.075 | 4 | Heat_EZ_Sch_1 | Cool_EZ_Sch_1 | Gas Storage_50-gallon | DHW_EZ_Sch_1 | 5 | 0.75 | 0 | Gas | Gas | Yes | Yes | Yes | 0 | Misc_Elec_EZ_Sch_1 | 0
USA_NV_Las.Vegas-McCarran.Intl.AP.723860_TMYx.2004-2018 | 6 | USA_NV_Las.Vegas-McCarran.Intl.AP.723860_TMYx.2004-2018 | 0 | 1900 | 1 | 9 | 1.2 | 4-12 (Low-Moderate Slope) | Pre-Defined Construction | Wood-Framed - 2x6 - 24 in OC - R-19 Cavity | 8.3333 | Pre-Defined Construction | Attic w R49 Cavity and Shingle Roof | 9.0909 | Pre-Defined Construction | Vented Crawlspace - R19 Cavity Insulation | Vented Crawlspace | 4.3478 | 0 | 0 | 0 | 1.75 | 0.388 | 0.4 | No | 0.2 | 0.2 | 0.2 | 0.2 | 7 | Single Speed ASHP (7.5 HSPF2 14.3 SEER2) | Autosize | kW | 20 | ton | 3.4393 | Electric | kW | 15 | 35 | -30 | 0 | 0.8 | 0.075 | 4 | 0.075 | 4 | Heat_EZ_Sch_1 | Cool_EZ_Sch_1 | Gas Storage_50-gallon | DHW_EZ_Sch_1 | 5 | 0.75 | 0 | Gas | Gas | Yes | Yes | Yes | 0 | Misc_Elec_EZ_Sch_1 | 0
USA_NV_Reno-Tahoe.Intl.AP.724880_TMYx.2004-2018 | 6 | USA_NV_Reno-Tahoe.Intl.AP.724880_TMYx.2004-2018 | 0 | 1900 | 1 | 9 | 1.2 | 4-12 (Low-Moderate Slope) | Pre-Defined Construction | Wood-Framed - 2x6 - 24 in OC - R-19 Cavity | 8.3333 | Pre-Defined Construction | Attic w R49 Cavity and Shingle Roof | 9.0909 | Pre-Defined Construction | Vented Crawlspace - R19 Cavity Insulation | Vented Crawlspace | 4.3478 | 0 | 0 | 0 | 1.75 | 0.388 | 0.4 | No | 0.2 | 0.2 | 0.2 | 0.2 | 7 | Single Speed ASHP (7.5 HSPF2 14.3 SEER2) | Autosize | kW | 20 | ton | 3.4393 | Electric | kW | 15 | 35 | -30 | 0 | 0.8 | 0.075 | 4 | 0.075 | 4 | Heat_EZ_Sch_1 | Cool_EZ_Sch_1 | Gas Storage_50-gallon | DHW_EZ_Sch_1 | 5 | 0.75 | 0 | Gas | Gas | Yes | Yes | Yes | 0 | Misc_Elec_EZ_Sch_1 | 0
USA_NY_Buffalo.Niagara.Intl.AP.725280_TMYx.2004-2018 | 6 | USA_NY_Buffalo.Niagara.Intl.AP.725280_TMYx.2004-2018 | 0 | 1900 | 1 | 9 | 1.2 | 4-12 (Low-Moderate Slope) | Pre-Defined Construction | Wood-Framed - 2x6 - 24 in OC - R-19 Cavity | 8.3333 | Pre-Defined Construction | Attic w R49 Cavity and Shingle Roof | 9.0909 | Pre-Defined Construction | Vented Crawlspace - R19 Cavity Insulation | Vented Crawlspace | 4.3478 | 0 | 0 | 0 | 1.75 | 0.388 | 0.4 | No | 0.2 | 0.2 | 0.2 | 0.2 | 7 | Single Speed ASHP (7.5 HSPF2 14.3 SEER2) | Autosize | kW | 20 | ton | 3.4393 | Electric | kW | 15 | 35 | -30 | 0 | 0.8 | 0.075 | 4 | 0.075 | 4 | Heat_EZ_Sch_1 | Cool_EZ_Sch_1 | Gas Storage_50-gallon | DHW_EZ_Sch_1 | 5 | 0.75 | 0 | Gas | Gas | Yes | Yes | Yes | 0 | Misc_Elec_EZ_Sch_1 | 0
USA_NY_New.York-Kennedy.Intl.AP.744860_TMYx.2004-2018 | 6 | USA_NY_New.York-Kennedy.Intl.AP.744860_TMYx.2004-2018 | 0 | 1900 | 1 | 9 | 1.2 | 4-12 (Low-Moderate Slope) | Pre-Defined Construction | Wood-Framed - 2x6 - 24 in OC - R-19 Cavity | 8.3333 | Pre-Defined Construction | Attic w R49 Cavity and Shingle Roof | 9.0909 | Pre-Defined Construction | Vented Crawlspace - R19 Cavity Insulation | Vented Crawlspace | 4.3478 | 0 | 0 | 0 | 1.75 | 0.388 | 0.4 | No | 0.2 | 0.2 | 0.2 | 0.2 | 7 | Single Speed ASHP (7.5 HSPF2 14.3 SEER2) | Autosize | kW | 20 | ton | 3.4393 | Electric | kW | 15 | 35 | -30 | 0 | 0.8 | 0.075 | 4 | 0.075 | 4 | Heat_EZ_Sch_1 | Cool_EZ_Sch_1 | Gas Storage_50-gallon | DHW_EZ_Sch_1 | 5 | 0.75 | 0 | Gas | Gas | Yes | Yes | Yes | 0 | Misc_Elec_EZ_Sch_1 | 0
USA_NY_Syracuse.Hancock.Intl.AP.725190_TMYx.2004-2018 | 6 | USA_NY_Syracuse.Hancock.Intl.AP.725190_TMYx.2004-2018 | 0 | 1900 | 1 | 9 | 1.2 | 4-12 (Low-Moderate Slope) | Pre-Defined Construction | Wood-Framed - 2x6 - 24 in OC - R-19 Cavity | 8.3333 | Pre-Defined Construction | Attic w R49 Cavity and Shingle Roof | 9.0909 | Pre-Defined Construction | Vented Crawlspace - R19 Cavity Insulation | Vented Crawlspace | 4.3478 | 0 | 0 | 0 | 1.75 | 0.388 | 0.4 | No | 0.2 | 0.2 | 0.2 | 0.2 | 7 | Single Speed ASHP (7.5 HSPF2 14.3 SEER2) | Autosize | kW | 20 | ton | 3.4393 | Electric | kW | 15 | 35 | -30 | 0 | 0.8 | 0.075 | 4 | 0.075 | 4 | Heat_EZ_Sch_1 | Cool_EZ_Sch_1 | Gas Storage_50-gallon | DHW_EZ_Sch_1 | 5 | 0.75 | 0 | Gas | Gas | Yes | Yes | Yes | 0 | Misc_Elec_EZ_Sch_1 | 0
USA_OH_Cincinnati.Muni.AP-Lunken.Field.724297_TMYx.2004-2018 | 6 | USA_OH_Cincinnati.Muni.AP-Lunken.Field.724297_TMYx.2004-2018 | 0 | 1900 | 1 | 9 | 1.2 | 4-12 (Low-Moderate Slope) | Pre-Defined Construction | Wood-Framed - 2x6 - 24 in OC - R-19 Cavity | 8.3333 | Pre-Defined Construction | Attic w R49 Cavity and Shingle Roof | 9.0909 | Pre-Defined Construction | Vented Crawlspace - R19 Cavity Insulation | Vented Crawlspace | 4.3478 | 0 | 0 | 0 | 1.75 | 0.388 | 0.4 | No | 0.2 | 0.2 | 0.2 | 0.2 | 7 | Single Speed ASHP (7.5 HSPF2 14.3 SEER2) | Autosize | kW | 20 | ton | 3.4393 | Electric | kW | 15 | 35 | -30 | 0 | 0.8 | 0.075 | 4 | 0.075 | 4 | Heat_EZ_Sch_1 | Cool_EZ_Sch_1 | Gas Storage_50-gallon | DHW_EZ_Sch_1 | 5 | 0.75 | 0 | Gas | Gas | Yes | Yes | Yes | 0 | Misc_Elec_EZ_Sch_1 | 0
USA_OH_Columbus-Glenn.Columbus.Intl.AP.724280_TMYx.2004-2018 | 6 | USA_OH_Columbus-Glenn.Columbus.Intl.AP.724280_TMYx.2004-2018 | 0 | 1900 | 1 | 9 | 1.2 | 4-12 (Low-Moderate Slope) | Pre-Defined Construction | Wood-Framed - 2x6 - 24 in OC - R-19 Cavity | 8.3333 | Pre-Defined Construction | Attic w R49 Cavity and Shingle Roof | 9.0909 | Pre-Defined Construction | Vented Crawlspace - R19 Cavity Insulation | Vented Crawlspace | 4.3478 | 0 | 0 | 0 | 1.75 | 0.388 | 0.4 | No | 0.2 | 0.2 | 0.2 | 0.2 | 7 | Single Speed ASHP (7.5 HSPF2 14.3 SEER2) | Autosize | kW | 20 | ton | 3.4393 | Electric | kW | 15 | 35 | -30 | 0 | 0.8 | 0.075 | 4 | 0.075 | 4 | Heat_EZ_Sch_1 | Cool_EZ_Sch_1 | Gas Storage_50-gallon | DHW_EZ_Sch_1 | 5 | 0.75 | 0 | Gas | Gas | Yes | Yes | Yes | 0 | Misc_Elec_EZ_Sch_1 | 0
USA_OK_Oklahoma.City-Post.AP.723544_TMYx.2004-2018 | 6 | USA_OK_Oklahoma.City-Post.AP.723544_TMYx.2004-2018 | 0 | 1900 | 1 | 9 | 1.2 | 4-12 (Low-Moderate Slope) | Pre-Defined Construction | Wood-Framed - 2x6 - 24 in OC - R-19 Cavity | 8.3333 | Pre-Defined Construction | Attic w R49 Cavity and Shingle Roof | 9.0909 | Pre-Defined Construction | Vented Crawlspace - R19 Cavity Insulation | Vented Crawlspace | 4.3478 | 0 | 0 | 0 | 1.75 | 0.388 | 0.4 | No | 0.2 | 0.2 | 0.2 | 0.2 | 7 | Single Speed ASHP (7.5 HSPF2 14.3 SEER2) | Autosize | kW | 20 | ton | 3.4393 | Electric | kW | 15 | 35 | -30 | 0 | 0.8 | 0.075 | 4 | 0.075 | 4 | Heat_EZ_Sch_1 | Cool_EZ_Sch_1 | Gas Storage_50-gallon | DHW_EZ_Sch_1 | 5 | 0.75 | 0 | Gas | Gas | Yes | Yes | Yes | 0 | Misc_Elec_EZ_Sch_1 | 0
USA_OR_Portland.Intl.AP.726980_TMYx.2004-2018 | 6 | USA_OR_Portland.Intl.AP.726980_TMYx.2004-2018 | 0 | 1900 | 1 | 9 | 1.2 | 4-12 (Low-Moderate Slope) | Pre-Defined Construction | Wood-Framed - 2x6 - 24 in OC - R-19 Cavity | 8.3333 | Pre-Defined Construction | Attic w R49 Cavity and Shingle Roof | 9.0909 | Pre-Defined Construction | Vented Crawlspace - R19 Cavity Insulation | Vented Crawlspace | 4.3478 | 0 | 0 | 0 | 1.75 | 0.388 | 0.4 | No | 0.2 | 0.2 | 0.2 | 0.2 | 7 | Single Speed ASHP (7.5 HSPF2 14.3 SEER2) | Autosize | kW | 20 | ton | 3.4393 | Electric | kW | 15 | 35 | -30 | 0 | 0.8 | 0.075 | 4 | 0.075 | 4 | Heat_EZ_Sch_1 | Cool_EZ_Sch_1 | Gas Storage_50-gallon | DHW_EZ_Sch_1 | 5 | 0.75 | 0 | Gas | Gas | Yes | Yes | Yes | 0 | Misc_Elec_EZ_Sch_1 | 0
USA_OR_Redmond.Muni.AP-Roberts.Field.726920_TMYx.2004-2018 | 6 | USA_OR_Redmond.Muni.AP-Roberts.Field.726920_TMYx.2004-2018 | 0 | 1900 | 1 | 9 | 1.2 | 4-12 (Low-Moderate Slope) | Pre-Defined Construction | Wood-Framed - 2x6 - 24 in OC - R-19 Cavity | 8.3333 | Pre-Defined Construction | Attic w R49 Cavity and Shingle Roof | 9.0909 | Pre-Defined Construction | Vented Crawlspace - R19 Cavity Insulation | Vented Crawlspace | 4.3478 | 0 | 0 | 0 | 1.75 | 0.388 | 0.4 | No | 0.2 | 0.2 | 0.2 | 0.2 | 7 | Single Speed ASHP (7.5 HSPF2 14.3 SEER2) | Autosize | kW | 20 | ton | 3.4393 | Electric | kW | 15 | 35 | -30 | 0 | 0.8 | 0.075 | 4 | 0.075 | 4 | Heat_EZ_Sch_1 | Cool_EZ_Sch_1 | Gas Storage_50-gallon | DHW_EZ_Sch_1 | 5 | 0.75 | 0 | Gas | Gas | Yes | Yes | Yes | 0 | Misc_Elec_EZ_Sch_1 | 0
USA_PA_Bradford.Rgnl.AP.725266_TMYx.2004-2018 | 6 | USA_PA_Bradford.Rgnl.AP.725266_TMYx.2004-2018 | 0 | 1900 | 1 | 9 | 1.2 | 4-12 (Low-Moderate Slope) | Pre-Defined Construction | Wood-Framed - 2x6 - 24 in OC - R-19 Cavity | 8.3333 | Pre-Defined Construction | Attic w R49 Cavity and Shingle Roof | 9.0909 | Pre-Defined Construction | Vented Crawlspace - R19 Cavity Insulation | Vented Crawlspace | 4.3478 | 0 | 0 | 0 | 1.75 | 0.388 | 0.4 | No | 0.2 | 0.2 | 0.2 | 0.2 | 7 | Single Speed ASHP (7.5 HSPF2 14.3 SEER2) | Autosize | kW | 20 | ton | 3.4393 | Electric | kW | 15 | 35 | -30 | 0 | 0.8 | 0.075 | 4 | 0.075 | 4 | Heat_EZ_Sch_1 | Cool_EZ_Sch_1 | Gas Storage_50-gallon | DHW_EZ_Sch_1 | 5 | 0.75 | 0 | Gas | Gas | Yes | Yes | Yes | 0 | Misc_Elec_EZ_Sch_1 | 0
USA_PA_Philadelphia.Intl.AP.724080_TMYx.2004-2018 | 6 | USA_PA_Philadelphia.Intl.AP.724080_TMYx.2004-2018 | 0 | 1900 | 1 | 9 | 1.2 | 4-12 (Low-Moderate Slope) | Pre-Defined Construction | Wood-Framed - 2x6 - 24 in OC - R-19 Cavity | 8.3333 | Pre-Defined Construction | Attic w R49 Cavity and Shingle Roof | 9.0909 | Pre-Defined Construction | Vented Crawlspace - R19 Cavity Insulation | Vented Crawlspace | 4.3478 | 0 | 0 | 0 | 1.75 | 0.388 | 0.4 | No | 0.2 | 0.2 | 0.2 | 0.2 | 7 | Single Speed ASHP (7.5 HSPF2 14.3 SEER2) | Autosize | kW | 20 | ton | 3.4393 | Electric | kW | 15 | 35 | -30 | 0 | 0.8 | 0.075 | 4 | 0.075 | 4 | Heat_EZ_Sch_1 | Cool_EZ_Sch_1 | Gas Storage_50-gallon | DHW_EZ_Sch_1 | 5 | 0.75 | 0 | Gas | Gas | Yes | Yes | Yes | 0 | Misc_Elec_EZ_Sch_1 | 0
USA_PA_Pittsburgh.Intl.AP.725200_TMYx.2004-2018 | 6 | USA_PA_Pittsburgh.Intl.AP.725200_TMYx.2004-2018 | 0 | 1900 | 1 | 9 | 1.2 | 4-12 (Low-Moderate Slope) | Pre-Defined Construction | Wood-Framed - 2x6 - 24 in OC - R-19 Cavity | 8.3333 | Pre-Defined Construction | Attic w R49 Cavity and Shingle Roof | 9.0909 | Pre-Defined Construction | Vented Crawlspace - R19 Cavity Insulation | Vented Crawlspace | 4.3478 | 0 | 0 | 0 | 1.75 | 0.388 | 0.4 | No | 0.2 | 0.2 | 0.2 | 0.2 | 7 | Single Speed ASHP (7.5 HSPF2 14.3 SEER2) | Autosize | kW | 20 | ton | 3.4393 | Electric | kW | 15 | 35 | -30 | 0 | 0.8 | 0.075 | 4 | 0.075 | 4 | Heat_EZ_Sch_1 | Cool_EZ_Sch_1 | Gas Storage_50-gallon | DHW_EZ_Sch_1 | 5 | 0.75 | 0 | Gas | Gas | Yes | Yes | Yes | 0 | Misc_Elec_EZ_Sch_1 | 0
USA_RI_Providence-Green.Intl.State.AP.725070_TMYx.2004-2018 | 6 | USA_RI_Providence-Green.Intl.State.AP.725070_TMYx.2004-2018 | 0 | 1900 | 1 | 9 | 1.2 | 4-12 (Low-Moderate Slope) | Pre-Defined Construction | Wood-Framed - 2x6 - 24 in OC - R-19 Cavity | 8.3333 | Pre-Defined Construction | Attic w R49 Cavity and Shingle Roof | 9.0909 | Pre-Defined Construction | Vented Crawlspace - R19 Cavity Insulation | Vented Crawlspace | 4.3478 | 0 | 0 | 0 | 1.75 | 0.388 | 0.4 | No | 0.2 | 0.2 | 0.2 | 0.2 | 7 | Single Speed ASHP (7.5 HSPF2 14.3 SEER2) | Autosize | kW | 20 | ton | 3.4393 | Electric | kW | 15 | 35 | -30 | 0 | 0.8 | 0.075 | 4 | 0.075 | 4 | Heat_EZ_Sch_1 | Cool_EZ_Sch_1 | Gas Storage_50-gallon | DHW_EZ_Sch_1 | 5 | 0.75 | 0 | Gas | Gas | Yes | Yes | Yes | 0 | Misc_Elec_EZ_Sch_1 | 0
USA_SC_JB.Charleston-Charleston.Intl.AP.722080_TMYx.2004-2018 | 6 | USA_SC_JB.Charleston-Charleston.Intl.AP.722080_TMYx.2004-2018 | 0 | 1900 | 1 | 9 | 1.2 | 4-12 (Low-Moderate Slope) | Pre-Defined Construction | Wood-Framed - 2x6 - 24 in OC - R-19 Cavity | 8.3333 | Pre-Defined Construction | Attic w R49 Cavity and Shingle Roof | 9.0909 | Pre-Defined Construction | Vented Crawlspace - R19 Cavity Insulation | Vented Crawlspace | 4.3478 | 0 | 0 | 0 | 1.75 | 0.388 | 0.4 | No | 0.2 | 0.2 | 0.2 | 0.2 | 7 | Single Speed ASHP (7.5 HSPF2 14.3 SEER2) | Autosize | kW | 20 | ton | 3.4393 | Electric | kW | 15 | 35 | -30 | 0 | 0.8 | 0.075 | 4 | 0.075 | 4 | Heat_EZ_Sch_1 | Cool_EZ_Sch_1 | Gas Storage_50-gallon | DHW_EZ_Sch_1 | 5 | 0.75 | 0 | Gas | Gas | Yes | Yes | Yes | 0 | Misc_Elec_EZ_Sch_1 | 0
USA_SC_Columbia.Metro.AP.723100_TMYx.2004-2018 | 6 | USA_SC_Columbia.Metro.AP.723100_TMYx.2004-2018 | 0 | 1900 | 1 | 9 | 1.2 | 4-12 (Low-Moderate Slope) | Pre-Defined Construction | Wood-Framed - 2x6 - 24 in OC - R-19 Cavity | 8.3333 | Pre-Defined Construction | Attic w R49 Cavity and Shingle Roof | 9.0909 | Pre-Defined Construction | Vented Crawlspace - R19 Cavity Insulation | Vented Crawlspace | 4.3478 | 0 | 0 | 0 | 1.75 | 0.388 | 0.4 | No | 0.2 | 0.2 | 0.2 | 0.2 | 7 | Single Speed ASHP (7.5 HSPF2 14.3 SEER2) | Autosize | kW | 20 | ton | 3.4393 | Electric | kW | 15 | 35 | -30 | 0 | 0.8 | 0.075 | 4 | 0.075 | 4 | Heat_EZ_Sch_1 | Cool_EZ_Sch_1 | Gas Storage_50-gallon | DHW_EZ_Sch_1 | 5 | 0.75 | 0 | Gas | Gas | Yes | Yes | Yes | 0 | Misc_Elec_EZ_Sch_1 | 0
USA_SD_Yankton-Gurney.Muni.AP.726525_TMYx.2004-2018 | 6 | USA_SD_Yankton-Gurney.Muni.AP.726525_TMYx.2004-2018 | 0 | 1900 | 1 | 9 | 1.2 | 4-12 (Low-Moderate Slope) | Pre-Defined Construction | Wood-Framed - 2x6 - 24 in OC - R-19 Cavity | 8.3333 | Pre-Defined Construction | Attic w R49 Cavity and Shingle Roof | 9.0909 | Pre-Defined Construction | Vented Crawlspace - R19 Cavity Insulation | Vented Crawlspace | 4.3478 | 0 | 0 | 0 | 1.75 | 0.388 | 0.4 | No | 0.2 | 0.2 | 0.2 | 0.2 | 7 | Single Speed ASHP (7.5 HSPF2 14.3 SEER2) | Autosize | kW | 20 | ton | 3.4393 | Electric | kW | 15 | 35 | -30 | 0 | 0.8 | 0.075 | 4 | 0.075 | 4 | Heat_EZ_Sch_1 | Cool_EZ_Sch_1 | Gas Storage_50-gallon | DHW_EZ_Sch_1 | 5 | 0.75 | 0 | Gas | Gas | Yes | Yes | Yes | 0 | Misc_Elec_EZ_Sch_1 | 0
USA_SD_Sioux.Falls.Rgnl.AP-Foss.Field.726510_TMYx.2004-2018 | 6 | USA_SD_Sioux.Falls.Rgnl.AP-Foss.Field.726510_TMYx.2004-2018 | 0 | 1900 | 1 | 9 | 1.2 | 4-12 (Low-Moderate Slope) | Pre-Defined Construction | Wood-Framed - 2x6 - 24 in OC - R-19 Cavity | 8.3333 | Pre-Defined Construction | Attic w R49 Cavity and Shingle Roof | 9.0909 | Pre-Defined Construction | Vented Crawlspace - R19 Cavity Insulation | Vented Crawlspace | 4.3478 | 0 | 0 | 0 | 1.75 | 0.388 | 0.4 | No | 0.2 | 0.2 | 0.2 | 0.2 | 7 | Single Speed ASHP (7.5 HSPF2 14.3 SEER2) | Autosize | kW | 20 | ton | 3.4393 | Electric | kW | 15 | 35 | -30 | 0 | 0.8 | 0.075 | 4 | 0.075 | 4 | Heat_EZ_Sch_1 | Cool_EZ_Sch_1 | Gas Storage_50-gallon | DHW_EZ_Sch_1 | 5 | 0.75 | 0 | Gas | Gas | Yes | Yes | Yes | 0 | Misc_Elec_EZ_Sch_1 | 0
USA_TN_Memphis.Intl.AP.723340_TMYx.2004-2018 | 6 | USA_TN_Memphis.Intl.AP.723340_TMYx.2004-2018 | 0 | 1900 | 1 | 9 | 1.2 | 4-12 (Low-Moderate Slope) | Pre-Defined Construction | Wood-Framed - 2x6 - 24 in OC - R-19 Cavity | 8.3333 | Pre-Defined Construction | Attic w R49 Cavity and Shingle Roof | 9.0909 | Pre-Defined Construction | Vented Crawlspace - R19 Cavity Insulation | Vented Crawlspace | 4.3478 | 0 | 0 | 0 | 1.75 | 0.388 | 0.4 | No | 0.2 | 0.2 | 0.2 | 0.2 | 7 | Single Speed ASHP (7.5 HSPF2 14.3 SEER2) | Autosize | kW | 20 | ton | 3.4393 | Electric | kW | 15 | 35 | -30 | 0 | 0.8 | 0.075 | 4 | 0.075 | 4 | Heat_EZ_Sch_1 | Cool_EZ_Sch_1 | Gas Storage_50-gallon | DHW_EZ_Sch_1 | 5 | 0.75 | 0 | Gas | Gas | Yes | Yes | Yes | 0 | Misc_Elec_EZ_Sch_1 | 0
USA_TN_Nashville.Intl.AP.723270_TMYx.2004-2018 | 6 | USA_TN_Nashville.Intl.AP.723270_TMYx.2004-2018 | 0 | 1900 | 1 | 9 | 1.2 | 4-12 (Low-Moderate Slope) | Pre-Defined Construction | Wood-Framed - 2x6 - 24 in OC - R-19 Cavity | 8.3333 | Pre-Defined Construction | Attic w R49 Cavity and Shingle Roof | 9.0909 | Pre-Defined Construction | Vented Crawlspace - R19 Cavity Insulation | Vented Crawlspace | 4.3478 | 0 | 0 | 0 | 1.75 | 0.388 | 0.4 | No | 0.2 | 0.2 | 0.2 | 0.2 | 7 | Single Speed ASHP (7.5 HSPF2 14.3 SEER2) | Autosize | kW | 20 | ton | 3.4393 | Electric | kW | 15 | 35 | -30 | 0 | 0.8 | 0.075 | 4 | 0.075 | 4 | Heat_EZ_Sch_1 | Cool_EZ_Sch_1 | Gas Storage_50-gallon | DHW_EZ_Sch_1 | 5 | 0.75 | 0 | Gas | Gas | Yes | Yes | Yes | 0 | Misc_Elec_EZ_Sch_1 | 0
USA_TX_Austin-Camp.Mabry.ANGB.722544_TMYx.2004-2018 | 6 | USA_TX_Austin-Camp.Mabry.ANGB.722544_TMYx.2004-2018 | 0 | 1900 | 1 | 9 | 1.2 | 4-12 (Low-Moderate Slope) | Pre-Defined Construction | Wood-Framed - 2x6 - 24 in OC - R-19 Cavity | 8.3333 | Pre-Defined Construction | Attic w R49 Cavity and Shingle Roof | 9.0909 | Pre-Defined Construction | Vented Crawlspace - R19 Cavity Insulation | Vented Crawlspace | 4.3478 | 0 | 0 | 0 | 1.75 | 0.388 | 0.4 | No | 0.2 | 0.2 | 0.2 | 0.2 | 7 | Single Speed ASHP (7.5 HSPF2 14.3 SEER2) | Autosize | kW | 20 | ton | 3.4393 | Electric | kW | 15 | 35 | -30 | 0 | 0.8 | 0.075 | 4 | 0.075 | 4 | Heat_EZ_Sch_1 | Cool_EZ_Sch_1 | Gas Storage_50-gallon | DHW_EZ_Sch_1 | 5 | 0.75 | 0 | Gas | Gas | Yes | Yes | Yes | 0 | Misc_Elec_EZ_Sch_1 | 0
USA_TX_Dallas-Fort.Worth.Intl.AP.722590_TMYx.2004-2018 | 6 | USA_TX_Dallas-Fort.Worth.Intl.AP.722590_TMYx.2004-2018 | 0 | 1900 | 1 | 9 | 1.2 | 4-12 (Low-Moderate Slope) | Pre-Defined Construction | Wood-Framed - 2x6 - 24 in OC - R-19 Cavity | 8.3333 | Pre-Defined Construction | Attic w R49 Cavity and Shingle Roof | 9.0909 | Pre-Defined Construction | Vented Crawlspace - R19 Cavity Insulation | Vented Crawlspace | 4.3478 | 0 | 0 | 0 | 1.75 | 0.388 | 0.4 | No | 0.2 | 0.2 | 0.2 | 0.2 | 7 | Single Speed ASHP (7.5 HSPF2 14.3 SEER2) | Autosize | kW | 20 | ton | 3.4393 | Electric | kW | 15 | 35 | -30 | 0 | 0.8 | 0.075 | 4 | 0.075 | 4 | Heat_EZ_Sch_1 | Cool_EZ_Sch_1 | Gas Storage_50-gallon | DHW_EZ_Sch_1 | 5 | 0.75 | 0 | Gas | Gas | Yes | Yes | Yes | 0 | Misc_Elec_EZ_Sch_1 | 0
USA_TX_Houston-Ellington.AP.722436_TMYx.2004-2018 | 6 | USA_TX_Houston-Ellington.AP.722436_TMYx.2004-2018 | 0 | 1900 | 1 | 9 | 1.2 | 4-12 (Low-Moderate Slope) | Pre-Defined Construction | Wood-Framed - 2x6 - 24 in OC - R-19 Cavity | 8.3333 | Pre-Defined Construction | Attic w R49 Cavity and Shingle Roof | 9.0909 | Pre-Defined Construction | Vented Crawlspace - R19 Cavity Insulation | Vented Crawlspace | 4.3478 | 0 | 0 | 0 | 1.75 | 0.388 | 0.4 | No | 0.2 | 0.2 | 0.2 | 0.2 | 7 | Single Speed ASHP (7.5 HSPF2 14.3 SEER2) | Autosize | kW | 20 | ton | 3.4393 | Electric | kW | 15 | 35 | -30 | 0 | 0.8 | 0.075 | 4 | 0.075 | 4 | Heat_EZ_Sch_1 | Cool_EZ_Sch_1 | Gas Storage_50-gallon | DHW_EZ_Sch_1 | 5 | 0.75 | 0 | Gas | Gas | Yes | Yes | Yes | 0 | Misc_Elec_EZ_Sch_1 | 0
USA_TX_Lubbock.Smith.Intl.AP.722670_TMYx.2004-2018 | 6 | USA_TX_Lubbock.Smith.Intl.AP.722670_TMYx.2004-2018 | 0 | 1900 | 1 | 9 | 1.2 | 4-12 (Low-Moderate Slope) | Pre-Defined Construction | Wood-Framed - 2x6 - 24 in OC - R-19 Cavity | 8.3333 | Pre-Defined Construction | Attic w R49 Cavity and Shingle Roof | 9.0909 | Pre-Defined Construction | Vented Crawlspace - R19 Cavity Insulation | Vented Crawlspace | 4.3478 | 0 | 0 | 0 | 1.75 | 0.388 | 0.4 | No | 0.2 | 0.2 | 0.2 | 0.2 | 7 | Single Speed ASHP (7.5 HSPF2 14.3 SEER2) | Autosize | kW | 20 | ton | 3.4393 | Electric | kW | 15 | 35 | -30 | 0 | 0.8 | 0.075 | 4 | 0.075 | 4 | Heat_EZ_Sch_1 | Cool_EZ_Sch_1 | Gas Storage_50-gallon | DHW_EZ_Sch_1 | 5 | 0.75 | 0 | Gas | Gas | Yes | Yes | Yes | 0 | Misc_Elec_EZ_Sch_1 | 0
USA_TX_San.Antonio.Intl.AP.722530_TMYx.2004-2018 | 6 | USA_TX_San.Antonio.Intl.AP.722530_TMYx.2004-2018 | 0 | 1900 | 1 | 9 | 1.2 | 4-12 (Low-Moderate Slope) | Pre-Defined Construction | Wood-Framed - 2x6 - 24 in OC - R-19 Cavity | 8.3333 | Pre-Defined Construction | Attic w R49 Cavity and Shingle Roof | 9.0909 | Pre-Defined Construction | Vented Crawlspace - R19 Cavity Insulation | Vented Crawlspace | 4.3478 | 0 | 0 | 0 | 1.75 | 0.388 | 0.4 | No | 0.2 | 0.2 | 0.2 | 0.2 | 7 | Single Speed ASHP (7.5 HSPF2 14.3 SEER2) | Autosize | kW | 20 | ton | 3.4393 | Electric | kW | 15 | 35 | -30 | 0 | 0.8 | 0.075 | 4 | 0.075 | 4 | Heat_EZ_Sch_1 | Cool_EZ_Sch_1 | Gas Storage_50-gallon | DHW_EZ_Sch_1 | 5 | 0.75 | 0 | Gas | Gas | Yes | Yes | Yes | 0 | Misc_Elec_EZ_Sch_1 | 0
USA_UT_Salt.Lake.City.Intl.AP.725720_TMYx.2004-2018 | 6 | USA_UT_Salt.Lake.City.Intl.AP.725720_TMYx.2004-2018 | 0 | 1900 | 1 | 9 | 1.2 | 4-12 (Low-Moderate Slope) | Pre-Defined Construction | Wood-Framed - 2x6 - 24 in OC - R-19 Cavity | 8.3333 | Pre-Defined Construction | Attic w R49 Cavity and Shingle Roof | 9.0909 | Pre-Defined Construction | Vented Crawlspace - R19 Cavity Insulation | Vented Crawlspace | 4.3478 | 0 | 0 | 0 | 1.75 | 0.388 | 0.4 | No | 0.2 | 0.2 | 0.2 | 0.2 | 7 | Single Speed ASHP (7.5 HSPF2 14.3 SEER2) | Autosize | kW | 20 | ton | 3.4393 | Electric | kW | 15 | 35 | -30 | 0 | 0.8 | 0.075 | 4 | 0.075 | 4 | Heat_EZ_Sch_1 | Cool_EZ_Sch_1 | Gas Storage_50-gallon | DHW_EZ_Sch_1 | 5 | 0.75 | 0 | Gas | Gas | Yes | Yes | Yes | 0 | Misc_Elec_EZ_Sch_1 | 0
USA_UT_St.George.Rgnl.AP.724754_TMYx.2004-2018 | 6 | USA_UT_St.George.Rgnl.AP.724754_TMYx.2004-2018 | 0 | 1900 | 1 | 9 | 1.2 | 4-12 (Low-Moderate Slope) | Pre-Defined Construction | Wood-Framed - 2x6 - 24 in OC - R-19 Cavity | 8.3333 | Pre-Defined Construction | Attic w R49 Cavity and Shingle Roof | 9.0909 | Pre-Defined Construction | Vented Crawlspace - R19 Cavity Insulation | Vented Crawlspace | 4.3478 | 0 | 0 | 0 | 1.75 | 0.388 | 0.4 | No | 0.2 | 0.2 | 0.2 | 0.2 | 7 | Single Speed ASHP (7.5 HSPF2 14.3 SEER2) | Autosize | kW | 20 | ton | 3.4393 | Electric | kW | 15 | 35 | -30 | 0 | 0.8 | 0.075 | 4 | 0.075 | 4 | Heat_EZ_Sch_1 | Cool_EZ_Sch_1 | Gas Storage_50-gallon | DHW_EZ_Sch_1 | 5 | 0.75 | 0 | Gas | Gas | Yes | Yes | Yes | 0 | Misc_Elec_EZ_Sch_1 | 0
USA_UT_Vernal.Rgnl.AP.725705_TMYx.2004-2018 | 6 | USA_UT_Vernal.Rgnl.AP.725705_TMYx.2004-2018 | 0 | 1900 | 1 | 9 | 1.2 | 4-12 (Low-Moderate Slope) | Pre-Defined Construction | Wood-Framed - 2x6 - 24 in OC - R-19 Cavity | 8.3333 | Pre-Defined Construction | Attic w R49 Cavity and Shingle Roof | 9.0909 | Pre-Defined Construction | Vented Crawlspace - R19 Cavity Insulation | Vented Crawlspace | 4.3478 | 0 | 0 | 0 | 1.75 | 0.388 | 0.4 | No | 0.2 | 0.2 | 0.2 | 0.2 | 7 | Single Speed ASHP (7.5 HSPF2 14.3 SEER2) | Autosize | kW | 20 | ton | 3.4393 | Electric | kW | 15 | 35 | -30 | 0 | 0.8 | 0.075 | 4 | 0.075 | 4 | Heat_EZ_Sch_1 | Cool_EZ_Sch_1 | Gas Storage_50-gallon | DHW_EZ_Sch_1 | 5 | 0.75 | 0 | Gas | Gas | Yes | Yes | Yes | 0 | Misc_Elec_EZ_Sch_1 | 0
USA_VA_Norfolk.Intl.AP.723080_TMYx.2004-2018 | 6 | USA_VA_Norfolk.Intl.AP.723080_TMYx.2004-2018 | 0 | 1900 | 1 | 9 | 1.2 | 4-12 (Low-Moderate Slope) | Pre-Defined Construction | Wood-Framed - 2x6 - 24 in OC - R-19 Cavity | 8.3333 | Pre-Defined Construction | Attic w R49 Cavity and Shingle Roof | 9.0909 | Pre-Defined Construction | Vented Crawlspace - R19 Cavity Insulation | Vented Crawlspace | 4.3478 | 0 | 0 | 0 | 1.75 | 0.388 | 0.4 | No | 0.2 | 0.2 | 0.2 | 0.2 | 7 | Single Speed ASHP (7.5 HSPF2 14.3 SEER2) | Autosize | kW | 20 | ton | 3.4393 | Electric | kW | 15 | 35 | -30 | 0 | 0.8 | 0.075 | 4 | 0.075 | 4 | Heat_EZ_Sch_1 | Cool_EZ_Sch_1 | Gas Storage_50-gallon | DHW_EZ_Sch_1 | 5 | 0.75 | 0 | Gas | Gas | Yes | Yes | Yes | 0 | Misc_Elec_EZ_Sch_1 | 0
USA_VT_Burlington.Intl.AP.726170_TMYx.2004-2018 | 6 | USA_VT_Burlington.Intl.AP.726170_TMYx.2004-2018 | 0 | 1900 | 1 | 9 | 1.2 | 4-12 (Low-Moderate Slope) | Pre-Defined Construction | Wood-Framed - 2x6 - 24 in OC - R-19 Cavity | 8.3333 | Pre-Defined Construction | Attic w R49 Cavity and Shingle Roof | 9.0909 | Pre-Defined Construction | Vented Crawlspace - R19 Cavity Insulation | Vented Crawlspace | 4.3478 | 0 | 0 | 0 | 1.75 | 0.388 | 0.4 | No | 0.2 | 0.2 | 0.2 | 0.2 | 7 | Single Speed ASHP (7.5 HSPF2 14.3 SEER2) | Autosize | kW | 20 | ton | 3.4393 | Electric | kW | 15 | 35 | -30 | 0 | 0.8 | 0.075 | 4 | 0.075 | 4 | Heat_EZ_Sch_1 | Cool_EZ_Sch_1 | Gas Storage_50-gallon | DHW_EZ_Sch_1 | 5 | 0.75 | 0 | Gas | Gas | Yes | Yes | Yes | 0 | Misc_Elec_EZ_Sch_1 | 0
USA_WA_Seattle-Tacoma.Intl.AP.727930_TMYx.2004-2018 | 6 | USA_WA_Seattle-Tacoma.Intl.AP.727930_TMYx.2004-2018 | 0 | 1900 | 1 | 9 | 1.2 | 4-12 (Low-Moderate Slope) | Pre-Defined Construction | Wood-Framed - 2x6 - 24 in OC - R-19 Cavity | 8.3333 | Pre-Defined Construction | Attic w R49 Cavity and Shingle Roof | 9.0909 | Pre-Defined Construction | Vented Crawlspace - R19 Cavity Insulation | Vented Crawlspace | 4.3478 | 0 | 0 | 0 | 1.75 | 0.388 | 0.4 | No | 0.2 | 0.2 | 0.2 | 0.2 | 7 | Single Speed ASHP (7.5 HSPF2 14.3 SEER2) | Autosize | kW | 20 | ton | 3.4393 | Electric | kW | 15 | 35 | -30 | 0 | 0.8 | 0.075 | 4 | 0.075 | 4 | Heat_EZ_Sch_1 | Cool_EZ_Sch_1 | Gas Storage_50-gallon | DHW_EZ_Sch_1 | 5 | 0.75 | 0 | Gas | Gas | Yes | Yes | Yes | 0 | Misc_Elec_EZ_Sch_1 | 0
USA_WA_Spokane.Intl.AP.727850_TMYx.2004-2018 | 6 | USA_WA_Spokane.Intl.AP.727850_TMYx.2004-2018 | 0 | 1900 | 1 | 9 | 1.2 | 4-12 (Low-Moderate Slope) | Pre-Defined Construction | Wood-Framed - 2x6 - 24 in OC - R-19 Cavity | 8.3333 | Pre-Defined Construction | Attic w R49 Cavity and Shingle Roof | 9.0909 | Pre-Defined Construction | Vented Crawlspace - R19 Cavity Insulation | Vented Crawlspace | 4.3478 | 0 | 0 | 0 | 1.75 | 0.388 | 0.4 | No | 0.2 | 0.2 | 0.2 | 0.2 | 7 | Single Speed ASHP (7.5 HSPF2 14.3 SEER2) | Autosize | kW | 20 | ton | 3.4393 | Electric | kW | 15 | 35 | -30 | 0 | 0.8 | 0.075 | 4 | 0.075 | 4 | Heat_EZ_Sch_1 | Cool_EZ_Sch_1 | Gas Storage_50-gallon | DHW_EZ_Sch_1 | 5 | 0.75 | 0 | Gas | Gas | Yes | Yes | Yes | 0 | Misc_Elec_EZ_Sch_1 | 0
USA_WI_Milwaukee-Mitchell.Intl.AP.726400_TMYx.2004-2018 | 6 | USA_WI_Milwaukee-Mitchell.Intl.AP.726400_TMYx.2004-2018 | 0 | 1900 | 1 | 9 | 1.2 | 4-12 (Low-Moderate Slope) | Pre-Defined Construction | Wood-Framed - 2x6 - 24 in OC - R-19 Cavity | 8.3333 | Pre-Defined Construction | Attic w R49 Cavity and Shingle Roof | 9.0909 | Pre-Defined Construction | Vented Crawlspace - R19 Cavity Insulation | Vented Crawlspace | 4.3478 | 0 | 0 | 0 | 1.75 | 0.388 | 0.4 | No | 0.2 | 0.2 | 0.2 | 0.2 | 7 | Single Speed ASHP (7.5 HSPF2 14.3 SEER2) | Autosize | kW | 20 | ton | 3.4393 | Electric | kW | 15 | 35 | -30 | 0 | 0.8 | 0.075 | 4 | 0.075 | 4 | Heat_EZ_Sch_1 | Cool_EZ_Sch_1 | Gas Storage_50-gallon | DHW_EZ_Sch_1 | 5 | 0.75 | 0 | Gas | Gas | Yes | Yes | Yes | 0 | Misc_Elec_EZ_Sch_1 | 0
USA_WI_Rhinelander-Oneida.County.AP.727415_TMYx.2004-2018 | 6 | USA_WI_Rhinelander-Oneida.County.AP.727415_TMYx.2004-2018 | 0 | 1900 | 1 | 9 | 1.2 | 4-12 (Low-Moderate Slope) | Pre-Defined Construction | Wood-Framed - 2x6 - 24 in OC - R-19 Cavity | 8.3333 | Pre-Defined Construction | Attic w R49 Cavity and Shingle Roof | 9.0909 | Pre-Defined Construction | Vented Crawlspace - R19 Cavity Insulation | Vented Crawlspace | 4.3478 | 0 | 0 | 0 | 1.75 | 0.388 | 0.4 | No | 0.2 | 0.2 | 0.2 | 0.2 | 7 | Single Speed ASHP (7.5 HSPF2 14.3 SEER2) | Autosize | kW | 20 | ton | 3.4393 | Electric | kW | 15 | 35 | -30 | 0 | 0.8 | 0.075 | 4 | 0.075 | 4 | Heat_EZ_Sch_1 | Cool_EZ_Sch_1 | Gas Storage_50-gallon | DHW_EZ_Sch_1 | 5 | 0.75 | 0 | Gas | Gas | Yes | Yes | Yes | 0 | Misc_Elec_EZ_Sch_1 | 0
USA_WV_Charleston-Yeager.AP.724140_TMYx.2004-2018 | 6 | USA_WV_Charleston-Yeager.AP.724140_TMYx.2004-2018 | 0 | 1900 | 1 | 9 | 1.2 | 4-12 (Low-Moderate Slope) | Pre-Defined Construction | Wood-Framed - 2x6 - 24 in OC - R-19 Cavity | 8.3333 | Pre-Defined Construction | Attic w R49 Cavity and Shingle Roof | 9.0909 | Pre-Defined Construction | Vented Crawlspace - R19 Cavity Insulation | Vented Crawlspace | 4.3478 | 0 | 0 | 0 | 1.75 | 0.388 | 0.4 | No | 0.2 | 0.2 | 0.2 | 0.2 | 7 | Single Speed ASHP (7.5 HSPF2 14.3 SEER2) | Autosize | kW | 20 | ton | 3.4393 | Electric | kW | 15 | 35 | -30 | 0 | 0.8 | 0.075 | 4 | 0.075 | 4 | Heat_EZ_Sch_1 | Cool_EZ_Sch_1 | Gas Storage_50-gallon | DHW_EZ_Sch_1 | 5 | 0.75 | 0 | Gas | Gas | Yes | Yes | Yes | 0 | Misc_Elec_EZ_Sch_1 | 0
USA_WV_Morgantown.Muni.AP-Hart.Field.724176_TMYx.2004-2018 | 6 | USA_WV_Morgantown.Muni.AP-Hart.Field.724176_TMYx.2004-2018 | 0 | 1900 | 1 | 9 | 1.2 | 4-12 (Low-Moderate Slope) | Pre-Defined Construction | Wood-Framed - 2x6 - 24 in OC - R-19 Cavity | 8.3333 | Pre-Defined Construction | Attic w R49 Cavity and Shingle Roof | 9.0909 | Pre-Defined Construction | Vented Crawlspace - R19 Cavity Insulation | Vented Crawlspace | 4.3478 | 0 | 0 | 0 | 1.75 | 0.388 | 0.4 | No | 0.2 | 0.2 | 0.2 | 0.2 | 7 | Single Speed ASHP (7.5 HSPF2 14.3 SEER2) | Autosize | kW | 20 | ton | 3.4393 | Electric | kW | 15 | 35 | -30 | 0 | 0.8 | 0.075 | 4 | 0.075 | 4 | Heat_EZ_Sch_1 | Cool_EZ_Sch_1 | Gas Storage_50-gallon | DHW_EZ_Sch_1 | 5 | 0.75 | 0 | Gas | Gas | Yes | Yes | Yes | 0 | Misc_Elec_EZ_Sch_1 | 0
USA_WY_Cheyenne.Rgnl.AP.725640_TMYx.2004-2018 | 6 | USA_WY_Cheyenne.Rgnl.AP.725640_TMYx.2004-2018 | 0 | 1900 | 1 | 9 | 1.2 | 4-12 (Low-Moderate Slope) | Pre-Defined Construction | Wood-Framed - 2x6 - 24 in OC - R-19 Cavity | 8.3333 | Pre-Defined Construction | Attic w R49 Cavity and Shingle Roof | 9.0909 | Pre-Defined Construction | Vented Crawlspace - R19 Cavity Insulation | Vented Crawlspace | 4.3478 | 0 | 0 | 0 | 1.75 | 0.388 | 0.4 | No | 0.2 | 0.2 | 0.2 | 0.2 | 7 | Single Speed ASHP (7.5 HSPF2 14.3 SEER2) | Autosize | kW | 20 | ton | 3.4393 | Electric | kW | 15 | 35 | -30 | 0 | 0.8 | 0.075 | 4 | 0.075 | 4 | Heat_EZ_Sch_1 | Cool_EZ_Sch_1 | Gas Storage_50-gallon | DHW_EZ_Sch_1 | 5 | 0.75 | 0 | Gas | Gas | Yes | Yes | Yes | 0 | Misc_Elec_EZ_Sch_1 | 0
USA_WY_Jackson.Hole.AP.725776_TMYx.2004-2018 | 6 | USA_WY_Jackson.Hole.AP.725776_TMYx.2004-2018 | 0 | 1900 | 1 | 9 | 1.2 | 4-12 (Low-Moderate Slope) | Pre-Defined Construction | Wood-Framed - 2x6 - 24 in OC - R-19 Cavity | 8.3333 | Pre-Defined Construction | Attic w R49 Cavity and Shingle Roof | 9.0909 | Pre-Defined Construction | Vented Crawlspace - R19 Cavity Insulation | Vented Crawlspace | 4.3478 | 0 | 0 | 0 | 1.75 | 0.388 | 0.4 | No | 0.2 | 0.2 | 0.2 | 0.2 | 7 | Single Speed ASHP (7.5 HSPF2 14.3 SEER2) | Autosize | kW | 20 | ton | 3.4393 | Electric | kW | 15 | 35 | -30 | 0 | 0.8 | 0.075 | 4 | 0.075 | 4 | Heat_EZ_Sch_1 | Cool_EZ_Sch_1 | Gas Storage_50-gallon | DHW_EZ_Sch_1 | 5 | 0.75 | 0 | Gas | Gas | Yes | Yes | Yes | 0 | Misc_Elec_EZ_Sch_1 | 0

## Run Characteristics
EnergyPlus Directory | C:\EnergyPlusV22-2-0\energyplus.exe
Model Input Template Directory | C:\Users\Christian\Repositories\REEDR\Model Input Template.xlsx
Simulation Type | Annual
Simulation Begin Month | 1
Simulation Begin Day | 1
Simulation End Month | 12
Simulation End Day | 31
Output Granularity | Annual
Output End Uses | All_End_Uses
Run Complete Timestamp | 2023-07-07 15:23:27.105489-07:00 US Pacific Time