03/15 18:00:00 | 3 | 15 | 18 | (VS)USA_ID_Boise-AP-Gowen-Field-ANGB.726810_AMY_2024EPW | 58 | 70.114 | 12.695 | 1705.3188 | 336.5251 | 0 | 0 | 0.15674 | 234.7247 | 234.7247 | 0.46667 | 1.2242 | 1.1751 | 1.1518 | 1.1576
03/15 19:00:00 | 3 | 15 | 19 | (VS)USA_ID_Boise-AP-Gowen-Field-ANGB.726810_AMY_2024EPW | 58 | 70.1295 | 12.1246 | 1478.6973 | 298.2724 | 0 | 0 | 0.12723 | 238.6109 | 238.6109 | 0.43333 | 1.2201 | 1.1733 | 1.149 | 1.1548
03/15 20:00:00 | 3 | 15 | 20 | (VS)USA_ID_Boise-AP-Gowen-Field-ANGB.726810_AMY_2024EPW | 55 | 70.1151 | 15.3573 | 1841.8701 | 377.4222 | 0 | 0 | 0.16946 | 345.3844 | 345.3844 | 0.58333 | 1.165 | 1.1321 | 1.1112 | 1.1168
03/15 21:00:00 | 3 | 15 | 21 | (VS)USA_ID_Boise-AP-Gowen-Field-ANGB.726810_AMY_2024EPW | 51 | 70.1502 | 12.4062 | 1430.2046 | 302.119 | 0 | 45.2568 | 0.1418 | 326.6423 | 326.6423 | 0.46667 | 1.0898 | 1.1123 | 1.0598 | 1.0653
03/15 22:00:00 | 3 | 15 | 22 | (VS)USA_ID_Boise-AP-Gowen-Field-ANGB.726810_AMY_2024EPW | 47 | 70.1001 | 13.5406 | 1772.8152 | 365.6567 | 0 | 159.9029 | 0.20049 | 362.2164 | 362.2164 | 0.46667 | 1.0228 | 1.1123 | 1.0144 | 1.0199
03/15 23:00:00 | 3 | 15 | 23 | (VS)USA_ID_Boise-AP-Gowen-Field-ANGB.726810_AMY_2024EPW | 44 | 70.1148 | 16.8717 | 2007.5317 | 441.0305 | 0 | 154.4357 | 0.22541 | 502.4787 | 502.4787 | 0.56667 | 0.95812 | 0.99126 | 0.97081 | 0.97649
03/15 24:00:00 | 3 | 15 | 24 | (VS)USA_ID_Boise-AP-Gowen-Field-ANGB.726810_AMY_2024EPW | 40 | 70.0829 | 28.6146 | 2605.5857 | 661.1896 | 21.431 | 131.9678 | 0.30545 | 999.1334 | 999.1334 | 0.95 | 0.88028 | 0.91933 | 0.91876 | 0.9248
03/16 01:00:00 | 3 | 16 | 1 | (VS)USA_ID_Boise-AP-Gowen-Field-ANGB.726810_AMY_2024EPW | 38 | 70.1199 | 27.3887 | 2409.5314 | 642.0378 | 37.311 | 130.3159 | 0.30774 | 1093.0394 | 1093.0394 | 0.98333 | 0.83946 | 0.88729 | 0.89174 | 0.89787
03/16 02:00:00 | 3 | 16 | 2 | (VS)USA_ID_Boise-AP-Gowen-Field-ANGB.726810_AMY_2024EPW | 38 | 70.0888 | 40.1047 | 3440.3784 | 915.4747 | 72.0926 | 98.9894 | 0.43338 | 1281.5575 | 1281.5575 | 1.2833 | 0.83904 | 0.88691 | 0.89154 | 0.8976
03/16 03:00:00 | 3 | 16 | 3 | (VS)USA_ID_Boise-AP-Gowen-Field-ANGB.726810_AMY_2024EPW | 38 | 70.0844 | 44.42 | 3438.9486 | 907.6517 | 82.9348 | 106.6667 | 0.3314 | 1151.9815 | 1151.9815 | 1.4 | 0.83874 | 0.8876 | 0.89108 | 0.89732
03/16 04:00:00 | 3 | 16 | 4 | (VS)USA_ID_Boise-AP-Gowen-Field-ANGB.726810_AMY_2024EPW | 38 | 70.0542 | 63.9417 | 4449.2138 | 1209.9903 | 116.4202 | 93.3333 | 0.41602 | 1480.1112 | 1480.1112 | 1.8667 | 0.83876 | 0.88782 | 0.89109 | 0.89723
03/16 05:00:00 | 3 | 16 | 5 | (VS)USA_ID_Boise-AP-Gowen-Field-ANGB.726810_AMY_2024EPW | 37 | 70.0394 | 71.4962 | 4308.6973 | 1217.4323 | 109.5853 | 105.5735 | 0.40887 | 1406.92 | 1406.92 | 1.8833 | 0.82061 | 0.87338 | 0.87896 | 0.88534
03/16 06:00:00 | 3 | 16 | 6 | (VS)USA_ID_Boise-AP-Gowen-Field-ANGB.726810_AMY_2024EPW | 36 | 70.0425 | 69.7873 | 4464.3586 | 1255.3399 | 107.645 | 89.4736 | 0.50434 | 2509.6602 | 2509.6602 | 1.8833 | 0.80182 | 0.85587 | 0.86642 | 0.87297
03/16 07:00:00 | 3 | 16 | 7 | (VS)USA_ID_Boise-AP-Gowen-Field-ANGB.726810_AMY_2024EPW | 35 | 70.0684 | 78.5756 | 4753.6446 | 1368.4759 | 105.2387 | 86.8066 | 0.56597 | 2504.1761 | 2504.1761 | 1.9833 | 0.78319 | 0.85009 | 0.85408 | 0.86079
03/16 08:00:00 | 3 | 16 | 8 | (VS)USA_ID_Boise-AP-Gowen-Field-ANGB.726810_AMY_2024EPW | 34 | 70.0766 | 79.4148 | 4874.9609 | 1419.648 | 105.9017 | 78.0107 | 0.60995 | 2323.2444 | 2323.2444 | 2.0333 | 0.7646 | 0.83484 | 0.84179 | 0.84869
03/16 09:00:00 | 3 | 16 | 9 | (VS)USA_ID_Boise-AP-Gowen-Field-ANGB.726810_AMY_2024EPW | 35 | 70.0657 | 64.7916 | 4335.8261 | 1230.3044 | 64.5796 | 94.398 | 0.49029 | 2064.6308 | 2064.6308 | 1.75 | 0.78307 | 0.844 | 0.85402 | 0.86074
03/16 10:00:00 | 3 | 16 | 10 | (VS)USA_ID_Boise-AP-Gowen-Field-ANGB.726810_AMY_2024EPW | 40 | 70.0427 | 58.7263 | 5123.0489 | 1305.5954 | 17.4075 | 93.3333 | 0.35847 | 1101.4425 | 1101.4425 | 1.8167 | 0.87649 | 0.91327 | 0.91643 | 0.92227
03/16 11:00:00 | 3 | 16 | 11 | (VS)USA_ID_Boise-AP-Gowen-Field-ANGB.726810_AMY_2024EPW | 46 | 70.0798 | 28.4784 | 3921.1403 | 807.5932 | 0 | 113.9718 | 0.37648 | 651.8693 | 651.8693 | 0.98333 | 0.98995 | 0.99612 | 0.99261 | 0.99781
03/16 12:00:00 | 3 | 16 | 12 | (VS)USA_ID_Boise-AP-Gowen-Field-ANGB.726810_AMY_2024EPW | 50 | 70.0916 | 28.0795 | 3867.2629 | 770.8397 | 0 | 50.2964 | 0.3323 | 654.0096 | 654.0096 | 1.05 | 1.0649 | 1.0518 | 1.043 | 1.0483
03/16 13:00:00 | 3 | 16 | 13 | (VS)USA_ID_Boise-AP-Gowen-Field-ANGB.726810_AMY_2024EPW | 53 | 70.1065 | 24.4359 | 3287.4251 | 647.1466 | 0 | 0 | 0.29513 | 512.8347 | 512.8347 | 0.85 | 1.1208 | 1.0952 | 1.0812 | 1.0864
03/16 14:00:00 | 3 | 16 | 14 | (VS)USA_ID_Boise-AP-Gowen-Field-ANGB.726810_AMY_2024EPW | 56 | 70.0951 | 28.4495 | 3916.0009 | 759.2322 | 0 | 0 | 0.33062 | 511.6211 | 511.6211 | 0.96667 | 1.1759 | 1.1363 | 1.1189 | 1.1243
03/16 15:00:00 | 3 | 16 | 15 | (VS)USA_ID_Boise-AP-Gowen-Field-ANGB.726810_AMY_2024EPW | 59 | 70.1044 | 23.8862 | 3372.0156 | 644.8497 | 0 | 0 | 0.27373 | 385.0878 | 385.0878 | 0.81667 | 1.2333 | 1.1802 | 1.1583 | 1.164
03/16 16:00:00 | 3 | 16 | 16 | (VS)USA_ID_Boise-AP-Gowen-Field-ANGB.726810_AMY_2024EPW | 61 | 70.0754 | 22.4584 | 3214.7635 | 613.2332 | 0 | 0 | 0.25348 | 355.4595 | 355.4595 | 0.75 | 1.2634 | 1.2056 | 1.1789 | 1.1849
03/16 17:00:00 | 3 | 16 | 17 | (VS)USA_ID_Boise-AP-Gowen-Field-ANGB.726810_AMY_2024EPW | 62 | 70.1051 | 12.7831 | 1831.0059 | 355.3947 | 0 | 0 | 0.1613 | 193.4945 | 193.4945 | 0.46667 | 1.2816 | 1.2198 | 1.1915 | 1.1976
03/16 18:00:00 | 3 | 16 | 18 | (VS)USA_ID_Boise-AP-Gowen-Field-ANGB.726810_AMY_2024EPW | 62 | 70.1424 | 12.1484 | 1562.5797 | 312.7239 | 0 | 0 | 0.12847 | 190.2299 | 190.2299 | 0.43333 | 1.2928 | 1.229 | 1.1993 | 1.2055
03/16 19:00:00 | 3 | 16 | 19 | (VS)USA_ID_Boise-AP-Gowen-Field-ANGB.726810_AMY_2024EPW | 62 | 70.098 | 11.9404 | 1467.1419 | 296.2306 | 0 | 0 | 0.1177 | 197.3623 | 197.3623 | 0.43333 | 1.2847 | 1.2229 | 1.1936 | 1.1998
03/16 20:00:00 | 3 | 16 | 20 | (VS)USA_ID_Boise-AP-Gowen-Field-ANGB.726810_AMY_2024EPW | 59 | 70.1277 | 9.2098 | 1151.7504 | 233.0231 | 0 | 0 | 0.10144 | 171.2475 | 171.2475 | 0.38333 | 1.2411 | 1.1906 | 1.1635 | 1.1694
03/16 21:00:00 | 3 | 16 | 21 | (VS)USA_ID_Boise-AP-Gowen-Field-ANGB.726810_AMY_2024EPW | 55 | 70.1339 | 11.9633 | 1375.5511 | 283.141 | 0 | 0 | 0.11889 | 266.4245 | 266.4245 | 0.41667 | 1.1739 | 1.1382 | 1.1173 | 1.1229
03/16 22:00:00 | 3 | 16 | 22 | (VS)USA_ID_Boise-AP-Gowen-Field-ANGB.726810_AMY_2024EPW | 51 | 70.1154 | 15.2172 | 1707.3914 | 360.9164 | 0 | 51.0443 | 0.16222 | 405.264 | 405.264 | 0.51667 | 1.0916 | 1.0768 | 1.061 | 1.0666
03/16 23:00:00 | 3 | 16 | 23 | (VS)USA_ID_Boise-AP-Gowen-Field-ANGB.726810_AMY_2024EPW | 47 | 70.1208 | 13.054 | 1592.2221 | 337.2355 | 0 | 164.9376 | 0.17531 | 368.7125 | 368.7125 | 0.45 | 1.0131 | 1.0351 | 1.0078 | 1.0133
03/16 24:00:00 | 3 | 16 | 24 | (VS)USA_ID_Boise-AP-Gowen-Field-ANGB.726810_AMY_2024EPW | 45 | 70.0823 | 20.8522 | 2765.0354 | 580.1353 | 0 | 134.2546 | 0.32873 | 586.7204 | 586.7204 | 0.7 | 0.97518 | 0.98894 | 0.98222 | 0.98786
03/17 01:00:00 | 3 | 17 | 1 | (VS)USA_ID_Boise-AP-Gowen-Field-ANGB.726810_AMY_2024EPW | 44 | 70.0941 | 27.0469 | 2964.5667 | 671.7853 | 0 | 140.0756 | 0.28332 | 697.6884 | 697.6884 | 0.88333 | 0.95479 | 0.97175 | 0.96879 | 0.97426
03/17 02:00:00 | 3 | 17 | 2 | (VS)USA_ID_Boise-AP-Gowen-Field-ANGB.726810_AMY_2024EPW | 44 | 70.1129 | 23.7342 | 2849.5677 | 627.7145 | 0 | 134.9573 | 0.23606 | 711.5267 | 711.5267 | 0.93333 | 0.94483 | 0.96537 | 0.9619 | 0.96756
03/17 03:00:00 | 3 | 17 | 3 | (VS)USA_ID_Boise-AP-Gowen-Field-ANGB.726810_AMY_2024EPW | 43 | 70.0925 | 29.6922 | 3702.4129 | 816.8451 | 0 | 114.7422 | 0.38123 | 822.1366 | 822.1366 | 1.0667 | 0.93407 | 0.95668 | 0.95469 | 0.96039
03/17 04:00:00 | 3 | 17 | 4 | (VS)USA_ID_Boise-AP-Gowen-Field-ANGB.726810_AMY_2024EPW | 43 | 70.0908 | 27.8761 | 3585.569 | 780.8886 | 0 | 117.7535 | 0.40096 | 718.2812 | 718.2812 | 0.93333 | 0.93369 | 0.95624 | 0.9545 | 0.96018
03/17 05:00:00 | 3 | 17 | 5 | (VS)USA_ID_Boise-AP-Gowen-Field-ANGB.726810_AMY_2024EPW | 43 | 70.0705 | 34.3919 | 4467.6122 | 974.3038 | 0 | 98.02 | 0.41021 | 830.0784 | 830.0784 | 1.2 | 0.92521 | 0.95043 | 0.94927 | 0.95453
03/17 06:00:00 | 3 | 17 | 6 | (VS)USA_ID_Boise-AP-Gowen-Field-ANGB.726810_AMY_2024EPW | 40 | 70.0773 | 34.42 | 3747.6659 | 913.2189 | 3.0582 | 106.8238 | 0.30097 | 906.2447 | 906.2447 | 1.2167 | 0.88833 | 0.92357 | 0.9245 | 0.93007
03/17 07:00:00 | 3 | 17 | 7 | (VS)USA_ID_Boise-AP-Gowen-Field-ANGB.726810_AMY_2024EPW | 39 | 70.065 | 48.9565 | 4383.1138 | 1131.237 | 26.5106 | 93.3333 | 0.34989 | 1164.7295 | 1164.7295 | 1.6167 | 0.8673 | 0.90799 | 0.91025 | 0.91622
03/17 08:00:00 | 3 | 17 | 8 | (VS)USA_ID_Boise-AP-Gowen-Field-ANGB.726810_AMY_2024EPW | 39 | 70.0582 | 52.0045 | 4123.6881 | 1082.6817 | 49.9594 | 106.6667 | 0.29597 | 1112.7968 | 1112.7968 | 1.6333 | 0.86765 | 0.90941 | 0.91039 | 0.91624
03/17 09:00:00 | 3 | 17 | 9 | (VS)USA_ID_Boise-AP-Gowen-Field-ANGB.726810_AMY_2024EPW | 41 | 70.0613 | 47.3366 | 4588.7147 | 1116.7817 | 29.115 | 93.5337 | 0.37694 | 1063.885 | 1063.885 | 1.55 | 0.88739 | 0.92257 | 0.92367 | 0.92944
03/17 10:00:00 | 3 | 17 | 10 | (VS)USA_ID_Boise-AP-Gowen-Field-ANGB.726810_AMY_2024EPW | 46 | 70.0949 | 26.6668 | 3521.2272 | 740.9497 | 0 | 121.7417 | 0.33997 | 661.7279 | 661.7279 | 0.95 | 0.97966 | 0.98668 | 0.98552 | 0.99092
03/17 11:00:00 | 3 | 17 | 11 | (VS)USA_ID_Boise-AP-Gowen-Field-ANGB.726810_AMY_2024EPW | 51 | 70.0966 | 28.8487 | 3733.6115 | 755.7437 | 0 | 28.6237 | 0.32354 | 628.2796 | 628.2796 | 1 | 1.0835 | 1.0654 | 1.0558 | 1.061
03/17 12:00:00 | 3 | 17 | 12 | (VS)USA_ID_Boise-AP-Gowen-Field-ANGB.726810_AMY_2024EPW | 55 | 70.1088 | 24.7138 | 3203.7299 | 639.5707 | 0 | 0 | 0.25811 | 466.278 | 466.278 | 0.86667 | 1.1586 | 1.1228 | 1.1072 | 1.1124
03/17 13:00:00 | 3 | 17 | 13 | (VS)USA_ID_Boise-AP-Gowen-Field-ANGB.726810_AMY_2024EPW | 59 | 70.0696 | 21.3817 | 3327.0297 | 626.3894 | 0 | 0 | 0.3076 | 343.1002 | 343.1002 | 0.75 | 1.2246 | 1.1566 | 1.1523 | 1.1579
03/17 14:00:00 | 3 | 17 | 14 | (VS)USA_ID_Boise-AP-Gowen-Field-ANGB.726810_AMY_2024EPW | 61 | 70.0951 | 19.5959 | 2876.4858 | 559.0369 | 0 | 0 | 0.26374 | 299.7932 | 299.7932 | 0.7 | 1.2724 | 1.2122 | 1.1851 | 1.1912
03/17 15:00:00 | 3 | 17 | 15 | (VS)USA_ID_Boise-AP-Gowen-Field-ANGB.726810_AMY_2024EPW | 63 | 70.1303 | 18.4211 | 2444.0445 | 489.2459 | 0 | 0 | 0.20296 | 265.306 | 265.306 | 0.66667 | 1.3092 | 1.2414 | 1.2107 | 1.217
03/17 16:00:00 | 3 | 17 | 16 | (VS)USA_ID_Boise-AP-Gowen-Field-ANGB.726810_AMY_2024EPW | 65 | 70.0974 | 15.0796 | 1984.1242 | 397.3788 | 0 | 0 | 0.1551 | 190.7192 | 190.7192 | 0.53333 | 1.3455 | 1.2696 | 1.236 | 1.2426
03/17 17:00:00 | 3 | 17 | 17 | (VS)USA_ID_Boise-AP-Gowen-Field-ANGB.726810_AMY_2024EPW | 66 | 70.1362 | 9.0109 | 1190.9922 | 241.0122 | 0 | 0 | 0.091152 | 102.239 | 102.239 | 0.31667 | 1.3747 | 1.2926 | 1.2561 | 1.2631
03/17 18:00:00 | 3 | 17 | 18 | (VS)USA_ID_Boise-AP-Gowen-Field-ANGB.726810_AMY_2024EPW | 67 | 70.1176 | 5.7369 | 683.7295 | 139.1659 | 0 | 0 | 0.046784 | 65.9076 | 65.9076 | 0.2 | 1.3844 | 1.3006 | 1.2629 | 1.27
03/17 19:00:00 | 3 | 17 | 19 | (VS)USA_ID_Boise-AP-Gowen-Field-ANGB.726810_AMY_2024EPW | 66 | 70.1385 | 8.6828 | 1052.2735 | 213.8773 | 0 | 0 | 0.074181 | 102.9771 | 102.9771 | 0.3 | 1.3791 | 1.2969 | 1.2592 | 1.2662
03/17 20:00:00 | 3 | 17 | 20 | (VS)USA_ID_Boise-AP-Gowen-Field-ANGB.726810_AMY_2024EPW | 63 | 70.1365 | 6.0714 | 780.286 | 157.0929 | 0 | 0 | 0.064085 | 90.0993 | 90.0993 | 0.23333 | 1.3245 | 1.2561 | 1.2212 | 1.2277
03/17 21:00:00 | 3 | 17 | 21 | (VS)USA_ID_Boise-AP-Gowen-Field-ANGB.726810_AMY_2024EPW | 59 | 70.1287 | 11.5924 | 1300.1171 | 266.1671 | 0 | 0 | 0.099699 | 226.0088 | 226.0088 | 0.35 | 1.2394 | 1.1883 | 1.1623 | 1.1682
03/17 22:00:00 | 3 | 17 | 22 | (VS)USA_ID_Boise-AP-Gowen-Field-ANGB.726810_AMY_2024EPW | 56 | 70.1695 | 8.7972 | 967.741 | 201.6052 | 0 | 0 | 0.080098 | 201.6225 | 201.6225 | 0.3 | 1.1848 | 1.1464 | 1.1247 | 1.1304
03/17 23:00:00 | 3 | 17 | 23 | (VS)USA_ID_Boise-AP-Gowen-Field-ANGB.726810_AMY_2024EPW | 52 | 70.122 | 12.1202 | 1367.1437 | 286.6314 | 0 | 0 | 0.12701 | 314.3527 | 314.3527 | 0.4 | 1.1096 | 1.0901 | 1.0733 | 1.0788
03/17 24:00:00 | 3 | 17 | 24 | (VS)USA_ID_Boise-AP-Gowen-Field-ANGB.726810_AMY_2024EPW | 49 | 70.1235 | 15.234 | 1663.9863 | 360.1419 | 0 | 167.382 | 0.16309 | 433.099 | 433.099 | 0.56667 | 1.0501 | 1.054 | 1.0328 | 1.0383
03/18 01:00:00 | 3 | 18 | 1 | (VS)USA_ID_Boise-AP-Gowen-Field-ANGB.726810_AMY_2024EPW | 47 | 70.1158 | 13.3942 | 1709.7467 | 357.6479 | 0 | 161.418 | 0.19291 | 361.4686 | 361.4686 | 0.5 | 1.0202 | 1.0443 | 1.0126 | 1.0181
03/18 02:00:00 | 3 | 18 | 2 | (VS)USA_ID_Boise-AP-Gowen-Field-ANGB.726810_AMY_2024EPW | 46 | 70.0869 | 20.8782 | 2876.956 | 582.3231 | 0 | 133.9852 | 0.33007 | 555.4846 | 555.4846 | 0.66667 | 1.0009 | 1.0067 | 0.99953 | 1.005
03/18 03:00:00 | 3 | 18 | 3 | (VS)USA_ID_Boise-AP-Gowen-Field-ANGB.726810_AMY_2024EPW | 45 | 70.0751 | 21.9835 | 2937.2763 | 611.4529 | 0 | 132.6857 | 0.29908 | 578.0686 | 578.0686 | 0.76667 | 0.97407 | 0.98708 | 0.98158 | 0.98707
03/18 04:00:00 | 3 | 18 | 4 | (VS)USA_ID_Boise-AP-Gowen-Field-ANGB.726810_AMY_2024EPW | 44 | 70.0887 | 26.5435 | 2986.6903 | 677.3352 | 0 | 137.0334 | 0.28583 | 703.0097 | 703.0097 | 0.9 | 0.94415 | 0.96447 | 0.96173 | 0.96711
03/18 05:00:00 | 3 | 18 | 5 | (VS)USA_ID_Boise-AP-Gowen-Field-ANGB.726810_AMY_2024EPW | 43 | 70.1079 | 30.0138 | 3408.0633 | 770.2299 | 0 | 126.1992 | 0.33065 | 816.6126 | 816.6126 | 0.98333 | 0.93376 | 0.95624 | 0.95459 | 0.96018
03/18 06:00:00 | 3 | 18 | 6 | (VS)USA_ID_Boise-AP-Gowen-Field-ANGB.726810_AMY_2024EPW | 43 | 70.0988 | 24.6657 | 3007.4667 | 668.2018 | 0 | 130.1673 | 0.2792 | 717.3285 | 717.3285 | 0.96667 | 0.93399 | 0.95673 | 0.9546 | 0.96029
03/18 07:00:00 | 3 | 18 | 7 | (VS)USA_ID_Boise-AP-Gowen-Field-ANGB.726810_AMY_2024EPW | 42 | 70.1063 | 29.6201 | 3586.7723 | 806.9793 | 0 | 117.5285 | 0.37341 | 840.2695 | 840.2695 | 1.0333 | 0.91526 | 0.94385 | 0.9421 | 0.94785
03/18 08:00:00 | 3 | 18 | 8 | (VS)USA_ID_Boise-AP-Gowen-Field-ANGB.726810_AMY_2024EPW | 40 | 70.0799 | 31.098 | 3405.7847 | 848.0486 | 0.045017 | 107.3943 | 0.39279 | 951.1006 | 951.1006 | 1.0833 | 0.88611 | 0.92163 | 0.92305 | 0.92855
03/18 09:00:00 | 3 | 18 | 9 | (VS)USA_ID_Boise-AP-Gowen-Field-ANGB.726810_AMY_2024EPW | 42 | 70.0977 | 32.0472 | 3803.1015 | 867.7617 | 0.010467 | 111.3349 | 0.41624 | 891.7898 | 891.7898 | 1.0667 | 0.91406 | 0.93948 | 0.94147 | 0.9471
03/18 10:00:00 | 3 | 18 | 10 | (VS)USA_ID_Boise-AP-Gowen-Field-ANGB.726810_AMY_2024EPW | 48 | 70.096 | 25.368 | 3140.7398 | 665.6071 | 0 | 110.0849 | 0.29309 | 619.5022 | 619.5022 | 0.9 | 1.018 | 1.0151 | 1.0114 | 1.0166
03/18 11:00:00 | 3 | 18 | 11 | (VS)USA_ID_Boise-AP-Gowen-Field-ANGB.726810_AMY_2024EPW | 53 | 70.0938 | 24.8078 | 3117.1443 | 632.7824 | 0 | 0 | 0.25872 | 517.0105 | 517.0105 | 0.85 | 1.111 | 1.0871 | 1.0747 | 1.0797
03/18 12:00:00 | 3 | 18 | 12 | (VS)USA_ID_Boise-AP-Gowen-Field-ANGB.726810_AMY_2024EPW | 56 | 70.0942 | 20.7267 | 2853.1195 | 556.597 | 0 | 0 | 0.25203 | 382.3049 | 382.3049 | 0.71667 | 1.1745 | 1.123 | 1.1179 | 1.1233
03/18 13:00:00 | 3 | 18 | 13 | (VS)USA_ID_Boise-AP-Gowen-Field-ANGB.726810_AMY_2024EPW | 60 | 70.1071 | 15.7525 | 2120.0664 | 419.4012 | 0 | 0 | 0.18991 | 264.0665 | 264.0665 | 0.58333 | 1.2496 | 1.1724 | 1.1695 | 1.1753
03/18 14:00:00 | 3 | 18 | 14 | (VS)USA_ID_Boise-AP-Gowen-Field-ANGB.726810_AMY_2024EPW | 63 | 70.0993 | 15.8708 | 2277.6409 | 446.7359 | 0 | 0 | 0.19603 | 213.2726 | 213.2726 | 0.55 | 1.3078 | 1.2399 | 1.2098 | 1.216
03/18 15:00:00 | 3 | 18 | 15 | (VS)USA_ID_Boise-AP-Gowen-Field-ANGB.726810_AMY_2024EPW | 65 | 70.1288 | 15.3901 | 2100.8618 | 422.9688 | 0 | 0 | 0.17116 | 186.6811 | 186.6811 | 0.58333 | 1.345 | 1.2694 | 1.2357 | 1.2422
03/18 16:00:00 | 3 | 18 | 16 | (VS)USA_ID_Boise-AP-Gowen-Field-ANGB.726810_AMY_2024EPW | 67 | 70.0724 | 8.9545 | 1173.3515 | 238.044 | 0 | 0 | 0.088235 | 92.5792 | 92.5792 | 0.31667 | 1.3815 | 1.298 | 1.2611 | 1.268
03/18 17:00:00 | 3 | 18 | 17 | (VS)USA_ID_Boise-AP-Gowen-Field-ANGB.726810_AMY_2024EPW | 67 | 70.1245 | 8.6731 | 1059.7542 | 216.0359 | 0 | 0 | 0.07368 | 92.6103 | 92.6103 | 0.3 | 1.3973 | 1.3111 | 1.272 | 1.2792
03/18 18:00:00 | 3 | 18 | 18 | (VS)USA_ID_Boise-AP-Gowen-Field-ANGB.726810_AMY_2024EPW | 68 | 70.0687 | 2.8566 | 344.4364 | 70.2079 | 0 | 0 | 0.022778 | 26.6798 | 26.6798 | 0.1 | 1.3905 | 1.3047 | 1.2671 | 1.2743
03/18 19:00:00 | 3 | 18 | 19 | (VS)USA_ID_Boise-AP-Gowen-Field-ANGB.726810_AMY_2024EPW | 69 | 70.1861 | 0 | 0 | 0 | 0 | 0 | 0 | 0 | 0 | 0 | 1.4225 | 1.3315 | 1.2895 | 1.297
03/18 20:00:00 | 3 | 18 | 20 | (VS)USA_ID_Boise-AP-Gowen-Field-ANGB.726810_AMY_2024EPW | 65 | 70.1778 | 5.7808 | 689.6084 | 140.712 | 0 | 0 | 0.049053 | 74.5147 | 74.5147 | 0.2 | 1.3737 | 1.2952 | 1.2555 | 1.2625
03/18 21:00:00 | 3 | 18 | 21 | (VS)USA_ID_Boise-AP-Gowen-Field-ANGB.726810_AMY_2024EPW | 61 | 70.107 | 2.9366 | 346.5029 | 70.494 | 0 | 0 | 0.026914 | 49.8682 | 49.8682 | 0.1 | 1.2913 | 1.2287 | 1.1982 | 1.2044
03/18 22:00:00 | 3 | 18 | 22 | (VS)USA_ID_Boise-AP-Gowen-Field-ANGB.726810_AMY_2024EPW | 57 | 70.1639 | 5.8016 | 637.7178 | 132.433 | 0 | 0 | 0.050128 | 121.6135 | 121.6135 | 0.2 | 1.2192 | 1.1739 | 1.1484 | 1.1542
03/18 23:00:00 | 3 | 18 | 23 | (VS)USA_ID_Boise-AP-Gowen-Field-ANGB.726810_AMY_2024EPW | 53 | 70.1361 | 8.9152 | 976.7171 | 205.9556 | 0 | 0 | 0.086204 | 223.4635 | 223.4635 | 0.3 | 1.1296 | 1.1044 | 1.0869 | 1.0924
03/18 24:00:00 | 3 | 18 | 24 | (VS)USA_ID_Boise-AP-Gowen-Field-ANGB.726810_AMY_2024EPW | 50 | 70.1309 | 9.1175 | 1009.134 | 215.3048 | 0 | 86.2862 | 0.096669 | 250.281 | 250.281 | 0.3 | 1.0727 | 1.0611 | 1.0482 | 1.0536
03/19 01:00:00 | 3 | 19 | 1 | (VS)USA_ID_Boise-AP-Gowen-Field-ANGB.726810_AMY_2024EPW | 48 | 70.134 | 15.3743 | 1690.6053 | 368.2235 | 0 | 165.9307 | 0.17035 | 440.9904 | 440.9904 | 0.55 | 1.0289 | 1.0292 | 1.0185 | 1.024
03/19 02:00:00 | 3 | 19 | 2 | (VS)USA_ID_Boise-AP-Gowen-Field-ANGB.726810_AMY_2024EPW | 47 | 70.1024 | 16.5869 | 1994.9456 | 420.8544 | 0 | 158.6139 | 0.19039 | 448.4288 | 448.4288 | 0.56667 | 1.0193 | 1.0233 | 1.0122 | 1.0175
03/19 03:00:00 | 3 | 19 | 3 | (VS)USA_ID_Boise-AP-Gowen-Field-ANGB.726810_AMY_2024EPW | 47 | 70.1084 | 16.888 | 2179.9293 | 456.4786 | 0 | 150.2693 | 0.24865 | 455.152 | 455.152 | 0.58333 | 1.0082 | 1.0119 | 1.0045 | 1.0099
03/19 04:00:00 | 3 | 19 | 4 | (VS)USA_ID_Boise-AP-Gowen-Field-ANGB.726810_AMY_2024EPW | 46 | 70.0785 | 21.3727 | 3034.9632 | 612.444 | 0 | 128.8691 | 0.35565 | 552.7634 | 552.7634 | 0.7 | 1 | 1.0061 | 0.99897 | 1.0044
03/19 05:00:00 | 3 | 19 | 5 | (VS)USA_ID_Boise-AP-Gowen-Field-ANGB.726810_AMY_2024EPW | 45 | 70.0767 | 21.2836 | 2742.7328 | 576.6767 | 0 | 138.7568 | 0.26782 | 568.5926 | 568.5926 | 0.76667 | 0.9813 | 0.99214 | 0.98648 | 0.99186
03/19 06:00:00 | 3 | 19 | 6 | (VS)USA_ID_Boise-AP-Gowen-Field-ANGB.726810_AMY_2024EPW | 44 | 70.0776 | 22.6831 | 2757.8483 | 604.9936 | 0 | 139.7003 | 0.24274 | 591.1541 | 591.1541 | 0.81667 | 0.95278 | 0.97108 | 0.96738 | 0.97278
03/19 07:00:00 | 3 | 19 | 7 | (VS)USA_ID_Boise-AP-Gowen-Field-ANGB.726810_AMY_2024EPW | 43 | 70.0821 | 21.9732 | 2796.2339 | 609.3074 | 0 | 135.9676 | 0.22984 | 611.2203 | 611.2203 | 0.85 | 0.93329 | 0.95622 | 0.95409 | 0.95972
03/19 08:00:00 | 3 | 19 | 8 | (VS)USA_ID_Boise-AP-Gowen-Field-ANGB.726810_AMY_2024EPW | 43 | 70.0908 | 25.74 | 3108.5904 | 691.3916 | 0 | 130.5736 | 0.29489 | 721.6735 | 721.6735 | 0.91667 | 0.92505 | 0.95027 | 0.94858 | 0.95424
03/19 09:00:00 | 3 | 19 | 9 | (VS)USA_ID_Boise-AP-Gowen-Field-ANGB.726810_AMY_2024EPW | 43 | 70.1039 | 24.2145 | 2806.1427 | 629.6644 | 0 | 136.5899 | 0.31463 | 711.6462 | 711.6462 | 0.85 | 0.93473 | 0.95574 | 0.95512 | 0.9607
03/19 10:00:00 | 3 | 19 | 10 | (VS)USA_ID_Boise-AP-Gowen-Field-ANGB.726810_AMY_2024EPW | 48 | 70.09 | 26.2271 | 3046.8861 | 664.4596 | 0 | 114.4303 | 0.27022 | 624.6925 | 624.6925 | 0.9 | 1.0165 | 1.0141 | 1.0106 | 1.0156
03/19 11:00:00 | 3 | 19 | 11 | (VS)USA_ID_Boise-AP-Gowen-Field-ANGB.726810_AMY_2024EPW | 54 | 70.0749 | 21.1325 | 3083.638 | 591.4366 | 0 | 0 | 0.2988 | 430.1931 | 430.1931 | 0.71667 | 1.1278 | 1.0852 | 1.086 | 1.0912
03/19 12:00:00 | 3 | 19 | 12 | (VS)USA_ID_Boise-AP-Gowen-Field-ANGB.726810_AMY_2024EPW | 58 | 70.1192 | 15.4741 | 1967.2722 | 394.339 | 0 | 0 | 0.17551 | 296.1 | 296.1 | 0.56667 | 1.2114 | 1.1139 | 1.1431 | 1.1487
03/19 13:00:00 | 3 | 19 | 13 | (VS)USA_ID_Boise-AP-Gowen-Field-ANGB.726810_AMY_2024EPW | 62 | 70.1211 | 15.6476 | 2134.3514 | 421.964 | 0 | 0 | 0.18448 | 238.56 | 238.56 | 0.55 | 1.2774 | 1.2163 | 1.1888 | 1.1947
03/19 14:00:00 | 3 | 19 | 14 | (VS)USA_ID_Boise-AP-Gowen-Field-ANGB.726810_AMY_2024EPW | 64 | 70.0923 | 13.0543 | 1963.815 | 388.6586 | 0 | 0 | 0.17532 | 161.9654 | 161.9654 | 0.5 | 1.3233 | 1.252 | 1.2206 | 1.2269
03/19 15:00:00 | 3 | 19 | 15 | (VS)USA_ID_Boise-AP-Gowen-Field-ANGB.726810_AMY_2024EPW | 66 | 70.1403 | 11.9656 | 1551.9655 | 315.1994 | 0 | 0 | 0.11901 | 140.3508 | 140.3508 | 0.43333 | 1.3599 | 1.2815 | 1.2462 | 1.2527
03/19 16:00:00 | 3 | 19 | 16 | (VS)USA_ID_Boise-AP-Gowen-Field-ANGB.726810_AMY_2024EPW | 67 | 70.1422 | 8.8113 | 1114.8873 | 227.5169 | 0 | 0 | 0.080826 | 91.4944 | 91.4944 | 0.31667 | 1.3903 | 1.305 | 1.2672 | 1.2742
03/19 17:00:00 | 3 | 19 | 17 | (VS)USA_ID_Boise-AP-Gowen-Field-ANGB.726810_AMY_2024EPW | 69 | 70.0522 | 2.8802 | 351.3286 | 71.8144 | 0 | 0 | 0.023997 | 28.1247 | 28.1247 | 0.1 | 1.4064 | 1.3182 | 1.2784 | 1.2856
03/19 18:00:00 | 3 | 19 | 18 | (VS)USA_ID_Boise-AP-Gowen-Field-ANGB.726810_AMY_2024EPW | 70 | 70.2627 | 2.8627 | 347.4637 | 71.0417 | 0 | 0 | 0.023094 | 25.6501 | 25.6501 | 0.1 | 1.4249 | 1.3329 | 1.2914 | 1.2988
03/19 19:00:00 | 3 | 19 | 19 | (VS)USA_ID_Boise-AP-Gowen-Field-ANGB.726810_AMY_2024EPW | 70 | 70.1764 | 0 | 0 | 0 | 0 | 0 | 0 | 0 | 0 | 0 | 1.4249 | 1.3334 | 1.2913 | 1.2987
03/19 20:00:00 | 3 | 19 | 20 | (VS)USA_ID_Boise-AP-Gowen-Field-ANGB.726810_AMY_2024EPW | 66 | 70.1303 | 2.8692 | 341.7891 | 69.8333 | 0 | 0 | 0.023433 | 32.585 | 32.585 | 0.1 | 1.398 | 1.313 | 1.2725 | 1.2796
03/19 21:00:00 | 3 | 19 | 21 | (VS)USA_ID_Boise-AP-Gowen-Field-ANGB.726810_AMY_2024EPW | 63 | 70.1388 | 2.8698 | 327.6778 | 67.0726 | 0 | 0 | 0.023459 | 44.7056 | 44.7056 | 0.1 | 1.3416 | 1.2692 | 1.2332 | 1.2398
03/19 22:00:00 | 3 | 19 | 22 | (VS)USA_ID_Boise-AP-Gowen-Field-ANGB.726810_AMY_2024EPW | 58 | 70.0853 | 2.9148 | 326.8694 | 67.5176 | 0 | 0 | 0.025791 | 59.0096 | 59.0096 | 0.1 | 1.2633 | 1.2082 | 1.1789 | 1.1849
03/19 23:00:00 | 3 | 19 | 23 | (VS)USA_ID_Boise-AP-Gowen-Field-ANGB.726810_AMY_2024EPW | 53 | 70.1381 | 12.0232 | 1352.0571 | 283.3457 | 0 | 0 | 0.12198 | 298.9575 | 298.9575 | 0.4 | 1.1296 | 1.1056 | 1.087 | 1.0924
03/19 24:00:00 | 3 | 19 | 24 | (VS)USA_ID_Boise-AP-Gowen-Field-ANGB.726810_AMY_2024EPW | 52 | 70.1194 | 12.929 | 1662.1127 | 335.399 | 0 | 0 | 0.16884 | 312.1897 | 312.1897 | 0.45 | 1.0931 | 1.073 | 1.0621 | 1.0674
03/20 01:00:00 | 3 | 20 | 1 | (VS)USA_ID_Boise-AP-Gowen-Field-ANGB.726810_AMY_2024EPW | 52 | 70.104 | 13.0127 | 1681.0324 | 340.3231 | 0 | 0 | 0.17317 | 312.9184 | 312.9184 | 0.46667 | 1.0944 | 1.0756 | 1.063 | 1.0683
03/20 02:00:00 | 3 | 20 | 2 | (VS)USA_ID_Boise-AP-Gowen-Field-ANGB.726810_AMY_2024EPW | 51 | 70.1143 | 16.1204 | 2030.9306 | 416.4408 | 0 | 0 | 0.20894 | 396.7884 | 396.7884 | 0.56667 | 1.0849 | 1.0756 | 1.0566 | 1.0618
03/20 03:00:00 | 3 | 20 | 3 | (VS)USA_ID_Boise-AP-Gowen-Field-ANGB.726810_AMY_2024EPW | 51 | 70.1033 | 16.2464 | 2068.6914 | 424.1129 | 0 | 0 | 0.21546 | 397.3165 | 397.3165 | 0.58333 | 1.0847 | 1.0756 | 1.0564 | 1.0617
03/20 04:00:00 | 3 | 20 | 4 | (VS)USA_ID_Boise-AP-Gowen-Field-ANGB.726810_AMY_2024EPW | 50 | 70.0834 | 24.2644 | 3206.259 | 646.4989 | 0 | 65.2041 | 0.31332 | 577.2952 | 577.2952 | 0.83333 | 1.0651 | 1.0591 | 1.0433 | 1.0484
03/20 05:00:00 | 3 | 20 | 5 | (VS)USA_ID_Boise-AP-Gowen-Field-ANGB.726810_AMY_2024EPW | 49 | 70.107 | 25.6257 | 3100.6643 | 653.4515 | 0 | 133.8673 | 0.25602 | 584.7928 | 584.7928 | 0.88333 | 1.0535 | 1.0451 | 1.0356 | 1.0406
03/20 06:00:00 | 3 | 20 | 6 | (VS)USA_ID_Boise-AP-Gowen-Field-ANGB.726810_AMY_2024EPW | 47 | 70.1002 | 24.7278 | 2925.365 | 629.88 | 0 | 140.8381 | 0.26153 | 631.1764 | 631.1764 | 0.86667 | 1.0105 | 1.0158 | 1.0064 | 1.0115
03/20 07:00:00 | 3 | 20 | 7 | (VS)USA_ID_Boise-AP-Gowen-Field-ANGB.726810_AMY_2024EPW | 44 | 70.0919 | 20.7017 | 2646.8045 | 566.6746 | 0 | 139.0536 | 0.25493 | 597.4532 | 597.4532 | 0.76667 | 0.953 | 0.97061 | 0.96732 | 0.97281
03/20 08:00:00 | 3 | 20 | 8 | (VS)USA_ID_Boise-AP-Gowen-Field-ANGB.726810_AMY_2024EPW | 44 | 70.0807 | 21.5735 | 2771.2901 | 599.137 | 0 | 136.2697 | 0.24613 | 605.2538 | 605.2538 | 0.81667 | 0.94327 | 0.9639 | 0.9608 | 0.96631
03/20 09:00:00 | 3 | 20 | 9 | (VS)USA_ID_Boise-AP-Gowen-Field-ANGB.726810_AMY_2024EPW | 44 | 70.0781 | 22.2747 | 2864.924 | 618.7729 | 0 | 135.3183 | 0.25582 | 598.7157 | 598.7157 | 0.83333 | 0.95006 | 0.96812 | 0.96537 | 0.97084
03/20 10:00:00 | 3 | 20 | 10 | (VS)USA_ID_Boise-AP-Gowen-Field-ANGB.726810_AMY_2024EPW | 48 | 70.0836 | 21.0736 | 2857.7461 | 581.4996 | 0 | 111.1675 | 0.28594 | 530.2594 | 530.2594 | 0.75 | 1.024 | 1.0203 | 1.0153 | 1.0205
03/20 11:00:00 | 3 | 20 | 11 | (VS)USA_ID_Boise-AP-Gowen-Field-ANGB.726810_AMY_2024EPW | 54 | 70.0696 | 21.0506 | 2986.177 | 575.1329 | 0 | 0 | 0.24437 | 430.4709 | 430.4709 | 0.71667 | 1.1262 | 1.0955 | 1.0849 | 1.0901
03/20 12:00:00 | 3 | 20 | 12 | (VS)USA_ID_Boise-AP-Gowen-Field-ANGB.726810_AMY_2024EPW | 59 | 70.1026 | 19.6983 | 2819.9141 | 549.177 | 0 | 0 | 0.26904 | 343.4309 | 343.4309 | 0.7 | 1.2195 | 1.1507 | 1.1488 | 1.1543
03/20 13:00:00 | 3 | 20 | 13 | (VS)USA_ID_Boise-AP-Gowen-Field-ANGB.726810_AMY_2024EPW | 64 | 70.0865 | 19.8614 | 3088.3271 | 602.9107 | 0 | 0 | 0.27747 | 247.5502 | 247.5502 | 0.7 | 1.3138 | 1.2437 | 1.2142 | 1.2202
03/20 14:00:00 | 3 | 20 | 14 | (VS)USA_ID_Boise-AP-Gowen-Field-ANGB.726810_AMY_2024EPW | 66 | 70.1088 | 15.4653 | 2163.2907 | 438.7617 | 0 | 0 | 0.17506 | 166.3302 | 166.3302 | 0.58333 | 1.3705 | 1.2902 | 1.2537 | 1.2602
03/20 15:00:00 | 3 | 20 | 15 | (VS)USA_ID_Boise-AP-Gowen-Field-ANGB.726810_AMY_2024EPW | 68 | 70.1054 | 15.5559 | 2257.1616 | 458.2644 | 0 | 0 | 0.17974 | 141.8051 | 141.8051 | 0.56667 | 1.3983 | 1.3115 | 1.2731 | 1.2799
03/20 16:00:00 | 3 | 20 | 16 | (VS)USA_ID_Boise-AP-Gowen-Field-ANGB.726810_AMY_2024EPW | 70 | 70.1634 | 8.5968 | 1050.2924 | 215.3708 | 0 | 0 | 0.069733 | 73.2145 | 73.2145 | 0.3 | 1.4288 | 1.3357 | 1.2943 | 1.3016
03/20 17:00:00 | 3 | 20 | 17 | (VS)USA_ID_Boise-AP-Gowen-Field-ANGB.726810_AMY_2024EPW | 71 | 70.142 | 5.7433 | 712.8438 | 146.5472 | 0 | 0 | 0.047112 | 43.3916 | 43.3916 | 0.2 | 1.4463 | 1.3498 | 1.3065 | 1.3141
03/20 18:00:00 | 3 | 20 | 18 | (VS)USA_ID_Boise-AP-Gowen-Field-ANGB.726810_AMY_2024EPW | 71 | 70.0269 | 0 | 0 | 0 | 0 | 0 | 0 | 0 | 0 | 0 | 1.4566 | 1.3587 | 1.3137 | 1.3215
03/20 19:00:00 | 3 | 20 | 19 | (VS)USA_ID_Boise-AP-Gowen-Field-ANGB.726810_AMY_2024EPW | 70 | 70.0053 | 2.8845 | 357.6026 | 73.3725 | 0 | 0 | 0.024221 | 25.391 | 25.391 | 0.1 | 1.4504 | 1.3544 | 1.3093 | 1.317
03/20 20:00:00 | 3 | 20 | 20 | (VS)USA_ID_Boise-AP-Gowen-Field-ANGB.726810_AMY_2024EPW | 67 | 70.1423 | 2.9104 | 360.4822 | 73.7017 | 0 | 0 | 0.025563 | 31.3852 | 31.3852 | 0.1 | 1.4099 | 1.3225 | 1.2809 | 1.2881
03/20 21:00:00 | 3 | 20 | 21 | (VS)USA_ID_Boise-AP-Gowen-Field-ANGB.726810_AMY_2024EPW | 62 | 70.1368 | 5.8002 | 671.3441 | 137.7052 | 0 | 0 | 0.050055 | 94.5146 | 94.5146 | 0.2 | 1.3249 | 1.2575 | 1.2217 | 1.228
03/20 22:00:00 | 3 | 20 | 22 | (VS)USA_ID_Boise-AP-Gowen-Field-ANGB.726810_AMY_2024EPW | 57 | 70.1499 | 8.664 | 937.5194 | 196.0843 | 0 | 0 | 0.073209 | 185.3088 | 185.3088 | 0.3 | 1.2142 | 1.1694 | 1.145 | 1.1507
03/20 23:00:00 | 3 | 20 | 23 | (VS)USA_ID_Boise-AP-Gowen-Field-ANGB.726810_AMY_2024EPW | 56 | 70.1187 | 9.0576 | 1066.5583 | 218.9845 | 0 | 0 | 0.093571 | 195.0004 | 195.0004 | 0.31667 | 1.177 | 1.1392 | 1.1195 | 1.1249
03/20 24:00:00 | 3 | 20 | 24 | (VS)USA_ID_Boise-AP-Gowen-Field-ANGB.726810_AMY_2024EPW | 56 | 70.12 | 12.0349 | 1409.7982 | 290.5825 | 0 | 0 | 0.12259 | 254.1277 | 254.1277 | 0.43333 | 1.1852 | 1.1448 | 1.1251 | 1.1306
03/21 01:00:00 | 3 | 21 | 1 | (VS)USA_ID_Boise-AP-Gowen-Field-ANGB.726810_AMY_2024EPW | 56 | 70.1381 | 14.4304 | 1549.755 | 324.9765 | 0 | 0 | 0.12152 | 317.6585 | 317.6585 | 0.46667 | 1.1872 | 1.1473 | 1.1265 | 1.1319
03/21 02:00:00 | 3 | 21 | 2 | (VS)USA_ID_Boise-AP-Gowen-Field-ANGB.726810_AMY_2024EPW | 56 | 70.1288 | 12.1359 | 1435.9474 | 295.7744 | 0 | 0 | 0.12782 | 260.7375 | 260.7375 | 0.45 | 1.1757 | 1.1384 | 1.1187 | 1.1241
03/21 03:00:00 | 3 | 21 | 3 | (VS)USA_ID_Boise-AP-Gowen-Field-ANGB.726810_AMY_2024EPW | 56 | 70.1168 | 12.5314 | 1591.9511 | 320.1691 | 0 | 0 | 0.14828 | 261.4189 | 261.4189 | 0.46667 | 1.1754 | 1.1382 | 1.1185 | 1.1239
03/21 04:00:00 | 3 | 21 | 4 | (VS)USA_ID_Boise-AP-Gowen-Field-ANGB.726810_AMY_2024EPW | 56 | 70.1511 | 14.6275 | 1608.7281 | 337.2045 | 0 | 0 | 0.13171 | 319.8483 | 319.8483 | 0.58333 | 1.1845 | 1.145 | 1.1248 | 1.1301
03/21 05:00:00 | 3 | 21 | 5 | (VS)USA_ID_Boise-AP-Gowen-Field-ANGB.726810_AMY_2024EPW | 56 | 70.1298 | 15.5117 | 1931.9326 | 389.0623 | 0 | 0 | 0.16099 | 324.785 | 324.785 | 0.58333 | 1.1783 | 1.1424 | 1.1205 | 1.1258
03/21 06:00:00 | 3 | 21 | 6 | (VS)USA_ID_Boise-AP-Gowen-Field-ANGB.726810_AMY_2024EPW | 52 | 70.1037 | 16.1685 | 2083.1767 | 422.5392 | 0 | 0 | 0.21143 | 376.2079 | 376.2079 | 0.58333 | 1.1146 | 1.1195 | 1.0769 | 1.0821
03/21 07:00:00 | 3 | 21 | 7 | (VS)USA_ID_Boise-AP-Gowen-Field-ANGB.726810_AMY_2024EPW | 51 | 70.0897 | 24.4722 | 3133.9309 | 636.9792 | 0 | 0 | 0.27796 | 562.1229 | 562.1229 | 0.85 | 1.0735 | 1.0606 | 1.049 | 1.0541
03/21 08:00:00 | 3 | 21 | 8 | (VS)USA_ID_Boise-AP-Gowen-Field-ANGB.726810_AMY_2024EPW | 50 | 70.0916 | 20.8794 | 2529.5407 | 528.5856 | 0 | 75.5346 | 0.19857 | 493.4379 | 493.4379 | 0.75 | 1.0646 | 1.0551 | 1.0433 | 1.0481
03/21 09:00:00 | 3 | 21 | 9 | (VS)USA_ID_Boise-AP-Gowen-Field-ANGB.726810_AMY_2024EPW | 49 | 70.0842 | 20.504 | 2743.5866 | 552.3833 | 0 | 137.03 | 0.25496 | 502.4351 | 502.4351 | 0.75 | 1.0533 | 1.0447 | 1.0351 | 1.0403
03/21 10:00:00 | 3 | 21 | 10 | (VS)USA_ID_Boise-AP-Gowen-Field-ANGB.726810_AMY_2024EPW | 52 | 70.0818 | 23.4599 | 2854.6472 | 585.0206 | 0 | 0 | 0.24529 | 531.3464 | 531.3464 | 0.78333 | 1.0985 | 1.076 | 1.066 | 1.0711
03/21 11:00:00 | 3 | 21 | 11 | (VS)USA_ID_Boise-AP-Gowen-Field-ANGB.726810_AMY_2024EPW | 54 | 70.1083 | 21.6154 | 2837.8609 | 565.3796 | 0 | 0 | 0.23052 | 421.1571 | 421.1571 | 0.76667 | 1.1376 | 1.1093 | 1.0929 | 1.0979
03/21 12:00:00 | 3 | 21 | 12 | (VS)USA_ID_Boise-AP-Gowen-Field-ANGB.726810_AMY_2024EPW | 55 | 70.095 | 24.1295 | 3130.5876 | 626.6548 | 0 | 0 | 0.25887 | 470.4086 | 470.4086 | 0.86667 | 1.1557 | 1.1209 | 1.1052 | 1.1103
03/21 13:00:00 | 3 | 21 | 13 | (VS)USA_ID_Boise-AP-Gowen-Field-ANGB.726810_AMY_2024EPW | 58 | 70.0998 | 23.8732 | 3174.5049 | 624.0263 | 0 | 0 | 0.24759 | 418.1355 | 418.1355 | 0.83333 | 1.2022 | 1.1528 | 1.1372 | 1.1424
03/21 14:00:00 | 3 | 21 | 14 | (VS)USA_ID_Boise-AP-Gowen-Field-ANGB.726810_AMY_2024EPW | 60 | 70.0869 | 20.5374 | 3059.8632 | 581.9454 | 0 | 0 | 0.27051 | 320.3033 | 320.3033 | 0.7 | 1.2417 | 1.1843 | 1.1641 | 1.1698
03/21 15:00:00 | 3 | 21 | 15 | (VS)USA_ID_Boise-AP-Gowen-Field-ANGB.726810_AMY_2024EPW | 61 | 70.0959 | 19.5724 | 2867.9021 | 558.4654 | 0 | 0 | 0.26252 | 293.2888 | 293.2888 | 0.7 | 1.2705 | 1.2104 | 1.184 | 1.1898
03/21 16:00:00 | 3 | 21 | 16 | (VS)USA_ID_Boise-AP-Gowen-Field-ANGB.726810_AMY_2024EPW | 61 | 70.1343 | 12.1781 | 1562.3708 | 313.0681 | 0 | 0 | 0.13 | 196.9055 | 196.9055 | 0.46667 | 1.2731 | 1.2143 | 1.1859 | 1.1917
03/21 17:00:00 | 3 | 21 | 17 | (VS)USA_ID_Boise-AP-Gowen-Field-ANGB.726810_AMY_2024EPW | 61 | 70.108 | 12.3351 | 1589.0004 | 320.8237 | 0 | 0 | 0.13812 | 205.2252 | 205.2252 | 0.5 | 1.2613 | 1.2042 | 1.1776 | 1.1835
03/21 18:00:00 | 3 | 21 | 18 | (VS)USA_ID_Boise-AP-Gowen-Field-ANGB.726810_AMY_2024EPW | 62 | 70.1618 | 11.565 | 1322.1339 | 270.7695 | 0 | 0 | 0.098281 | 193.3551 | 193.3551 | 0.38333 | 1.2796 | 1.2179 | 1.1902 | 1.1962
03/21 19:00:00 | 3 | 21 | 19 | (VS)USA_ID_Boise-AP-Gowen-Field-ANGB.726810_AMY_2024EPW | 61 | 70.2448 | 3.0644 | 395.2092 | 79.2009 | 0 | 0 | 0.033526 | 49.0271 | 49.0271 | 0.11667 | 1.2809 | 1.2204 | 1.191 | 1.1971
03/21 20:00:00 | 3 | 21 | 20 | (VS)USA_ID_Boise-AP-Gowen-Field-ANGB.726810_AMY_2024EPW | 58 | 70.1239 | 14.5941 | 1651.2152 | 339.5478 | 0 | 0 | 0.12998 | 282.0373 | 282.0373 | 0.46667 | 1.2287 | 1.1802 | 1.155 | 1.1607
03/21 21:00:00 | 3 | 21 | 21 | (VS)USA_ID_Boise-AP-Gowen-Field-ANGB.726810_AMY_2024EPW | 56 | 70.1123 | 9.3871 | 1192.9129 | 240.0502 | 0 | 0 | 0.11061 | 189.2517 | 189.2517 | 0.35 | 1.1878 | 1.148 | 1.1269 | 1.1324
03/21 22:00:00 | 3 | 21 | 22 | (VS)USA_ID_Boise-AP-Gowen-Field-ANGB.726810_AMY_2024EPW | 54 | 70.1167 | 12.0442 | 1381.1505 | 287.0724 | 0 | 0 | 0.12307 | 278.9307 | 278.9307 | 0.41667 | 1.144 | 1.1154 | 1.0969 | 1.1023
03/21 23:00:00 | 3 | 21 | 23 | (VS)USA_ID_Boise-AP-Gowen-Field-ANGB.726810_AMY_2024EPW | 51 | 70.101 | 16.0544 | 2018.3828 | 411.8825 | 0 | 0 | 0.20553 | 394.728 | 394.728 | 0.53333 | 1.0856 | 1.0724 | 1.057 | 1.0623
03/21 24:00:00 | 3 | 21 | 24 | (VS)USA_ID_Boise-AP-Gowen-Field-ANGB.726810_AMY_2024EPW | 50 | 70.114 | 16.4309 | 2037.3739 | 419.8247 | 0 | 0 | 0.20283 | 409.3803 | 409.3803 | 0.56667 | 1.0647 | 1.0614 | 1.0429 | 1.0482
03/22 01:00:00 | 3 | 22 | 1 | (VS)USA_ID_Boise-AP-Gowen-Field-ANGB.726810_AMY_2024EPW | 49 | 70.1161 | 16.3058 | 2029.0879 | 424.6212 | 0 | 156.2933 | 0.21853 | 425.9685 | 425.9685 | 0.58333 | 1.0476 | 1.0534 | 1.0312 | 1.0365
03/22 02:00:00 | 3 | 22 | 2 | (VS)USA_ID_Boise-AP-Gowen-Field-ANGB.726810_AMY_2024EPW | 48 | 70.0727 | 21.5599 | 3190.9339 | 625.0961 | 0 | 126.9328 | 0.36534 | 523.3825 | 523.3825 | 0.7 | 1.0277 | 1.0263 | 1.0177 | 1.023
03/22 03:00:00 | 3 | 22 | 3 | (VS)USA_ID_Boise-AP-Gowen-Field-ANGB.726810_AMY_2024EPW | 48 | 70.0918 | 25.2212 | 3030.8463 | 645.4165 | 0 | 139.3692 | 0.27662 | 608.4993 | 608.4993 | 0.86667 | 1.0271 | 1.0256 | 1.0176 | 1.0227
03/22 04:00:00 | 3 | 22 | 4 | (VS)USA_ID_Boise-AP-Gowen-Field-ANGB.726810_AMY_2024EPW | 48 | 70.1194 | 22.7595 | 2854.4651 | 590.8518 | 0 | 139.5209 | 0.3024 | 601.8882 | 601.8882 | 0.81667 | 1.0356 | 1.0313 | 1.0231 | 1.0284
03/22 05:00:00 | 3 | 22 | 5 | (VS)USA_ID_Boise-AP-Gowen-Field-ANGB.726810_AMY_2024EPW | 49 | 70.1046 | 26.7946 | 3370.7901 | 694.7647 | 0 | 130.5966 | 0.33638 | 663.0341 | 663.0341 | 0.95 | 1.0539 | 1.0448 | 1.0356 | 1.0407
03/22 06:00:00 | 3 | 22 | 6 | (VS)USA_ID_Boise-AP-Gowen-Field-ANGB.726810_AMY_2024EPW | 48 | 70.1149 | 23.6148 | 2942.8076 | 613.4039 | 0 | 138.675 | 0.29725 | 603.5908 | 603.5908 | 0.83333 | 1.036 | 1.0337 | 1.0235 | 1.0286
03/22 07:00:00 | 3 | 22 | 7 | (VS)USA_ID_Boise-AP-Gowen-Field-ANGB.726810_AMY_2024EPW | 46 | 70.0978 | 27.7438 | 3556.5572 | 749.8836 | 0 | 121.4794 | 0.33103 | 735.3093 | 735.3093 | 1.0333 | 0.99858 | 1.0051 | 0.99806 | 1.0034
03/22 08:00:00 | 3 | 22 | 8 | (VS)USA_ID_Boise-AP-Gowen-Field-ANGB.726810_AMY_2024EPW | 45 | 70.088 | 27.4096 | 3684.9227 | 774.3604 | 0 | 117.8509 | 0.39001 | 663.2939 | 663.2939 | 0.93333 | 0.97974 | 0.9909 | 0.98546 | 0.99082
03/22 09:00:00 | 3 | 22 | 9 | (VS)USA_ID_Boise-AP-Gowen-Field-ANGB.726810_AMY_2024EPW | 47 | 70.08 | 30.7174 | 4189.8592 | 867.9344 | 0 | 107.5184 | 0.42575 | 730.8798 | 730.8798 | 1.0667 | 0.99773 | 1.002 | 0.99759 | 1.0029
03/22 10:00:00 | 3 | 22 | 10 | (VS)USA_ID_Boise-AP-Gowen-Field-ANGB.726810_AMY_2024EPW | 50 | 70.1062 | 24.6236 | 3204.126 | 653.2558 | 0 | 63.5076 | 0.27395 | 566.353 | 566.353 | 0.88333 | 1.063 | 1.0507 | 1.0419 | 1.047
03/22 11:00:00 | 3 | 22 | 11 | (VS)USA_ID_Boise-AP-Gowen-Field-ANGB.726810_AMY_2024EPW | 55 | 70.0957 | 24.4712 | 3104.351 | 629.15 | 0 | 0 | 0.24881 | 477.8087 | 477.8087 | 0.88333 | 1.1463 | 1.1107 | 1.0989 | 1.1039
03/22 12:00:00 | 3 | 22 | 12 | (VS)USA_ID_Boise-AP-Gowen-Field-ANGB.726810_AMY_2024EPW | 57 | 70.0749 | 20.9136 | 3193.4684 | 602.1857 | 0 | 0 | 0.30763 | 356.3435 | 356.3435 | 0.71667 | 1.2034 | 1.1536 | 1.1377 | 1.1432
03/22 13:00:00 | 3 | 22 | 13 | (VS)USA_ID_Boise-AP-Gowen-Field-ANGB.726810_AMY_2024EPW | 60 | 70.1178 | 19.1697 | 2645.5345 | 520.1887 | 0 | 0 | 0.24169 | 324.9322 | 324.9322 | 0.66667 | 1.2393 | 1.1804 | 1.1624 | 1.1681
03/22 14:00:00 | 3 | 22 | 14 | (VS)USA_ID_Boise-AP-Gowen-Field-ANGB.726810_AMY_2024EPW | 62 | 70.12 | 15.2765 | 1980.2327 | 396.4607 | 0 | 0 | 0.16528 | 236.9091 | 236.9091 | 0.56667 | 1.2786 | 1.2175 | 1.1896 | 1.1955
03/22 15:00:00 | 3 | 22 | 15 | (VS)USA_ID_Boise-AP-Gowen-Field-ANGB.726810_AMY_2024EPW | 64 | 70.1075 | 12.8861 | 1895.2226 | 373.6056 | 0 | 0 | 0.16662 | 165.6987 | 165.6987 | 0.46667 | 1.3136 | 1.2442 | 1.214 | 1.2201
03/22 16:00:00 | 3 | 22 | 16 | (VS)USA_ID_Boise-AP-Gowen-Field-ANGB.726810_AMY_2024EPW | 65 | 70.1343 | 11.7404 | 1457.643 | 296.0481 | 0 | 0 | 0.10735 | 144.3704 | 144.3704 | 0.41667 | 1.353 | 1.2753 | 1.2413 | 1.2478
03/22 17:00:00 | 3 | 22 | 17 | (VS)USA_ID_Boise-AP-Gowen-Field-ANGB.726810_AMY_2024EPW | 66 | 70.1253 | 5.8161 | 711.1298 | 145.2012 | 0 | 0 | 0.050879 | 67.0359 | 67.0359 | 0.2 | 1.3708 | 1.2897 | 1.2536 | 1.2604
03/22 18:00:00 | 3 | 22 | 18 | (VS)USA_ID_Boise-AP-Gowen-Field-ANGB.726810_AMY_2024EPW | 66 | 70.1543 | 5.7525 | 682.0399 | 139.5105 | 0 | 0 | 0.047592 | 69.5757 | 69.5757 | 0.2 | 1.3701 | 1.2902 | 1.2531 | 1.2598
03/22 19:00:00 | 3 | 22 | 19 | (VS)USA_ID_Boise-AP-Gowen-Field-ANGB.726810_AMY_2024EPW | 65 | 70.4623 | 0 | 0 | 0 | 0 | 0 | 0 | 0 | 0 | 0 | 1.3521 | 1.2756 | 1.2406 | 1.2471
03/22 20:00:00 | 3 | 22 | 20 | (VS)USA_ID_Boise-AP-Gowen-Field-ANGB.726810_AMY_2024EPW | 64 | 70.3153 | 2.9126 | 347.0942 | 70.859 | 0 | 0 | 0.025673 | 41.8271 | 41.8271 | 0.1 | 1.3425 | 1.2686 | 1.2339 | 1.2403
03/22 21:00:00 | 3 | 22 | 21 | (VS)USA_ID_Boise-AP-Gowen-Field-ANGB.726810_AMY_2024EPW | 59 | 70.1323 | 8.7928 | 1004.3522 | 206.4439 | 0 | 0 | 0.079871 | 170.991 | 170.991 | 0.3 | 1.2582 | 1.2051 | 1.1754 | 1.1813
03/22 22:00:00 | 3 | 22 | 22 | (VS)USA_ID_Boise-AP-Gowen-Field-ANGB.726810_AMY_2024EPW | 56 | 70.1287 | 9.136 | 1099.4202 | 223.638 | 0 | 0 | 0.097624 | 196.7889 | 196.7889 | 0.3 | 1.1775 | 1.1394 | 1.1198 | 1.1252
03/22 23:00:00 | 3 | 22 | 23 | (VS)USA_ID_Boise-AP-Gowen-Field-ANGB.726810_AMY_2024EPW | 56 | 70.1743 | 8.6889 | 938.9584 | 196.8552 | 0 | 0 | 0.074496 | 191.2627 | 191.2627 | 0.3 | 1.1848 | 1.1445 | 1.1248 | 1.1303
03/22 24:00:00 | 3 | 22 | 24 | (VS)USA_ID_Boise-AP-Gowen-Field-ANGB.726810_AMY_2024EPW | 58 | 70.1308 | 12.0023 | 1434.7012 | 292.1538 | 0 | 0 | 0.1209 | 234.1042 | 234.1042 | 0.4 | 1.2122 | 1.1651 | 1.1437 | 1.1492
03/23 01:00:00 | 3 | 23 | 1 | (VS)USA_ID_Boise-AP-Gowen-Field-ANGB.726810_AMY_2024EPW | 58 | 70.1175 | 12.2209 | 1530.2882 | 307.4781 | 0 | 0 | 0.13221 | 228.4125 | 228.4125 | 0.4 | 1.2233 | 1.1748 | 1.1513 | 1.1569
03/23 02:00:00 | 3 | 23 | 2 | (VS)USA_ID_Boise-AP-Gowen-Field-ANGB.726810_AMY_2024EPW | 58 | 70.0947 | 12.7745 | 1725.4162 | 343.6715 | 0 | 0 | 0.16085 | 228.3918 | 228.3918 | 0.48333 | 1.2211 | 1.1727 | 1.1499 | 1.1554
03/23 03:00:00 | 3 | 23 | 3 | (VS)USA_ID_Boise-AP-Gowen-Field-ANGB.726810_AMY_2024EPW | 59 | 70.1183 | 15.2461 | 1903.712 | 384.3812 | 0 | 0 | 0.16371 | 277.8341 | 277.8341 | 0.53333 | 1.2319 | 1.1815 | 1.1574 | 1.1629
03/23 04:00:00 | 3 | 23 | 4 | (VS)USA_ID_Boise-AP-Gowen-Field-ANGB.726810_AMY_2024EPW | 57 | 70.1464 | 11.6573 | 1283.2324 | 267.6366 | 0 | 0 | 0.10306 | 252.6602 | 252.6602 | 0.38333 | 1.2 | 1.1584 | 1.1353 | 1.1408
03/23 05:00:00 | 3 | 23 | 5 | (VS)USA_ID_Boise-AP-Gowen-Field-ANGB.726810_AMY_2024EPW | 55 | 70.1478 | 12.0465 | 1402.3413 | 288.6292 | 0 | 0 | 0.12319 | 271.7957 | 271.7957 | 0.4 | 1.1593 | 1.1254 | 1.1073 | 1.1127
03/23 06:00:00 | 3 | 23 | 6 | (VS)USA_ID_Boise-AP-Gowen-Field-ANGB.726810_AMY_2024EPW | 54 | 70.108 | 14.9557 | 1689.4605 | 352.7781 | 0 | 0 | 0.14869 | 353.8465 | 353.8465 | 0.5 | 1.1419 | 1.1128 | 1.0954 | 1.1007
03/23 07:00:00 | 3 | 23 | 7 | (VS)USA_ID_Boise-AP-Gowen-Field-ANGB.726810_AMY_2024EPW | 53 | 70.1276 | 12.4576 | 1476.6774 | 309.3602 | 0 | 0 | 0.14446 | 302.5349 | 302.5349 | 0.5 | 1.112 | 1.0937 | 1.0751 | 1.0803
03/23 08:00:00 | 3 | 23 | 8 | (VS)USA_ID_Boise-AP-Gowen-Field-ANGB.726810_AMY_2024EPW | 52 | 70.1158 | 16.1393 | 2061.0789 | 418.7082 | 0 | 0 | 0.20992 | 390.7123 | 390.7123 | 0.58333 | 1.0934 | 1.0929 | 1.0624 | 1.0676
03/23 09:00:00 | 3 | 23 | 9 | (VS)USA_ID_Boise-AP-Gowen-Field-ANGB.726810_AMY_2024EPW | 47 | 70.1177 | 26.5348 | 3195.6328 | 679.6325 | 0 | 113.8989 | 0.30916 | 716.7861 | 716.7861 | 0.93333 | 1.0201 | 1.0246 | 1.0127 | 1.018
03/23 10:00:00 | 3 | 23 | 10 | (VS)USA_ID_Boise-AP-Gowen-Field-ANGB.726810_AMY_2024EPW | 42 | 70.0769 | 28.6216 | 3593.1221 | 810.1824 | 8.5818 | 109.5984 | 0.40827 | 811.0895 | 811.0895 | 1 | 0.91482 | 0.94475 | 0.94196 | 0.94752
03/23 11:00:00 | 3 | 23 | 11 | (VS)USA_ID_Boise-AP-Gowen-Field-ANGB.726810_AMY_2024EPW | 39 | 70.0961 | 36.0582 | 3524.841 | 901.5997 | 35.2107 | 102.8298 | 0.37327 | 1181.3348 | 1181.3348 | 1.2333 | 0.86624 | 0.90718 | 0.90972 | 0.91531
03/23 12:00:00 | 3 | 23 | 12 | (VS)USA_ID_Boise-AP-Gowen-Field-ANGB.726810_AMY_2024EPW | 41 | 70.0451 | 46.4575 | 4466.3224 | 1103.5188 | 29.271 | 100 | 0.38916 | 945.2988 | 945.2988 | 1.5 | 0.88571 | 0.92105 | 0.92263 | 0.92828
03/23 13:00:00 | 3 | 23 | 13 | (VS)USA_ID_Boise-AP-Gowen-Field-ANGB.726810_AMY_2024EPW | 44 | 70.0872 | 32.0687 | 4062.4183 | 888.3298 | 0 | 109.7874 | 0.3416 | 802.4425 | 802.4425 | 1.15 | 0.94168 | 0.96114 | 0.96001 | 0.96532
03/23 14:00:00 | 3 | 23 | 14 | (VS)USA_ID_Boise-AP-Gowen-Field-ANGB.726810_AMY_2024EPW | 46 | 70.1043 | 23.2348 | 2889.9918 | 618.0787 | 0 | 134.698 | 0.3104 | 653.2783 | 653.2783 | 0.85 | 0.98771 | 0.99505 | 0.99071 | 0.99603
03/23 15:00:00 | 3 | 23 | 15 | (VS)USA_ID_Boise-AP-Gowen-Field-ANGB.726810_AMY_2024EPW | 49 | 70.1119 | 28.1172 | 3346.4347 | 712.438 | 0 | 127.7423 | 0.27417 | 683.651 | 683.651 | 0.98333 | 1.034 | 1.0294 | 1.0223 | 1.0273
03/23 16:00:00 | 3 | 23 | 16 | (VS)USA_ID_Boise-AP-Gowen-Field-ANGB.726810_AMY_2024EPW | 51 | 70.0923 | 20.1437 | 2519.4392 | 517.6783 | 0 | 0 | 0.24537 | 477.2874 | 477.2874 | 0.7 | 1.0731 | 1.0588 | 1.0487 | 1.0538
03/23 17:00:00 | 3 | 23 | 17 | (VS)USA_ID_Boise-AP-Gowen-Field-ANGB.726810_AMY_2024EPW | 52 | 70.1066 | 16.1487 | 2070.1576 | 419.3992 | 0 | 0 | 0.21041 | 385.2615 | 385.2615 | 0.56667 | 1.0919 | 1.0618 | 1.0614 | 1.0666
03/23 18:00:00 | 3 | 23 | 18 | (VS)USA_ID_Boise-AP-Gowen-Field-ANGB.726810_AMY_2024EPW | 52 | 70.1042 | 15.601 | 1865.8754 | 387.1902 | 0 | 0 | 0.18208 | 384.7258 | 384.7258 | 0.55 | 1.0933 | 1.0682 | 1.0623 | 1.0675
03/23 19:00:00 | 3 | 23 | 19 | (VS)USA_ID_Boise-AP-Gowen-Field-ANGB.726810_AMY_2024EPW | 48 | 70.1027 | 16.8733 | 2014.6219 | 433.6713 | 0 | 131.1637 | 0.2015 | 442.1115 | 442.1115 | 0.63333 | 1.0309 | 1.0554 | 1.02 | 1.0253
03/23 20:00:00 | 3 | 23 | 20 | (VS)USA_ID_Boise-AP-Gowen-Field-ANGB.726810_AMY_2024EPW | 46 | 70.0941 | 25.2023 | 3119.1615 | 670.6477 | 0 | 132.4661 | 0.28208 | 660.9913 | 660.9913 | 0.88333 | 0.97957 | 0.98989 | 0.98539 | 0.99065
03/23 21:00:00 | 3 | 23 | 21 | (VS)USA_ID_Boise-AP-Gowen-Field-ANGB.726810_AMY_2024EPW | 44 | 70.1213 | 26.3984 | 3011.0333 | 672.77 | 0 | 133.8156 | 0.31915 | 789.5432 | 789.5432 | 0.93333 | 0.95343 | 0.97281 | 0.96772 | 0.97313
03/23 22:00:00 | 3 | 23 | 22 | (VS)USA_ID_Boise-AP-Gowen-Field-ANGB.726810_AMY_2024EPW | 42 | 70.108 | 22.9813 | 2641.6781 | 604.2137 | 0 | 137.226 | 0.31387 | 732.4868 | 732.4868 | 0.85 | 0.91621 | 0.94334 | 0.94263 | 0.94831
03/23 23:00:00 | 3 | 23 | 23 | (VS)USA_ID_Boise-AP-Gowen-Field-ANGB.726810_AMY_2024EPW | 43 | 70.1258 | 25.883 | 2963.3121 | 666.9773 | 0 | 132.204 | 0.33898 | 813.0129 | 813.0129 | 0.9 | 0.93422 | 0.95512 | 0.95471 | 0.96029
03/23 24:00:00 | 3 | 23 | 24 | (VS)USA_ID_Boise-AP-Gowen-Field-ANGB.726810_AMY_2024EPW | 43 | 70.1007 | 23.711 | 2890.9473 | 644.57 | 0 | 130.7488 | 0.28562 | 710.5114 | 710.5114 | 0.91667 | 0.93467 | 0.95835 | 0.95501 | 0.96058
03/24 01:00:00 | 3 | 24 | 1 | (VS)USA_ID_Boise-AP-Gowen-Field-ANGB.726810_AMY_2024EPW | 43 | 70.108 | 28.4753 | 3510.0585 | 781.3544 | 0 | 118.0211 | 0.32997 | 823.1991 | 823.1991 | 1.0333 | 0.92383 | 0.9487 | 0.94779 | 0.95337
03/24 02:00:00 | 3 | 24 | 2 | (VS)USA_ID_Boise-AP-Gowen-Field-ANGB.726810_AMY_2024EPW | 43 | 70.1008 | 24.1427 | 2942.8541 | 658.6681 | 0 | 129.9995 | 0.3216 | 719.7937 | 719.7937 | 0.86667 | 0.9242 | 0.9498 | 0.94801 | 0.9536
03/24 03:00:00 | 3 | 24 | 3 | (VS)USA_ID_Boise-AP-Gowen-Field-ANGB.726810_AMY_2024EPW | 42 | 70.0904 | 24.7798 | 3045.3137 | 694.4108 | 1.1228 | 124.1122 | 0.29003 | 738.9513 | 738.9513 | 0.96667 | 0.9057 | 0.93649 | 0.93561 | 0.94131
03/24 04:00:00 | 3 | 24 | 4 | (VS)USA_ID_Boise-AP-Gowen-Field-ANGB.726810_AMY_2024EPW | 41 | 70.1063 | 31.7211 | 3205.7385 | 795.1879 | 32.4276 | 111.1597 | 0.39238 | 1149.7337 | 1149.7337 | 1.0833 | 0.8948 | 0.92752 | 0.92864 | 0.93417
03/24 05:00:00 | 3 | 24 | 5 | (VS)USA_ID_Boise-AP-Gowen-Field-ANGB.726810_AMY_2024EPW | 40 | 70.0871 | 28.9749 | 3011.1278 | 748.7815 | 39.5227 | 110.5448 | 0.39695 | 1029.5179 | 1029.5179 | 1.0167 | 0.88485 | 0.92075 | 0.92199 | 0.92758
03/24 06:00:00 | 3 | 24 | 6 | (VS)USA_ID_Boise-AP-Gowen-Field-ANGB.726810_AMY_2024EPW | 40 | 70.1067 | 31.87 | 3159.3927 | 791.1524 | 41.2752 | 109.7355 | 0.39901 | 1175.7165 | 1175.7165 | 1.0833 | 0.8844 | 0.91931 | 0.9217 | 0.92727
03/24 07:00:00 | 3 | 24 | 7 | (VS)USA_ID_Boise-AP-Gowen-Field-ANGB.726810_AMY_2024EPW | 42 | 70.0936 | 24.7329 | 3057.0256 | 695.6746 | 0 | 124.3113 | 0.28893 | 737.8714 | 737.8714 | 0.96667 | 0.90521 | 0.93482 | 0.93529 | 0.94098
03/24 08:00:00 | 3 | 24 | 8 | (VS)USA_ID_Boise-AP-Gowen-Field-ANGB.726810_AMY_2024EPW | 42 | 70.1128 | 27.5293 | 3317.4225 | 749.2669 | 0 | 121.2051 | 0.29181 | 831.116 | 831.116 | 1.0333 | 0.91552 | 0.94307 | 0.94219 | 0.94781
03/24 09:00:00 | 3 | 24 | 9 | (VS)USA_ID_Boise-AP-Gowen-Field-ANGB.726810_AMY_2024EPW | 43 | 70.0883 | 25.4388 | 3258.2228 | 724.0176 | 0 | 120.7305 | 0.32306 | 718.9481 | 718.9481 | 0.96667 | 0.92392 | 0.94866 | 0.94784 | 0.95344
03/24 10:00:00 | 3 | 24 | 10 | (VS)USA_ID_Boise-AP-Gowen-Field-ANGB.726810_AMY_2024EPW | 44 | 70.1037 | 28.9996 | 3657.1428 | 800.7816 | 0 | 116.1207 | 0.35706 | 799.3786 | 799.3786 | 1.0333 | 0.94239 | 0.96215 | 0.96026 | 0.96577
03/24 11:00:00 | 3 | 24 | 11 | (VS)USA_ID_Boise-AP-Gowen-Field-ANGB.726810_AMY_2024EPW | 45 | 70.0755 | 27.1723 | 3742.3736 | 786.5101 | 0 | 113.4839 | 0.39479 | 667.9991 | 667.9991 | 0.96667 | 0.9709 | 0.98261 | 0.97947 | 0.98486
03/24 12:00:00 | 3 | 24 | 12 | (VS)USA_ID_Boise-AP-Gowen-Field-ANGB.726810_AMY_2024EPW | 47 | 70.0946 | 29.6687 | 3983.3162 | 827.4622 | 0 | 112.6429 | 0.38541 | 728.6045 | 728.6045 | 1.0333 | 0.99795 | 1.0034 | 0.9977 | 1.003
03/24 13:00:00 | 3 | 24 | 13 | (VS)USA_ID_Boise-AP-Gowen-Field-ANGB.726810_AMY_2024EPW | 47 | 70.0743 | 26.8469 | 3827.8956 | 776.123 | 0 | 114.4343 | 0.38305 | 616.876 | 616.876 | 0.96667 | 1.0166 | 1.0172 | 1.0103 | 1.0156
03/24 14:00:00 | 3 | 24 | 14 | (VS)USA_ID_Boise-AP-Gowen-Field-ANGB.726810_AMY_2024EPW | 48 | 70.0959 | 29.0485 | 3987.7666 | 807.3062 | 0 | 114.6651 | 0.3604 | 680.6716 | 680.6716 | 1.0333 | 1.0352 | 1.0313 | 1.0229 | 1.0281
03/24 15:00:00 | 3 | 24 | 15 | (VS)USA_ID_Boise-AP-Gowen-Field-ANGB.726810_AMY_2024EPW | 49 | 70.0843 | 25.0387 | 3545.4895 | 707.8093 | 0 | 119.2239 | 0.30427 | 575.3004 | 575.3004 | 0.96667 | 1.054 | 1.0454 | 1.0356 | 1.0408
03/24 16:00:00 | 3 | 24 | 16 | (VS)USA_ID_Boise-AP-Gowen-Field-ANGB.726810_AMY_2024EPW | 51 | 70.1134 | 26.5067 | 3548.2314 | 707.2257 | 0 | 0 | 0.32174 | 621.7646 | 621.7646 | 0.95 | 1.0828 | 1.0666 | 1.0551 | 1.0603
03/24 17:00:00 | 3 | 24 | 17 | (VS)USA_ID_Boise-AP-Gowen-Field-ANGB.726810_AMY_2024EPW | 54 | 70.0913 | 24.4609 | 3328.0848 | 654.659 | 0 | 0 | 0.31843 | 489.8821 | 489.8821 | 0.85 | 1.1297 | 1.1015 | 1.0872 | 1.0925
03/24 18:00:00 | 3 | 24 | 18 | (VS)USA_ID_Boise-AP-Gowen-Field-ANGB.726810_AMY_2024EPW | 54 | 70.1011 | 23.7652 | 3201.0179 | 627.0264 | 0 | 0 | 0.28731 | 476.419 | 476.419 | 0.8 | 1.1413 | 1.1162 | 1.0951 | 1.1004
03/24 19:00:00 | 3 | 24 | 19 | (VS)USA_ID_Boise-AP-Gowen-Field-ANGB.726810_AMY_2024EPW | 53 | 70.2186 | 6.4906 | 848.0558 | 170.4269 | 0 | 0 | 0.085773 | 143.8988 | 143.8988 | 0.23333 | 1.1225 | 1.113 | 1.0822 | 1.0875
03/24 20:00:00 | 3 | 24 | 20 | (VS)USA_ID_Boise-AP-Gowen-Field-ANGB.726810_AMY_2024EPW | 50 | 70.0729 | 17.9625 | 2417.1128 | 482.2417 | 0 | 56.6742 | 0.21755 | 396.0847 | 396.0847 | 0.61667 | 1.0787 | 1.0701 | 1.0525 | 1.0578
03/24 21:00:00 | 3 | 24 | 21 | (VS)USA_ID_Boise-AP-Gowen-Field-ANGB.726810_AMY_2024EPW | 47 | 70.109 | 19.298 | 2310.2748 | 491.9479 | 0 | 150.3348 | 0.24833 | 534.8564 | 534.8564 | 0.65 | 1.0108 | 1.0471 | 1.0063 | 1.0117
03/24 22:00:00 | 3 | 24 | 22 | (VS)USA_ID_Boise-AP-Gowen-Field-ANGB.726810_AMY_2024EPW | 45 | 70.103 | 16.7619 | 2080.6822 | 449.7011 | 0 | 151.5745 | 0.24213 | 477.5962 | 477.5962 | 0.58333 | 0.97361 | 1.0471 | 0.9812 | 0.98667
03/24 23:00:00 | 3 | 24 | 23 | (VS)USA_ID_Boise-AP-Gowen-Field-ANGB.726810_AMY_2024EPW | 44 | 70.091 | 16.9195 | 2123.2395 | 459.6099 | 0 | 149.9439 | 0.25028 | 487.1321 | 487.1321 | 0.56667 | 0.95345 | 1.0154 | 0.96763 | 0.97315
03/24 24:00:00 | 3 | 24 | 24 | (VS)USA_ID_Boise-AP-Gowen-Field-ANGB.726810_AMY_2024EPW | 44 | 70.1026 | 16.6062 | 1971.8408 | 440.7138 | 0 | 153.5145 | 0.21761 | 496.7174 | 496.7174 | 0.58333 | 0.94406 | 0.96802 | 0.96132 | 0.96688
03/25 01:00:00 | 3 | 25 | 1 | (VS)USA_ID_Boise-AP-Gowen-Field-ANGB.726810_AMY_2024EPW | 42 | 70.0832 | 18.2253 | 2276.9619 | 508.183 | 0.0009941 | 144.8679 | 0.23557 | 517.7625 | 517.7625 | 0.65 | 0.91579 | 0.94392 | 0.94245 | 0.94807
03/25 02:00:00 | 3 | 25 | 2 | (VS)USA_ID_Boise-AP-Gowen-Field-ANGB.726810_AMY_2024EPW | 39 | 70.0813 | 23.5186 | 2294.4087 | 597.1978 | 0.030885 | 140.2551 | 0.2248 | 817.8918 | 817.8918 | 0.88333 | 0.86818 | 0.90976 | 0.91071 | 0.91657
03/25 03:00:00 | 3 | 25 | 3 | (VS)USA_ID_Boise-AP-Gowen-Field-ANGB.726810_AMY_2024EPW | 38 | 70.1092 | 25.1735 | 2348.9661 | 622.0144 | 0.032209 | 138.5715 | 0.27893 | 975.1457 | 975.1457 | 0.9 | 0.84764 | 0.89282 | 0.89695 | 0.90303
03/25 04:00:00 | 3 | 25 | 4 | (VS)USA_ID_Boise-AP-Gowen-Field-ANGB.726810_AMY_2024EPW | 38 | 70.0959 | 26.8494 | 2582.4704 | 689.4369 | 0.035989 | 129.4457 | 0.31209 | 981.2798 | 981.2798 | 1 | 0.83965 | 0.8884 | 0.89178 | 0.89777
03/25 05:00:00 | 3 | 25 | 5 | (VS)USA_ID_Boise-AP-Gowen-Field-ANGB.726810_AMY_2024EPW | 36 | 70.0951 | 37.7311 | 3538.1078 | 970.0785 | 1.5048 | 105.4089 | 0.36732 | 1161.3713 | 1161.3713 | 1.2833 | 0.80211 | 0.86078 | 0.86708 | 0.87316
03/25 06:00:00 | 3 | 25 | 6 | (VS)USA_ID_Boise-AP-Gowen-Field-ANGB.726810_AMY_2024EPW | 36 | 70.0561 | 43.853 | 3961.879 | 1081.9339 | 12.9058 | 100 | 0.37908 | 1042.3337 | 1042.3337 | 1.4667 | 0.7915 | 0.85262 | 0.85992 | 0.86644
03/25 07:00:00 | 3 | 25 | 7 | (VS)USA_ID_Boise-AP-Gowen-Field-ANGB.726810_AMY_2024EPW | 35 | 70.0678 | 56.1482 | 4331.153 | 1220.6253 | 19.2237 | 100 | 0.38083 | 1218.192 | 1218.192 | 1.7 | 0.78175 | 0.84596 | 0.85342 | 0.85992
03/25 08:00:00 | 3 | 25 | 8 | (VS)USA_ID_Boise-AP-Gowen-Field-ANGB.726810_AMY_2024EPW | 34 | 70.037 | 62.1183 | 4513.2702 | 1315.9466 | 15.074 | 100 | 0.45975 | 1106.9548 | 1106.9548 | 1.7333 | 0.76321 | 0.83281 | 0.841 | 0.84766
03/25 09:00:00 | 3 | 25 | 9 | (VS)USA_ID_Boise-AP-Gowen-Field-ANGB.726810_AMY_2024EPW | 35 | 70.0564 | 62.8241 | 4634.981 | 1328.615 | 5.3766 | 100 | 0.43723 | 1207.2497 | 1207.2497 | 1.7667 | 0.78135 | 0.8452 | 0.85302 | 0.8595
03/25 10:00:00 | 3 | 25 | 10 | (VS)USA_ID_Boise-AP-Gowen-Field-ANGB.726810_AMY_2024EPW | 39 | 70.0524 | 41.9544 | 4141.6608 | 1060.636 | 2.7868 | 101.3039 | 0.39371 | 940.7241 | 940.7241 | 1.3833 | 0.85655 | 0.89875 | 0.90319 | 0.90902
03/25 11:00:00 | 3 | 25 | 11 | (VS)USA_ID_Boise-AP-Gowen-Field-ANGB.726810_AMY_2024EPW | 44 | 70.0926 | 30.6779 | 3980.5695 | 857.5634 | 0 | 110.4497 | 0.4187 | 775.7312 | 775.7312 | 1.0333 | 0.95163 | 0.96716 | 0.96654 | 0.97197
03/25 12:00:00 | 3 | 25 | 12 | (VS)USA_ID_Boise-AP-Gowen-Field-ANGB.726810_AMY_2024EPW | 47 | 70.0801 | 26.219 | 3621.0626 | 746.713 | 0 | 118.8022 | 0.35396 | 620.9487 | 620.9487 | 0.96667 | 1.0078 | 1.0101 | 1.0043 | 1.0096
03/25 13:00:00 | 3 | 25 | 13 | (VS)USA_ID_Boise-AP-Gowen-Field-ANGB.726810_AMY_2024EPW | 48 | 70.098 | 29.1158 | 3935.5077 | 804.8319 | 0 | 115.7415 | 0.36061 | 688.2657 | 688.2657 | 1.0333 | 1.0267 | 1.0254 | 1.0171 | 1.0224
03/25 14:00:00 | 3 | 25 | 14 | (VS)USA_ID_Boise-AP-Gowen-Field-ANGB.726810_AMY_2024EPW | 48 | 70.0726 | 27.1085 | 3884.4851 | 782.3922 | 0 | 114.2862 | 0.39097 | 604.087 | 604.087 | 0.96667 | 1.0269 | 1.0255 | 1.0173 | 1.0225
03/25 15:00:00 | 3 | 25 | 15 | (VS)USA_ID_Boise-AP-Gowen-Field-ANGB.726810_AMY_2024EPW | 49 | 70.0955 | 29.4123 | 4050.6957 | 815.2348 | 0 | 108.0793 | 0.37237 | 670.087 | 670.087 | 1.0333 | 1.0455 | 1.0385 | 1.0299 | 1.0351
03/25 16:00:00 | 3 | 25 | 16 | (VS)USA_ID_Boise-AP-Gowen-Field-ANGB.726810_AMY_2024EPW | 49 | 70.0939 | 24.6371 | 3270.3385 | 662.6522 | 0 | 131.8445 | 0.30042 | 578.7794 | 578.7794 | 0.88333 | 1.0549 | 1.047 | 1.0362 | 1.0415
03/25 17:00:00 | 3 | 25 | 17 | (VS)USA_ID_Boise-AP-Gowen-Field-ANGB.726810_AMY_2024EPW | 50 | 70.0877 | 21.3748 | 2912.5958 | 579.8017 | 0 | 65.6143 | 0.28714 | 489.5732 | 489.5732 | 0.71667 | 1.0639 | 1.0481 | 1.0425 | 1.0477
03/25 18:00:00 | 3 | 25 | 18 | (VS)USA_ID_Boise-AP-Gowen-Field-ANGB.726810_AMY_2024EPW | 51 | 70.1179 | 16.4213 | 2147.6739 | 433.3304 | 0 | 0 | 0.22451 | 393.5081 | 393.5081 | 0.58333 | 1.0856 | 1.0531 | 1.057 | 1.0624
03/25 19:00:00 | 3 | 25 | 19 | (VS)USA_ID_Boise-AP-Gowen-Field-ANGB.726810_AMY_2024EPW | 50 | 70.1072 | 12.9355 | 1607.0398 | 333.5297 | 0 | 82.6218 | 0.16918 | 327.8612 | 327.8612 | 0.46667 | 1.0676 | 1.0693 | 1.0448 | 1.0501
03/25 20:00:00 | 3 | 25 | 20 | (VS)USA_ID_Boise-AP-Gowen-Field-ANGB.726810_AMY_2024EPW | 48 | 70.1248 | 15.9971 | 1911.0114 | 405.5995 | 0 | 159.487 | 0.20256 | 431.8825 | 431.8825 | 0.58333 | 1.0373 | 1.0693 | 1.0242 | 1.0296
03/25 21:00:00 | 3 | 25 | 21 | (VS)USA_ID_Boise-AP-Gowen-Field-ANGB.726810_AMY_2024EPW | 47 | 70.1336 | 15.5224 | 1711.8838 | 377.0745 | 0 | 164.3986 | 0.17801 | 452.7688 | 452.7688 | 0.58333 | 1.0111 | 1.0693 | 1.0065 | 1.0119
03/25 22:00:00 | 3 | 25 | 22 | (VS)USA_ID_Boise-AP-Gowen-Field-ANGB.726810_AMY_2024EPW | 45 | 70.1245 | 15.6104 | 1690.1748 | 381.6824 | 0 | 163.4887 | 0.18256 | 481.2915 | 481.2915 | 0.58333 | 0.97392 | 1.0693 | 0.98142 | 0.98691
03/25 23:00:00 | 3 | 25 | 23 | (VS)USA_ID_Boise-AP-Gowen-Field-ANGB.726810_AMY_2024EPW | 43 | 70.1065 | 19.6734 | 2264.0145 | 513.5751 | 0 | 146.9348 | 0.25131 | 610.3484 | 610.3484 | 0.7 | 0.93599 | 0.9638 | 0.95591 | 0.96151
03/25 24:00:00 | 3 | 25 | 24 | (VS)USA_ID_Boise-AP-Gowen-Field-ANGB.726810_AMY_2024EPW | 42 | 70.0931 | 22.4477 | 2454.9032 | 575.6384 | 6.5428 | 142.6448 | 0.26046 | 683.8486 | 683.8486 | 0.76667 | 0.9066 | 0.93855 | 0.9364 | 0.94201
03/26 01:00:00 | 3 | 26 | 1 | (VS)USA_ID_Boise-AP-Gowen-Field-ANGB.726810_AMY_2024EPW | 41 | 70.0949 | 30.9092 | 2648.0378 | 672.1268 | 46.4279 | 130.6293 | 0.28117 | 1018.7485 | 1018.7485 | 1.0333 | 0.89561 | 0.92859 | 0.92899 | 0.93471
03/26 02:00:00 | 3 | 26 | 2 | (VS)USA_ID_Boise-AP-Gowen-Field-ANGB.726810_AMY_2024EPW | 42 | 70.0974 | 22.1859 | 2649.8515 | 599.6154 | 0 | 139.5267 | 0.27227 | 633.1748 | 633.1748 | 0.8 | 0.90549 | 0.9352 | 0.93548 | 0.94121
03/26 03:00:00 | 3 | 26 | 3 | (VS)USA_ID_Boise-AP-Gowen-Field-ANGB.726810_AMY_2024EPW | 41 | 70.0953 | 26.55 | 2751.2924 | 659.8885 | 34.7192 | 126.8993 | 0.32704 | 944.9822 | 944.9822 | 0.95 | 0.89566 | 0.92943 | 0.92903 | 0.93473
03/26 04:00:00 | 3 | 26 | 4 | (VS)USA_ID_Boise-AP-Gowen-Field-ANGB.726810_AMY_2024EPW | 39 | 70.094 | 34.7785 | 3143.9046 | 818.4678 | 81.3588 | 103.0613 | 0.40638 | 1283.1647 | 1283.1647 | 1.2 | 0.85639 | 0.90038 | 0.90321 | 0.9088
03/26 05:00:00 | 3 | 26 | 5 | (VS)USA_ID_Boise-AP-Gowen-Field-ANGB.726810_AMY_2024EPW | 37 | 70.0896 | 36.0511 | 3128.0422 | 835.7926 | 76.3801 | 106.8971 | 0.29323 | 1136.1674 | 1136.1674 | 1.2667 | 0.82908 | 0.88 | 0.88491 | 0.89092
03/26 06:00:00 | 3 | 26 | 6 | (VS)USA_ID_Boise-AP-Gowen-Field-ANGB.726810_AMY_2024EPW | 36 | 70.0734 | 48.3833 | 3902.7765 | 1059.0424 | 82.8533 | 93.3333 | 0.37771 | 1296.1982 | 1296.1982 | 1.6 | 0.81037 | 0.8664 | 0.87235 | 0.87869
03/26 07:00:00 | 3 | 26 | 7 | (VS)USA_ID_Boise-AP-Gowen-Field-ANGB.726810_AMY_2024EPW | 35 | 70.0718 | 49.251 | 3649.714 | 1004.8545 | 75.2189 | 106.6667 | 0.36854 | 1152.9951 | 1152.9951 | 1.5 | 0.79179 | 0.85333 | 0.85998 | 0.8664
03/26 08:00:00 | 3 | 26 | 8 | (VS)USA_ID_Boise-AP-Gowen-Field-ANGB.726810_AMY_2024EPW | 36 | 70.0593 | 60.2048 | 4303.1841 | 1198.6868 | 92.5848 | 93.3333 | 0.35925 | 1347.0236 | 1347.0236 | 1.8667 | 0.79169 | 0.85325 | 0.85989 | 0.86621
03/26 09:00:00 | 3 | 26 | 9 | (VS)USA_ID_Boise-AP-Gowen-Field-ANGB.726810_AMY_2024EPW | 38 | 70.0719 | 46.4822 | 3684.2898 | 985.3366 | 69.0775 | 106.6667 | 0.35096 | 1106.0969 | 1106.0969 | 1.4667 | 0.8281 | 0.87904 | 0.88412 | 0.89025
03/26 10:00:00 | 3 | 26 | 10 | (VS)USA_ID_Boise-AP-Gowen-Field-ANGB.726810_AMY_2024EPW | 41 | 70.0626 | 42.5823 | 4443.6476 | 1085.7102 | 30.5506 | 93.3333 | 0.3212 | 1048.5014 | 1048.5014 | 1.5333 | 0.88583 | 0.92121 | 0.92275 | 0.92839
03/26 11:00:00 | 3 | 26 | 11 | (VS)USA_ID_Boise-AP-Gowen-Field-ANGB.726810_AMY_2024EPW | 43 | 70.0582 | 34.7704 | 4384.6301 | 975.1856 | 0 | 106.6667 | 0.2881 | 717.0867 | 717.0867 | 1.2833 | 0.92331 | 0.94898 | 0.94796 | 0.95315
03/26 12:00:00 | 3 | 26 | 12 | (VS)USA_ID_Boise-AP-Gowen-Field-ANGB.726810_AMY_2024EPW | 44 | 70.0644 | 34.6234 | 4635.2262 | 992.948 | 0 | 95.4966 | 0.42362 | 794.8616 | 794.8616 | 1.2 | 0.94204 | 0.96278 | 0.96057 | 0.96561
03/26 13:00:00 | 3 | 26 | 13 | (VS)USA_ID_Boise-AP-Gowen-Field-ANGB.726810_AMY_2024EPW | 45 | 70.0724 | 29.8479 | 4085.788 | 853.9261 | 0 | 109.7823 | 0.35581 | 664.2817 | 664.2817 | 1.05 | 0.97046 | 0.98212 | 0.97977 | 0.98464
03/26 14:00:00 | 3 | 26 | 14 | (VS)USA_ID_Boise-AP-Gowen-Field-ANGB.726810_AMY_2024EPW | 46 | 70.0672 | 33.104 | 4585.8504 | 945.472 | 0 | 99.488 | 0.42388 | 737.1669 | 737.1669 | 1.15 | 0.98955 | 0.99724 | 0.99243 | 0.99742
03/26 15:00:00 | 3 | 26 | 15 | (VS)USA_ID_Boise-AP-Gowen-Field-ANGB.726810_AMY_2024EPW | 46 | 70.1079 | 24.3837 | 3126.2904 | 661.3559 | 0 | 130.2797 | 0.29792 | 646.7491 | 646.7491 | 0.9 | 0.99003 | 0.99804 | 0.99231 | 0.99766
03/26 16:00:00 | 3 | 26 | 16 | (VS)USA_ID_Boise-AP-Gowen-Field-ANGB.726810_AMY_2024EPW | 49 | 70.0947 | 25.4782 | 3100.2651 | 653.6127 | 0 | 84.9079 | 0.28236 | 586.7815 | 586.7815 | 0.86667 | 1.0438 | 1.0342 | 1.0289 | 1.034
03/26 17:00:00 | 3 | 26 | 17 | (VS)USA_ID_Boise-AP-Gowen-Field-ANGB.726810_AMY_2024EPW | 50 | 70.0862 | 25.264 | 3276.191 | 665.1641 | 0 | 47.5026 | 0.27478 | 558.7223 | 558.7223 | 0.88333 | 1.0739 | 1.061 | 1.0494 | 1.0544
03/26 18:00:00 | 3 | 26 | 18 | (VS)USA_ID_Boise-AP-Gowen-Field-ANGB.726810_AMY_2024EPW | 49 | 70.0991 | 20.7831 | 2710.2956 | 552.1188 | 0 | 136.423 | 0.25923 | 498.8703 | 498.8703 | 0.73333 | 1.0549 | 1.0452 | 1.0362 | 1.0415
03/26 19:00:00 | 3 | 26 | 19 | (VS)USA_ID_Boise-AP-Gowen-Field-ANGB.726810_AMY_2024EPW | 50 | 70.51 | 6.2491 | 729.2952 | 153.8121 | 0 | 0 | 0.073279 | 163.8598 | 163.8598 | 0.21667 | 1.0658 | 1.0525 | 1.0435 | 1.0489
03/26 20:00:00 | 3 | 26 | 20 | (VS)USA_ID_Boise-AP-Gowen-Field-ANGB.726810_AMY_2024EPW | 49 | 70.3281 | 9.2594 | 1039.2111 | 222.971 | 0 | 179.1987 | 0.10401 | 259.8048 | 259.8048 | 0.35 | 1.0511 | 1.0477 | 1.0336 | 1.039
03/26 21:00:00 | 3 | 26 | 21 | (VS)USA_ID_Boise-AP-Gowen-Field-ANGB.726810_AMY_2024EPW | 47 | 70.1119 | 15.3692 | 1669.5237 | 367.9236 | 0 | 165.9839 | 0.17008 | 451.7721 | 451.7721 | 0.55 | 1.0115 | 1.0424 | 1.0067 | 1.0122
03/26 22:00:00 | 3 | 26 | 22 | (VS)USA_ID_Boise-AP-Gowen-Field-ANGB.726810_AMY_2024EPW | 44 | 70.1098 | 12.7168 | 1396.4108 | 319.0407 | 0 | 168.4263 | 0.15787 | 395.3247 | 395.3247 | 0.48333 | 0.95732 | 1.0424 | 0.97027 | 0.97583
03/26 23:00:00 | 3 | 26 | 23 | (VS)USA_ID_Boise-AP-Gowen-Field-ANGB.726810_AMY_2024EPW | 40 | 70.1191 | 17.4788 | 1759.5163 | 436.5564 | 16.7695 | 150.6193 | 0.2387 | 657.4585 | 657.4585 | 0.61667 | 0.89014 | 0.96929 | 0.92523 | 0.93111
03/26 24:00:00 | 3 | 26 | 24 | (VS)USA_ID_Boise-AP-Gowen-Field-ANGB.726810_AMY_2024EPW | 39 | 70.1345 | 19.5328 | 1628.5324 | 433.9736 | 24.0882 | 153.6308 | 0.22198 | 911.5444 | 911.5444 | 0.7 | 0.85925 | 0.90148 | 0.9046 | 0.91069
03/27 01:00:00 | 3 | 27 | 1 | (VS)USA_ID_Boise-AP-Gowen-Field-ANGB.726810_AMY_2024EPW | 38 | 70.0824 | 23.9558 | 2234.0771 | 584.2947 | 34.9635 | 134.1202 | 0.27598 | 928.9857 | 928.9857 | 0.86667 | 0.84143 | 0.88935 | 0.8928 | 0.89898
03/27 02:00:00 | 3 | 27 | 2 | (VS)USA_ID_Boise-AP-Gowen-Field-ANGB.726810_AMY_2024EPW | 38 | 70.092 | 31.9819 | 2860.5104 | 767.6059 | 39.5579 | 118.8101 | 0.33277 | 1078.1461 | 1078.1461 | 1.1 | 0.82936 | 0.8796 | 0.88508 | 0.89108
03/27 03:00:00 | 3 | 27 | 3 | (VS)USA_ID_Boise-AP-Gowen-Field-ANGB.726810_AMY_2024EPW | 38 | 70.0834 | 39.7132 | 3434.6617 | 902.5342 | 60.3377 | 106.6667 | 0.25529 | 1085.6635 | 1085.6635 | 1.4 | 0.8474 | 0.8932 | 0.89702 | 0.90309
03/27 04:00:00 | 3 | 27 | 4 | (VS)USA_ID_Boise-AP-Gowen-Field-ANGB.726810_AMY_2024EPW | 39 | 70.0559 | 60.2036 | 4451.0009 | 1192.4815 | 98.1349 | 93.3333 | 0.40511 | 1349.0017 | 1349.0017 | 1.8 | 0.85768 | 0.90127 | 0.90371 | 0.90958
03/27 05:00:00 | 3 | 27 | 5 | (VS)USA_ID_Boise-AP-Gowen-Field-ANGB.726810_AMY_2024EPW | 39 | 70.0359 | 69.2453 | 4398.1331 | 1218.4795 | 101.4351 | 106.6667 | 0.37532 | 1316.6868 | 1316.6868 | 1.8667 | 0.85779 | 0.90123 | 0.90367 | 0.90964
03/27 06:00:00 | 3 | 27 | 6 | (VS)USA_ID_Boise-AP-Gowen-Field-ANGB.726810_AMY_2024EPW | 39 | 70.0532 | 71.673 | 4694.1537 | 1282.4903 | 114.2501 | 91.1522 | 0.48457 | 2191.2898 | 2191.2898 | 1.95 | 0.85779 | 0.90094 | 0.90364 | 0.9096
03/27 07:00:00 | 3 | 27 | 7 | (VS)USA_ID_Boise-AP-Gowen-Field-ANGB.726810_AMY_2024EPW | 39 | 70.0864 | 62.0774 | 4742.2525 | 1240.4051 | 118.8476 | 78.6818 | 0.4512 | 2443.2945 | 2443.2945 | 1.95 | 0.86625 | 0.90681 | 0.90952 | 0.91522
03/27 08:00:00 | 3 | 27 | 8 | (VS)USA_ID_Boise-AP-Gowen-Field-ANGB.726810_AMY_2024EPW | 40 | 70.0743 | 75.1691 | 5376.5648 | 1429.7342 | 133.0021 | 74.593 | 0.47028 | 2126.8808 | 2126.8808 | 2.2 | 0.88485 | 0.92048 | 0.92199 | 0.92757
03/27 09:00:00 | 3 | 27 | 9 | (VS)USA_ID_Boise-AP-Gowen-Field-ANGB.726810_AMY_2024EPW | 41 | 70.0516 | 72.9351 | 5102.4925 | 1352.1871 | 85.6943 | 85.5561 | 0.54834 | 2633.6206 | 2633.6206 | 1.9333 | 0.8953 | 0.92733 | 0.92865 | 0.93439
03/27 10:00:00 | 3 | 27 | 10 | (VS)USA_ID_Boise-AP-Gowen-Field-ANGB.726810_AMY_2024EPW | 43 | 70.0568 | 61.4977 | 5688.1838 | 1352.6745 | 0 | 97.0386 | 0.48183 | 1663.1084 | 1663.1084 | 1.7167 | 0.92387 | 0.94754 | 0.94795 | 0.95341
03/27 11:00:00 | 3 | 27 | 11 | (VS)USA_ID_Boise-AP-Gowen-Field-ANGB.726810_AMY_2024EPW | 46 | 70.0636 | 57.9906 | 5569.225 | 1280.08 | 0 | 104.0217 | 0.44302 | 1493.818 | 1493.818 | 1.65 | 0.97943 | 0.989 | 0.98538 | 0.99058
03/27 12:00:00 | 3 | 27 | 12 | (VS)USA_ID_Boise-AP-Gowen-Field-ANGB.726810_AMY_2024EPW | 49 | 70.0343 | 37.4096 | 5139.2124 | 1058.1193 | 0 | 100 | 0.35428 | 595.8772 | 595.8772 | 1.3333 | 1.0341 | 1.0312 | 1.0226 | 1.0275
03/27 13:00:00 | 3 | 27 | 13 | (VS)USA_ID_Boise-AP-Gowen-Field-ANGB.726810_AMY_2024EPW | 52 | 70.0585 | 36.5717 | 5265.625 | 1032.7607 | 0 | 0 | 0.27039 | 596.8497 | 596.8497 | 1.3667 | 1.0996 | 1.0807 | 1.0672 | 1.0719
03/27 14:00:00 | 3 | 27 | 14 | (VS)USA_ID_Boise-AP-Gowen-Field-ANGB.726810_AMY_2024EPW | 55 | 70.0381 | 32.3632 | 5154.0451 | 963.916 | 0 | 0 | 0.31594 | 459.9319 | 459.9319 | 1.2167 | 1.1555 | 1.1227 | 1.1055 | 1.1103
03/27 15:00:00 | 3 | 27 | 15 | (VS)USA_ID_Boise-AP-Gowen-Field-ANGB.726810_AMY_2024EPW | 56 | 70.0844 | 30.0125 | 4565.6771 | 858.7419 | 0 | 0 | 0.39244 | 503.1133 | 503.1133 | 1.0333 | 1.175 | 1.1377 | 1.1183 | 1.1236
03/27 16:00:00 | 3 | 27 | 16 | (VS)USA_ID_Boise-AP-Gowen-Field-ANGB.726810_AMY_2024EPW | 56 | 70.0882 | 24.3436 | 3570.8241 | 682.4153 | 0 | 0 | 0.29123 | 441.0531 | 441.0531 | 0.91667 | 1.1756 | 1.1383 | 1.1187 | 1.124
03/27 17:00:00 | 3 | 27 | 17 | (VS)USA_ID_Boise-AP-Gowen-Field-ANGB.726810_AMY_2024EPW | 56 | 70.1028 | 23.4338 | 3294.4586 | 636.0925 | 0 | 0 | 0.31157 | 431.8822 | 431.8822 | 0.78333 | 1.1857 | 1.1403 | 1.1255 | 1.1309
03/27 18:00:00 | 3 | 27 | 18 | (VS)USA_ID_Boise-AP-Gowen-Field-ANGB.726810_AMY_2024EPW | 56 | 70.1097 | 15.2706 | 1860.5759 | 377.1084 | 0 | 0 | 0.16498 | 312.159 | 312.159 | 0.55 | 1.1875 | 1.1435 | 1.1267 | 1.1322
03/27 19:00:00 | 3 | 27 | 19 | (VS)USA_ID_Boise-AP-Gowen-Field-ANGB.726810_AMY_2024EPW | 53 | 70.1558 | 6.1425 | 734.8304 | 149.9297 | 0 | 0 | 0.067763 | 141.8636 | 141.8636 | 0.2 | 1.1391 | 1.1112 | 1.0934 | 1.0989
03/27 20:00:00 | 3 | 27 | 20 | (VS)USA_ID_Boise-AP-Gowen-Field-ANGB.726810_AMY_2024EPW | 49 | 70.1035 | 15.9723 | 1945.5413 | 404.5938 | 0 | 159.7434 | 0.20128 | 417.5559 | 417.5559 | 0.56667 | 1.0603 | 1.0726 | 1.0398 | 1.0452
03/27 21:00:00 | 3 | 27 | 21 | (VS)USA_ID_Boise-AP-Gowen-Field-ANGB.726810_AMY_2024EPW | 49 | 70.0819 | 25.5808 | 3215.2802 | 667.9672 | 0 | 135.0953 | 0.29603 | 588.1025 | 588.1025 | 0.86667 | 1.045 | 1.0399 | 1.0296 | 1.0348
03/27 22:00:00 | 3 | 27 | 22 | (VS)USA_ID_Boise-AP-Gowen-Field-ANGB.726810_AMY_2024EPW | 49 | 70.1022 | 25.099 | 3020.6183 | 639.5287 | 0 | 140.483 | 0.27162 | 587.4768 | 587.4768 | 0.86667 | 1.0445 | 1.0386 | 1.0294 | 1.0345
03/27 23:00:00 | 3 | 27 | 23 | (VS)USA_ID_Boise-AP-Gowen-Field-ANGB.726810_AMY_2024EPW | 49 | 70.0911 | 20.7713 | 2618.6272 | 541.5201 | 0 | 145.1289 | 0.25424 | 494.9926 | 494.9926 | 0.71667 | 1.0539 | 1.0422 | 1.0357 | 1.0409
03/27 24:00:00 | 3 | 27 | 24 | (VS)USA_ID_Boise-AP-Gowen-Field-ANGB.726810_AMY_2024EPW | 50 | 70.1334 | 12.8974 | 1543.937 | 322.6002 | 0 | 0 | 0.14758 | 326.0014 | 326.0014 | 0.45 | 1.0646 | 1.0473 | 1.0428 | 1.0481
03/28 01:00:00 | 3 | 28 | 1 | (VS)USA_ID_Boise-AP-Gowen-Field-ANGB.726810_AMY_2024EPW | 47 | 70.0869 | 21.0311 | 2675.2942 | 559.4037 | 0 | 142.6335 | 0.2707 | 537.2296 | 537.2296 | 0.68333 | 1.0203 | 1.0259 | 1.0128 | 1.0181
03/28 02:00:00 | 3 | 28 | 2 | (VS)USA_ID_Boise-AP-Gowen-Field-ANGB.726810_AMY_2024EPW | 44 | 70.1046 | 25.5278 | 2933.364 | 656.141 | 0 | 137.5038 | 0.28948 | 678.6985 | 678.6985 | 0.86667 | 0.96178 | 0.97727 | 0.97352 | 0.97879
03/28 03:00:00 | 3 | 28 | 3 | (VS)USA_ID_Boise-AP-Gowen-Field-ANGB.726810_AMY_2024EPW | 43 | 70.103 | 27.3166 | 3176.8417 | 714.5491 | 0 | 127.6021 | 0.32519 | 810.3811 | 810.3811 | 0.98333 | 0.93492 | 0.95821 | 0.95525 | 0.96079
03/28 04:00:00 | 3 | 28 | 4 | (VS)USA_ID_Boise-AP-Gowen-Field-ANGB.726810_AMY_2024EPW | 40 | 70.0942 | 33.4884 | 3171.6187 | 787.2921 | 55.8533 | 114.3714 | 0.31065 | 997.0008 | 997.0008 | 1.1667 | 0.88731 | 0.92322 | 0.92359 | 0.9293
03/28 05:00:00 | 3 | 28 | 5 | (VS)USA_ID_Boise-AP-Gowen-Field-ANGB.726810_AMY_2024EPW | 38 | 70.0626 | 56.0584 | 4270.2578 | 1134.2934 | 97.9554 | 93.3333 | 0.29956 | 1284.1036 | 1284.1036 | 1.8333 | 0.83922 | 0.88736 | 0.89166 | 0.89758
03/28 06:00:00 | 3 | 28 | 6 | (VS)USA_ID_Boise-AP-Gowen-Field-ANGB.726810_AMY_2024EPW | 38 | 70.0634 | 52.3549 | 3854.7853 | 1043.9518 | 82.1317 | 106.6667 | 0.30331 | 1159.7406 | 1159.7406 | 1.6333 | 0.82892 | 0.88021 | 0.88462 | 0.89065
03/28 07:00:00 | 3 | 28 | 7 | (VS)USA_ID_Boise-AP-Gowen-Field-ANGB.726810_AMY_2024EPW | 40 | 70.0629 | 53.0228 | 4231.9429 | 1113.1788 | 95.2182 | 93.3333 | 0.40343 | 1274.3731 | 1274.3731 | 1.6667 | 0.86574 | 0.90639 | 0.90919 | 0.915
03/28 08:00:00 | 3 | 28 | 8 | (VS)USA_ID_Boise-AP-Gowen-Field-ANGB.726810_AMY_2024EPW | 40 | 70.0746 | 41.3928 | 3620.5321 | 932.2551 | 65.6598 | 106.6667 | 0.32894 | 1068.4556 | 1068.4556 | 1.3833 | 0.87639 | 0.91447 | 0.91639 | 0.92216
03/28 09:00:00 | 3 | 28 | 9 | (VS)USA_ID_Boise-AP-Gowen-Field-ANGB.726810_AMY_2024EPW | 39 | 70.0549 | 53.7178 | 4626.3301 | 1212.9658 | 31.1766 | 93.3333 | 0.33456 | 1158.3372 | 1158.3372 | 1.7667 | 0.85751 | 0.90056 | 0.90385 | 0.90969
03/28 10:00:00 | 3 | 28 | 10 | (VS)USA_ID_Boise-AP-Gowen-Field-ANGB.726810_AMY_2024EPW | 41 | 70.0621 | 38.8101 | 4127.3877 | 1008.4272 | 0.03339 | 106.6667 | 0.2821 | 861.094 | 861.094 | 1.3833 | 0.88576 | 0.92118 | 0.92279 | 0.92839
03/28 11:00:00 | 3 | 28 | 11 | (VS)USA_ID_Boise-AP-Gowen-Field-ANGB.726810_AMY_2024EPW | 44 | 70.0683 | 33.0195 | 4469.4794 | 952.5747 | 0 | 97.6124 | 0.42666 | 792.9248 | 792.9248 | 1.15 | 0.94189 | 0.96125 | 0.96021 | 0.96551
03/28 12:00:00 | 3 | 28 | 12 | (VS)USA_ID_Boise-AP-Gowen-Field-ANGB.726810_AMY_2024EPW | 47 | 70.0795 | 28.0133 | 3911.7517 | 797.3697 | 0 | 114.9125 | 0.41158 | 625.5034 | 625.5034 | 0.93333 | 1.0057 | 1.0075 | 1.003 | 1.0083
03/28 13:00:00 | 3 | 28 | 13 | (VS)USA_ID_Boise-AP-Gowen-Field-ANGB.726810_AMY_2024EPW | 49 | 70.0656 | 32.3404 | 4723.3645 | 927.1364 | 0 | 100.8551 | 0.48342 | 657.6148 | 657.6148 | 1.0667 | 1.0536 | 1.0445 | 1.0354 | 1.0407
03/28 14:00:00 | 3 | 28 | 14 | (VS)USA_ID_Boise-AP-Gowen-Field-ANGB.726810_AMY_2024EPW | 50 | 70.0987 | 24.8835 | 3471.8483 | 690.3721 | 0 | 0 | 0.32325 | 566.999 | 566.999 | 0.9 | 1.0643 | 1.0537 | 1.0426 | 1.0478
03/28 15:00:00 | 3 | 28 | 15 | (VS)USA_ID_Boise-AP-Gowen-Field-ANGB.726810_AMY_2024EPW | 49 | 70.0919 | 28.7027 | 3800.212 | 774.758 | 0 | 120.2963 | 0.35799 | 674.3529 | 674.3529 | 1.0167 | 1.0465 | 1.0413 | 1.0306 | 1.0358
03/28 16:00:00 | 3 | 28 | 16 | (VS)USA_ID_Boise-AP-Gowen-Field-ANGB.726810_AMY_2024EPW | 49 | 70.1038 | 24.7014 | 3101.6383 | 643.0995 | 0 | 130.68 | 0.27232 | 588.0484 | 588.0484 | 0.88333 | 1.0461 | 1.0386 | 1.0304 | 1.0356
03/28 17:00:00 | 3 | 28 | 17 | (VS)USA_ID_Boise-AP-Gowen-Field-ANGB.726810_AMY_2024EPW | 46 | 70.0849 | 21.6777 | 2912.1868 | 602.7625 | 0 | 133.7915 | 0.293 | 561.2119 | 561.2119 | 0.75 | 1.0029 | 1.0164 | 1.001 | 1.0065
03/28 18:00:00 | 3 | 28 | 18 | (VS)USA_ID_Boise-AP-Gowen-Field-ANGB.726810_AMY_2024EPW | 44 | 70.092 | 25.8884 | 2994.9642 | 663.8504 | 0 | 137.316 | 0.2895 | 690.832 | 690.832 | 0.85 | 0.95193 | 0.96891 | 0.96687 | 0.97233
03/28 19:00:00 | 3 | 28 | 19 | (VS)USA_ID_Boise-AP-Gowen-Field-ANGB.726810_AMY_2024EPW | 46 | 70.1639 | 13.3149 | 1581.6007 | 339.5064 | 0 | 166.2645 | 0.16633 | 377.6973 | 377.6973 | 0.45 | 0.9875 | 0.99396 | 0.99058 | 0.99612
03/28 20:00:00 | 3 | 28 | 20 | (VS)USA_ID_Boise-AP-Gowen-Field-ANGB.726810_AMY_2024EPW | 46 | 70.1179 | 16.1787 | 1913.9922 | 414.0683 | 0 | 157.6088 | 0.21196 | 471.2575 | 471.2575 | 0.55 | 0.99102 | 1.0036 | 0.9929 | 0.99845
03/28 21:00:00 | 3 | 28 | 21 | (VS)USA_ID_Boise-AP-Gowen-Field-ANGB.726810_AMY_2024EPW | 43 | 70.1279 | 17.1402 | 1839.3368 | 424.8814 | 0 | 160.0514 | 0.19768 | 505.1867 | 505.1867 | 0.6 | 0.94599 | 0.98106 | 0.96269 | 0.96828
03/28 22:00:00 | 3 | 28 | 22 | (VS)USA_ID_Boise-AP-Gowen-Field-ANGB.726810_AMY_2024EPW | 42 | 70.0715 | 21.6249 | 2850.6468 | 624.9949 | 0 | 128.5732 | 0.27003 | 635.6958 | 635.6958 | 0.8 | 0.9077 | 0.9376 | 0.93696 | 0.94278
03/28 23:00:00 | 3 | 28 | 23 | (VS)USA_ID_Boise-AP-Gowen-Field-ANGB.726810_AMY_2024EPW | 41 | 70.0747 | 24.7926 | 2515.5696 | 628.1391 | 0.029309 | 135.657 | 0.237 | 776.1354 | 776.1354 | 0.9 | 0.89645 | 0.92882 | 0.92955 | 0.93541
03/28 24:00:00 | 3 | 28 | 24 | (VS)USA_ID_Boise-AP-Gowen-Field-ANGB.726810_AMY_2024EPW | 40 | 70.1142 | 33.1744 | 3007.3527 | 774.2868 | 0.039626 | 125.5654 | 0.29794 | 1079.9315 | 1079.9315 | 1.0833 | 0.88612 | 0.92189 | 0.9226 | 0.92849
03/29 01:00:00 | 3 | 29 | 1 | (VS)USA_ID_Boise-AP-Gowen-Field-ANGB.726810_AMY_2024EPW | 40 | 70.0959 | 29.608 | 2752.4343 | 708.6412 | 0.89906 | 130.112 | 0.27687 | 945.5114 | 945.5114 | 0.98333 | 0.88542 | 0.92018 | 0.92219 | 0.92806
03/29 02:00:00 | 3 | 29 | 2 | (VS)USA_ID_Boise-AP-Gowen-Field-ANGB.726810_AMY_2024EPW | 40 | 70.0969 | 31.7565 | 3192.3003 | 816.9802 | 7.2475 | 113.376 | 0.38189 | 1106.6028 | 1106.6028 | 1.1167 | 0.87737 | 0.91577 | 0.91688 | 0.92268
03/29 03:00:00 | 3 | 29 | 3 | (VS)USA_ID_Boise-AP-Gowen-Field-ANGB.726810_AMY_2024EPW | 39 | 70.0727 | 38.7486 | 3772.8382 | 975.0571 | 10.7129 | 106.6667 | 0.28639 | 979.7073 | 979.7073 | 1.3667 | 0.86623 | 0.90696 | 0.90966 | 0.91551
03/29 04:00:00 | 3 | 29 | 4 | (VS)USA_ID_Boise-AP-Gowen-Field-ANGB.726810_AMY_2024EPW | 39 | 70.0594 | 49.5309 | 4517.2888 | 1171.4326 | 17.8263 | 93.3333 | 0.41205 | 1128.5837 | 1128.5837 | 1.6 | 0.86641 | 0.90718 | 0.90966 | 0.9156
03/29 05:00:00 | 3 | 29 | 5 | (VS)USA_ID_Boise-AP-Gowen-Field-ANGB.726810_AMY_2024EPW | 38 | 70.0634 | 47.4151 | 4004.6328 | 1056.5447 | 25.3755 | 106.6667 | 0.3352 | 1021.3368 | 1021.3368 | 1.5 | 0.84787 | 0.89377 | 0.89732 | 0.90331
03/29 06:00:00 | 3 | 29 | 6 | (VS)USA_ID_Boise-AP-Gowen-Field-ANGB.726810_AMY_2024EPW | 37 | 70.0404 | 63.5311 | 4604.685 | 1286.6049 | 41.664 | 97.4611 | 0.40723 | 1512.7312 | 1512.7312 | 1.8333 | 0.8196 | 0.87459 | 0.87832 | 0.88456
03/29 07:00:00 | 3 | 29 | 7 | (VS)USA_ID_Boise-AP-Gowen-Field-ANGB.726810_AMY_2024EPW | 37 | 70.0369 | 70.3235 | 4817.3437 | 1358.5931 | 59.9639 | 92.3056 | 0.41301 | 1897.2238 | 1897.2238 | 1.9833 | 0.81091 | 0.86713 | 0.8725 | 0.87887
03/29 08:00:00 | 3 | 29 | 8 | (VS)USA_ID_Boise-AP-Gowen-Field-ANGB.726810_AMY_2024EPW | 36 | 70.0415 | 63.6872 | 4323.8467 | 1225.403 | 53.0634 | 104.2875 | 0.39729 | 1708.8217 | 1708.8217 | 1.7667 | 0.81112 | 0.86803 | 0.87264 | 0.87899
03/29 09:00:00 | 3 | 29 | 9 | (VS)USA_ID_Boise-AP-Gowen-Field-ANGB.726810_AMY_2024EPW | 38 | 70.0348 | 63.5586 | 4735.856 | 1288.422 | 40.4872 | 88.6638 | 0.45481 | 2337.3951 | 2337.3951 | 1.8333 | 0.83818 | 0.88436 | 0.89056 | 0.89674
03/29 10:00:00 | 3 | 29 | 10 | (VS)USA_ID_Boise-AP-Gowen-Field-ANGB.726810_AMY_2024EPW | 42 | 70.0382 | 47.8638 | 4886.654 | 1171.5961 | 5.8398 | 106.6667 | 0.30899 | 768.491 | 768.491 | 1.55 | 0.91269 | 0.94074 | 0.94076 | 0.94628
03/29 11:00:00 | 3 | 29 | 11 | (VS)USA_ID_Boise-AP-Gowen-Field-ANGB.726810_AMY_2024EPW | 45 | 70.0452 | 41.8051 | 5340.5071 | 1158.0064 | 0 | 93.3333 | 0.38556 | 756.6098 | 756.6098 | 1.4667 | 0.97057 | 0.98387 | 0.97968 | 0.98473
03/29 12:00:00 | 3 | 29 | 12 | (VS)USA_ID_Boise-AP-Gowen-Field-ANGB.726810_AMY_2024EPW | 48 | 70.0772 | 28.2317 | 3990.1433 | 806.6155 | 0 | 113.8776 | 0.35463 | 612.4502 | 612.4502 | 1 | 1.016 | 1.0164 | 1.0101 | 1.0152
03/29 13:00:00 | 3 | 29 | 13 | (VS)USA_ID_Boise-AP-Gowen-Field-ANGB.726810_AMY_2024EPW | 50 | 70.094 | 27.4803 | 3763.6573 | 752.9129 | 0 | 53.0318 | 0.29008 | 642.87 | 642.87 | 1.0667 | 1.064 | 1.0523 | 1.0424 | 1.0476
03/29 14:00:00 | 3 | 29 | 14 | (VS)USA_ID_Boise-AP-Gowen-Field-ANGB.726810_AMY_2024EPW | 51 | 70.1112 | 23.7583 | 3142.287 | 630.3764 | 0 | 0 | 0.29215 | 542.5159 | 542.5159 | 0.85 | 1.0846 | 1.069 | 1.0564 | 1.0616
03/29 15:00:00 | 3 | 29 | 15 | (VS)USA_ID_Boise-AP-Gowen-Field-ANGB.726810_AMY_2024EPW | 53 | 70.0879 | 25.1069 | 3262.3868 | 655.7909 | 0 | 0 | 0.26467 | 501.6539 | 501.6539 | 0.88333 | 1.1205 | 1.0932 | 1.0812 | 1.0862
03/29 16:00:00 | 3 | 29 | 16 | (VS)USA_ID_Boise-AP-Gowen-Field-ANGB.726810_AMY_2024EPW | 54 | 70.1073 | 23.0501 | 3048.6401 | 599.6398 | 0 | 0 | 0.24725 | 470.2806 | 470.2806 | 0.8 | 1.1494 | 1.1208 | 1.1006 | 1.106
03/29 17:00:00 | 3 | 29 | 17 | (VS)USA_ID_Boise-AP-Gowen-Field-ANGB.726810_AMY_2024EPW | 56 | 70.1203 | 12.9005 | 1725.3637 | 341.1223 | 0 | 0 | 0.16737 | 260.1632 | 260.1632 | 0.46667 | 1.1654 | 1.1306 | 1.1115 | 1.117
03/29 18:00:00 | 3 | 29 | 18 | (VS)USA_ID_Boise-AP-Gowen-Field-ANGB.726810_AMY_2024EPW | 57 | 70.1383 | 11.8528 | 1358.2628 | 279.4802 | 0 | 0 | 0.11317 | 245.5135 | 245.5135 | 0.43333 | 1.1971 | 1.1545 | 1.1332 | 1.1388
03/29 19:00:00 | 3 | 29 | 19 | (VS)USA_ID_Boise-AP-Gowen-Field-ANGB.726810_AMY_2024EPW | 56 | 70.126 | 11.8395 | 1346.7838 | 277.6632 | 0 | 0 | 0.11248 | 251.0036 | 251.0036 | 0.4 | 1.1888 | 1.1485 | 1.1275 | 1.1331
03/29 20:00:00 | 3 | 29 | 20 | (VS)USA_ID_Boise-AP-Gowen-Field-ANGB.726810_AMY_2024EPW | 55 | 70.1261 | 12.2833 | 1489.7165 | 301.9964 | 0 | 0 | 0.13544 | 269.396 | 269.396 | 0.4 | 1.1608 | 1.1272 | 1.1083 | 1.1138
03/29 21:00:00 | 3 | 29 | 21 | (VS)USA_ID_Boise-AP-Gowen-Field-ANGB.726810_AMY_2024EPW | 51 | 70.1138 | 15.0662 | 1666.1148 | 353.8352 | 0 | 35.9838 | 0.15441 | 391.7437 | 391.7437 | 0.5 | 1.0975 | 1.081 | 1.0651 | 1.0705
03/29 22:00:00 | 3 | 29 | 22 | (VS)USA_ID_Boise-AP-Gowen-Field-ANGB.726810_AMY_2024EPW | 49 | 70.1348 | 12.2375 | 1356.2318 | 291.763 | 0 | 173.3853 | 0.13307 | 339.0237 | 339.0237 | 0.43333 | 1.0454 | 1.0418 | 1.0297 | 1.0351
03/29 23:00:00 | 3 | 29 | 23 | (VS)USA_ID_Boise-AP-Gowen-Field-ANGB.726810_AMY_2024EPW | 47 | 70.1175 | 15.694 | 1759.3962 | 386.9662 | 0 | 162.6233 | 0.18688 | 453.5061 | 453.5061 | 0.56667 | 1.0106 | 1.0325 | 1.0062 | 1.0116
03/29 24:00:00 | 3 | 29 | 24 | (VS)USA_ID_Boise-AP-Gowen-Field-ANGB.726810_AMY_2024EPW | 46 | 70.1068 | 16.2033 | 1908.1349 | 416.6916 | 0 | 157.3543 | 0.21323 | 470.9331 | 470.9331 | 0.56667 | 0.98047 | 1.0025 | 0.98582 | 0.99128
03/30 01:00:00 | 3 | 30 | 1 | (VS)USA_ID_Boise-AP-Gowen-Field-ANGB.726810_AMY_2024EPW | 46 | 70.094 | 17.153 | 2246.3597 | 472.59 | 0 | 147.5276 | 0.26236 | 463.3761 | 463.3761 | 0.58333 | 0.99075 | 0.99775 | 0.99273 | 0.99815
03/30 02:00:00 | 3 | 30 | 2 | (VS)USA_ID_Boise-AP-Gowen-Field-ANGB.726810_AMY_2024EPW | 47 | 70.0817 | 21.3765 | 2744.1691 | 573.3352 | 0 | 140.6563 | 0.28454 | 544.927 | 544.927 | 0.71667 | 0.99839 | 1.0039 | 0.99804 | 1.0033
03/30 03:00:00 | 3 | 30 | 3 | (VS)USA_ID_Boise-AP-Gowen-Field-ANGB.726810_AMY_2024EPW | 46 | 70.0934 | 24.0428 | 2984.1583 | 635.9756 | 0 | 134.7061 | 0.28917 | 638.1849 | 638.1849 | 0.9 | 0.99886 | 1.0049 | 0.99832 | 1.0036
03/30 04:00:00 | 3 | 30 | 4 | (VS)USA_ID_Boise-AP-Gowen-Field-ANGB.726810_AMY_2024EPW | 47 | 70.1136 | 28.0304 | 3369.8225 | 724.3928 | 0 | 129.5625 | 0.31409 | 728.4409 | 728.4409 | 0.96667 | 0.99838 | 1.0037 | 0.99803 | 1.0033
03/30 05:00:00 | 3 | 30 | 5 | (VS)USA_ID_Boise-AP-Gowen-Field-ANGB.726810_AMY_2024EPW | 46 | 70.0905 | 25.4614 | 3116.7792 | 670.2875 | 0 | 133.752 | 0.29823 | 636.2709 | 636.2709 | 0.9 | 0.9984 | 1.0046 | 0.99821 | 1.0033
03/30 06:00:00 | 3 | 30 | 6 | (VS)USA_ID_Boise-AP-Gowen-Field-ANGB.726810_AMY_2024EPW | 45 | 70.1157 | 25.6813 | 2978.3277 | 652.6094 | 0 | 134.8684 | 0.31211 | 764.5368 | 764.5368 | 0.91667 | 0.97198 | 0.98561 | 0.9801 | 0.98551
03/30 07:00:00 | 3 | 30 | 7 | (VS)USA_ID_Boise-AP-Gowen-Field-ANGB.726810_AMY_2024EPW | 44 | 70.1129 | 23.801 | 2906.4596 | 642.0087 | 0 | 132.1082 | 0.25685 | 700.0955 | 700.0955 | 0.91667 | 0.94315 | 0.96413 | 0.96071 | 0.96624
03/30 08:00:00 | 3 | 30 | 8 | (VS)USA_ID_Boise-AP-Gowen-Field-ANGB.726810_AMY_2024EPW | 44 | 70.0948 | 28.1787 | 3548.7334 | 778.8879 | 0 | 116.6681 | 0.32444 | 797.4086 | 797.4086 | 1.0667 | 0.94265 | 0.96248 | 0.9604 | 0.96592
03/30 09:00:00 | 3 | 30 | 9 | (VS)USA_ID_Boise-AP-Gowen-Field-ANGB.726810_AMY_2024EPW | 44 | 70.1062 | 24.5225 | 3100.0421 | 675.1631 | 0 | 127.8513 | 0.27755 | 687.7697 | 687.7697 | 0.93333 | 0.95287 | 0.97066 | 0.96726 | 0.97274
03/30 10:00:00 | 3 | 30 | 10 | (VS)USA_ID_Boise-AP-Gowen-Field-ANGB.726810_AMY_2024EPW | 46 | 70.0983 | 27.2959 | 3476.185 | 741.0456 | 0 | 120.7082 | 0.31288 | 750.0765 | 750.0765 | 1.0333 | 0.97957 | 0.98885 | 0.98522 | 0.99061
03/30 11:00:00 | 3 | 30 | 11 | (VS)USA_ID_Boise-AP-Gowen-Field-ANGB.726810_AMY_2024EPW | 48 | 70.1199 | 22.7454 | 2816.0444 | 589.6483 | 0 | 139.6662 | 0.30167 | 608.962 | 608.962 | 0.81667 | 1.0252 | 1.0229 | 1.016 | 1.0213
03/30 12:00:00 | 3 | 30 | 12 | (VS)USA_ID_Boise-AP-Gowen-Field-ANGB.726810_AMY_2024EPW | 51 | 70.0991 | 28.1698 | 3594.5725 | 734.3412 | 0 | 41.3784 | 0.31808 | 633.1466 | 633.1466 | 0.98333 | 1.0721 | 1.0576 | 1.048 | 1.0531
03/30 13:00:00 | 3 | 30 | 13 | (VS)USA_ID_Boise-AP-Gowen-Field-ANGB.726810_AMY_2024EPW | 53 | 70.1054 | 24.5572 | 3235.7635 | 647.0358 | 0 | 0 | 0.28279 | 512.4603 | 512.4603 | 0.85 | 1.1108 | 1.0884 | 1.0745 | 1.0795
03/30 14:00:00 | 3 | 30 | 14 | (VS)USA_ID_Boise-AP-Gowen-Field-ANGB.726810_AMY_2024EPW | 55 | 70.0965 | 27.7461 | 3594.1146 | 716.3762 | 0 | 0 | 0.27844 | 523.2627 | 523.2627 | 0.98333 | 1.1573 | 1.1191 | 1.1063 | 1.1114
03/30 15:00:00 | 3 | 30 | 15 | (VS)USA_ID_Boise-AP-Gowen-Field-ANGB.726810_AMY_2024EPW | 57 | 70.1098 | 23.9589 | 3202.1465 | 626.262 | 0 | 0 | 0.23401 | 410.7461 | 410.7461 | 0.86667 | 1.2037 | 1.1575 | 1.1382 | 1.1434
03/30 16:00:00 | 3 | 30 | 16 | (VS)USA_ID_Boise-AP-Gowen-Field-ANGB.726810_AMY_2024EPW | 58 | 70.0909 | 23.0799 | 3236.8043 | 619.7655 | 0 | 0 | 0.23349 | 398.8708 | 398.8708 | 0.8 | 1.2127 | 1.1669 | 1.1441 | 1.1496
03/30 17:00:00 | 3 | 30 | 17 | (VS)USA_ID_Boise-AP-Gowen-Field-ANGB.726810_AMY_2024EPW | 58 | 70.1091 | 15.8353 | 2108.7751 | 417.6655 | 0 | 0 | 0.19419 | 290.4506 | 290.4506 | 0.56667 | 1.2132 | 1.1671 | 1.1444 | 1.1499
03/30 18:00:00 | 3 | 30 | 18 | (VS)USA_ID_Boise-AP-Gowen-Field-ANGB.726810_AMY_2024EPW | 58 | 70.1328 | 11.8295 | 1374.8152 | 281.3329 | 0 | 0 | 0.11197 | 227.4665 | 227.4665 | 0.41667 | 1.2231 | 1.1742 | 1.1512 | 1.1569
03/30 19:00:00 | 3 | 30 | 19 | (VS)USA_ID_Boise-AP-Gowen-Field-ANGB.726810_AMY_2024EPW | 58 | 70.1285 | 11.852 | 1383.933 | 282.5168 | 0 | 0 | 0.11313 | 229.1172 | 229.1172 | 0.4 | 1.2254 | 1.1765 | 1.1527 | 1.1584
03/30 20:00:00 | 3 | 30 | 20 | (VS)USA_ID_Boise-AP-Gowen-Field-ANGB.726810_AMY_2024EPW | 57 | 70.1254 | 15.4619 | 1940.3175 | 390.5179 | 0 | 0 | 0.17488 | 307.1001 | 307.1001 | 0.58333 | 1.1967 | 1.1606 | 1.133 | 1.1386
03/30 21:00:00 | 3 | 30 | 21 | (VS)USA_ID_Boise-AP-Gowen-Field-ANGB.726810_AMY_2024EPW | 54 | 70.1122 | 15.6753 | 1948.0652 | 396.2383 | 0 | 0 | 0.18592 | 348.383 | 348.383 | 0.58333 | 1.1423 | 1.1587 | 1.0957 | 1.1011
03/30 22:00:00 | 3 | 30 | 22 | (VS)USA_ID_Boise-AP-Gowen-Field-ANGB.726810_AMY_2024EPW | 50 | 70.1221 | 15.8729 | 1944.7254 | 400.743 | 0 | 59.6348 | 0.19614 | 401.9591 | 401.9591 | 0.56667 | 1.076 | 1.1587 | 1.0505 | 1.0558
03/30 23:00:00 | 3 | 30 | 23 | (VS)USA_ID_Boise-AP-Gowen-Field-ANGB.726810_AMY_2024EPW | 48 | 70.1244 | 15.8075 | 1827.6369 | 394.0316 | 0 | 161.4494 | 0.19275 | 441.1652 | 441.1652 | 0.58333 | 1.0282 | 1.1587 | 1.0181 | 1.0234
03/30 24:00:00 | 3 | 30 | 24 | (VS)USA_ID_Boise-AP-Gowen-Field-ANGB.726810_AMY_2024EPW | 46 | 70.0973 | 16.9842 | 2198.264 | 462.3718 | 0 | 149.2749 | 0.25363 | 460.3944 | 460.3944 | 0.58333 | 1.0002 | 1.0784 | 0.99913 | 1.0045
03/31 01:00:00 | 3 | 31 | 1 | (VS)USA_ID_Boise-AP-Gowen-Field-ANGB.726810_AMY_2024EPW | 44 | 70.079 | 21.4564 | 2687.609 | 579.067 | 0 | 139.4645 | 0.25684 | 591.3401 | 591.3401 | 0.75 | 0.95545 | 0.97383 | 0.96912 | 0.97457
03/31 02:00:00 | 3 | 31 | 2 | (VS)USA_ID_Boise-AP-Gowen-Field-ANGB.726810_AMY_2024EPW | 42 | 70.0784 | 21.5889 | 2580.3193 | 583.7314 | 0 | 140.2738 | 0.2519 | 635.1482 | 635.1482 | 0.8 | 0.9068 | 0.93707 | 0.93634 | 0.9421
03/31 03:00:00 | 3 | 31 | 3 | (VS)USA_ID_Boise-AP-Gowen-Field-ANGB.726810_AMY_2024EPW | 41 | 70.1045 | 30.642 | 2931.8713 | 743.4594 | 28.4805 | 119.9937 | 0.32373 | 1147.9828 | 1147.9828 | 1.1333 | 0.89584 | 0.9286 | 0.92908 | 0.93487
03/31 04:00:00 | 3 | 31 | 4 | (VS)USA_ID_Boise-AP-Gowen-Field-ANGB.726810_AMY_2024EPW | 39 | 70.1018 | 29.5377 | 2892.9494 | 746.3345 | 32.1348 | 116.3429 | 0.34958 | 1044.9181 | 1044.9181 | 1.0333 | 0.85907 | 0.90321 | 0.90482 | 0.91064
03/31 05:00:00 | 3 | 31 | 5 | (VS)USA_ID_Boise-AP-Gowen-Field-ANGB.726810_AMY_2024EPW | 37 | 70.0699 | 43.0304 | 4004.5343 | 1070.278 | 36.8451 | 93.3333 | 0.40996 | 1213.8795 | 1213.8795 | 1.4667 | 0.82086 | 0.87404 | 0.87947 | 0.8855
03/31 06:00:00 | 3 | 31 | 6 | (VS)USA_ID_Boise-AP-Gowen-Field-ANGB.726810_AMY_2024EPW | 36 | 70.0678 | 44.5255 | 3800.2543 | 1028.1978 | 28.0616 | 106.6667 | 0.32389 | 1061.674 | 1061.674 | 1.4667 | 0.81076 | 0.86665 | 0.87274 | 0.87904
03/31 07:00:00 | 3 | 31 | 7 | (VS)USA_ID_Boise-AP-Gowen-Field-ANGB.726810_AMY_2024EPW | 35 | 70.0516 | 61.3456 | 4672.0707 | 1312.9189 | 31.8847 | 93.3333 | 0.394 | 1227.5022 | 1227.5022 | 1.8667 | 0.79208 | 0.8531 | 0.86033 | 0.86671
03/31 08:00:00 | 3 | 31 | 8 | (VS)USA_ID_Boise-AP-Gowen-Field-ANGB.726810_AMY_2024EPW | 36 | 70.0488 | 57.8433 | 4298.5189 | 1214.9364 | 20.835 | 106.6667 | 0.41242 | 1064.0201 | 1064.0201 | 1.6333 | 0.80189 | 0.86017 | 0.86667 | 0.87299
03/31 09:00:00 | 3 | 31 | 9 | (VS)USA_ID_Boise-AP-Gowen-Field-ANGB.726810_AMY_2024EPW | 39 | 70.033 | 68.7618 | 5314.9851 | 1462.4171 | 4.8035 | 93.3333 | 0.5087 | 1169.7717 | 1169.7717 | 1.8667 | 0.85773 | 0.90006 | 0.90374 | 0.90963
03/31 10:00:00 | 3 | 31 | 10 | (VS)USA_ID_Boise-AP-Gowen-Field-ANGB.726810_AMY_2024EPW | 42 | 70.0322 | 54.3742 | 5247.9389 | 1235.391 | 0 | 97.8769 | 0.45453 | 1450.227 | 1450.227 | 1.55 | 0.90594 | 0.93609 | 0.9358 | 0.94152
03/31 11:00:00 | 3 | 31 | 11 | (VS)USA_ID_Boise-AP-Gowen-Field-ANGB.726810_AMY_2024EPW | 45 | 70.0663 | 63.9984 | 5976.0401 | 1394.6632 | 0 | 94.4619 | 0.4976 | 1774.9643 | 1774.9643 | 1.8 | 0.96227 | 0.97418 | 0.97365 | 0.97914
03/31 12:00:00 | 3 | 31 | 12 | (VS)USA_ID_Boise-AP-Gowen-Field-ANGB.726810_AMY_2024EPW | 50 | 70.036 | 56.5155 | 5974.6011 | 1296.2089 | 0 | 39.3595 | 0.44122 | 1197.4495 | 1197.4495 | 1.65 | 1.0643 | 1.0498 | 1.0428 | 1.048
03/31 13:00:00 | 3 | 31 | 13 | (VS)USA_ID_Boise-AP-Gowen-Field-ANGB.726810_AMY_2024EPW | 54 | 70.0369 | 37.951 | 5684.0051 | 1088.5716 | 0 | 0 | 0.38386 | 546.6166 | 546.6166 | 1.35 | 1.1398 | 1.1104 | 1.0946 | 1.0995
03/31 14:00:00 | 3 | 31 | 14 | (VS)USA_ID_Boise-AP-Gowen-Field-ANGB.726810_AMY_2024EPW | 57 | 70.0771 | 26.3893 | 4216.8014 | 778.8384 | 0 | 0 | 0.35579 | 426.6552 | 426.6552 | 0.93333 | 1.1856 | 1.1443 | 1.1255 | 1.131
03/31 15:00:00 | 3 | 31 | 15 | (VS)USA_ID_Boise-AP-Gowen-Field-ANGB.726810_AMY_2024EPW | 58 | 70.1055 | 25.9004 | 3680.1639 | 708.4917 | 0 | 0 | 0.33988 | 443.5306 | 443.5306 | 0.93333 | 1.2243 | 1.1748 | 1.1519 | 1.1576
03/31 16:00:00 | 3 | 31 | 16 | (VS)USA_ID_Boise-AP-Gowen-Field-ANGB.726810_AMY_2024EPW | 59 | 70.1105 | 23.8607 | 3267.6823 | 633.5009 | 0 | 0 | 0.24997 | 375.0564 | 375.0564 | 0.85 | 1.2342 | 1.1831 | 1.159 | 1.1646
03/31 17:00:00 | 3 | 31 | 17 | (VS)USA_ID_Boise-AP-Gowen-Field-ANGB.726810_AMY_2024EPW | 59 | 70.1016 | 16.1243 | 2249.0435 | 440.7328 | 0 | 0 | 0.20914 | 271.4647 | 271.4647 | 0.61667 | 1.2352 | 1.1828 | 1.1594 | 1.1653
03/31 18:00:00 | 3 | 31 | 18 | (VS)USA_ID_Boise-AP-Gowen-Field-ANGB.726810_AMY_2024EPW | 58 | 70.1063 | 18.838 | 2498.7801 | 492.3686 | 0 | 0 | 0.22453 | 335.7782 | 335.7782 | 0.65 | 1.2262 | 1.1761 | 1.1532 | 1.159
03/31 19:00:00 | 3 | 31 | 19 | (VS)USA_ID_Boise-AP-Gowen-Field-ANGB.726810_AMY_2024EPW | 57 | 70.1061 | 16.1169 | 2193.74 | 430.3827 | 0 | 0 | 0.20876 | 305.2357 | 305.2357 | 0.56667 | 1.1984 | 1.159 | 1.134 | 1.1398
03/31 20:00:00 | 3 | 31 | 20 | (VS)USA_ID_Boise-AP-Gowen-Field-ANGB.726810_AMY_2024EPW | 55 | 70.0963 | 24.0445 | 3057.9379 | 611.2174 | 0 | 0 | 0.23273 | 463.2466 | 463.2466 | 0.86667 | 1.1595 | 1.1304 | 1.1078 | 1.1131
03/31 21:00:00 | 3 | 31 | 21 | (VS)USA_ID_Boise-AP-Gowen-Field-ANGB.726810_AMY_2024EPW | 52 | 70.0883 | 21.63 | 2931.0974 | 576.7036 | 0 | 0 | 0.25606 | 453.4979 | 453.4979 | 0.73333 | 1.1046 | 1.0879 | 1.0702 | 1.0754
03/31 22:00:00 | 3 | 31 | 22 | (VS)USA_ID_Boise-AP-Gowen-Field-ANGB.726810_AMY_2024EPW | 49 | 70.0981 | 24.7039 | 2985.2344 | 624.5988 | 0 | 142.191 | 0.2734 | 579.0961 | 579.0961 | 0.85 | 1.0559 | 1.0483 | 1.037 | 1.0423
03/31 23:00:00 | 3 | 31 | 23 | (VS)USA_ID_Boise-AP-Gowen-Field-ANGB.726810_AMY_2024EPW | 48 | 70.0976 | 23.9692 | 3035.7239 | 632.3358 | 0 | 134.8469 | 0.3011 | 610.7434 | 610.7434 | 0.88333 | 1.0274 | 1.0269 | 1.0176 | 1.0229
03/31 24:00:00 | 3 | 31 | 24 | (VS)USA_ID_Boise-AP-Gowen-Field-ANGB.726810_AMY_2024EPW | 46 | 70.1104 | 27.7609 | 3569.2547 | 748.3216 | 0 | 121.7688 | 0.30249 | 731.0195 | 731.0195 | 1.0333 | 0.99981 | 1.0062 | 0.99887 | 1.0043
04/01 01:00:00 | 4 | 1 | 1 | (VS)USA_ID_Boise-AP-Gowen-Field-ANGB.726810_AMY_2024EPW | 44 | 70.0974 | 24.7786 | 3063.02 | 665.0202 | 0 | 130.5381 | 0.30089 | 678.2184 | 678.2184 | 0.9 | 0.96283 | 0.97958 | 0.97401 | 0.9795
04/01 02:00:00 | 4 | 1 | 2 | (VS)USA_ID_Boise-AP-Gowen-Field-ANGB.726810_AMY_2024EPW | 41 | 70.1163 | 28.9812 | 3015.7647 | 718.7485 | 20.9771 | 125.3511 | 0.30469 | 975.2206 | 975.2206 | 1.05 | 0.90469 | 0.93679 | 0.9351 | 0.94076
04/01 03:00:00 | 4 | 1 | 3 | (VS)USA_ID_Boise-AP-Gowen-Field-ANGB.726810_AMY_2024EPW | 39 | 70.0918 | 30.3626 | 2868.7451 | 745.6927 | 55.2309 | 112.7211 | 0.36136 | 1085.1835 | 1085.1835 | 1.0833 | 0.85688 | 0.90076 | 0.90357 | 0.90918
04/01 04:00:00 | 4 | 1 | 4 | (VS)USA_ID_Boise-AP-Gowen-Field-ANGB.726810_AMY_2024EPW | 37 | 70.0973 | 37.7752 | 3391.3101 | 904.8393 | 60.4238 | 100.636 | 0.43836 | 1254.3967 | 1254.3967 | 1.2 | 0.82924 | 0.88023 | 0.88505 | 0.89094
04/01 05:00:00 | 4 | 1 | 5 | (VS)USA_ID_Boise-AP-Gowen-Field-ANGB.726810_AMY_2024EPW | 38 | 70.0708 | 37.5072 | 3465.1007 | 920.1487 | 57.9081 | 100 | 0.26339 | 1090.9111 | 1090.9111 | 1.4 | 0.82883 | 0.87972 | 0.88472 | 0.89076
04/01 06:00:00 | 4 | 1 | 6 | (VS)USA_ID_Boise-AP-Gowen-Field-ANGB.726810_AMY_2024EPW | 37 | 70.0803 | 50.0561 | 3954.1113 | 1069.791 | 64.2056 | 100 | 0.38018 | 1255.1537 | 1255.1537 | 1.5667 | 0.81891 | 0.87273 | 0.87803 | 0.88427
04/01 07:00:00 | 4 | 1 | 7 | (VS)USA_ID_Boise-AP-Gowen-Field-ANGB.726810_AMY_2024EPW | 35 | 70.0425 | 62.2368 | 4285.8935 | 1217.5486 | 76.8766 | 100 | 0.36046 | 1217.4173 | 1217.4173 | 1.8333 | 0.79209 | 0.85399 | 0.86011 | 0.86652
04/01 08:00:00 | 4 | 1 | 8 | (VS)USA_ID_Boise-AP-Gowen-Field-ANGB.726810_AMY_2024EPW | 35 | 70.0445 | 76.9261 | 4682.2597 | 1366.7727 | 69.9555 | 100 | 0.44008 | 1507.5298 | 1507.5298 | 2 | 0.77365 | 0.84052 | 0.84781 | 0.8545
04/01 09:00:00 | 4 | 1 | 9 | (VS)USA_ID_Boise-AP-Gowen-Field-ANGB.726810_AMY_2024EPW | 37 | 70.0538 | 60.2595 | 4698.3848 | 1305.6337 | 23.9736 | 92.3594 | 0.40948 | 1392.4846 | 1392.4846 | 1.8167 | 0.81002 | 0.86523 | 0.87206 | 0.87831
04/01 10:00:00 | 4 | 1 | 10 | (VS)USA_ID_Boise-AP-Gowen-Field-ANGB.726810_AMY_2024EPW | 42 | 70.0563 | 38.5786 | 4353.4586 | 1023.6657 | 0.018363 | 106.6667 | 0.35099 | 783.1594 | 783.1594 | 1.3167 | 0.90382 | 0.93433 | 0.93485 | 0.94029
04/01 11:00:00 | 4 | 1 | 11 | (VS)USA_ID_Boise-AP-Gowen-Field-ANGB.726810_AMY_2024EPW | 47 | 70.0446 | 41.1709 | 5401.7155 | 1146.6504 | 0 | 93.3333 | 0.36549 | 719.8275 | 719.8275 | 1.4667 | 0.99701 | 1.0034 | 0.99753 | 1.0025
04/01 12:00:00 | 4 | 1 | 12 | (VS)USA_ID_Boise-AP-Gowen-Field-ANGB.726810_AMY_2024EPW | 51 | 70.0486 | 34.3377 | 4868.1871 | 974.2549 | 0 | 40 | 0.27144 | 550.5187 | 550.5187 | 1.2833 | 1.0712 | 1.0592 | 1.0479 | 1.0526
04/01 13:00:00 | 4 | 1 | 13 | (VS)USA_ID_Boise-AP-Gowen-Field-ANGB.726810_AMY_2024EPW | 54 | 70.0427 | 36.7637 | 5629.9095 | 1069.2889 | 0 | 0 | 0.3334 | 544.4641 | 544.4641 | 1.3667 | 1.1372 | 1.109 | 1.0929 | 1.0977
04/01 14:00:00 | 4 | 1 | 14 | (VS)USA_ID_Boise-AP-Gowen-Field-ANGB.726810_AMY_2024EPW | 58 | 70.0819 | 26.0185 | 4120.0386 | 764.874 | 0 | 0 | 0.35186 | 404.627 | 404.627 | 0.91667 | 1.2034 | 1.1578 | 1.1378 | 1.1432
04/01 15:00:00 | 4 | 1 | 15 | (VS)USA_ID_Boise-AP-Gowen-Field-ANGB.726810_AMY_2024EPW | 60 | 70.0954 | 23.7461 | 3402.8424 | 653.3304 | 0 | 0 | 0.28615 | 363.8368 | 363.8368 | 0.85 | 1.2426 | 1.1879 | 1.1648 | 1.1704
04/01 16:00:00 | 4 | 1 | 16 | (VS)USA_ID_Boise-AP-Gowen-Field-ANGB.726810_AMY_2024EPW | 61 | 70.1061 | 19.6484 | 2836.4273 | 547.3453 | 0 | 0 | 0.24599 | 286.4435 | 286.4435 | 0.68333 | 1.2712 | 1.2106 | 1.1844 | 1.1903
04/01 17:00:00 | 4 | 1 | 17 | (VS)USA_ID_Boise-AP-Gowen-Field-ANGB.726810_AMY_2024EPW | 63 | 70.1158 | 12.5726 | 1754.6585 | 347.7749 | 0 | 0 | 0.15041 | 168.1204 | 168.1204 | 0.46667 | 1.3075 | 1.2389 | 1.2096 | 1.2158
04/01 18:00:00 | 4 | 1 | 18 | (VS)USA_ID_Boise-AP-Gowen-Field-ANGB.726810_AMY_2024EPW | 63 | 70.1116 | 11.6809 | 1395.8941 | 284.549 | 0 | 0 | 0.10428 | 164.8422 | 164.8422 | 0.41667 | 1.3192 | 1.2494 | 1.2177 | 1.224
04/01 19:00:00 | 4 | 1 | 19 | (VS)USA_ID_Boise-AP-Gowen-Field-ANGB.726810_AMY_2024EPW | 63 | 70.1338 | 8.8723 | 1086.2097 | 220.3658 | 0 | 0 | 0.083983 | 128.0946 | 128.0946 | 0.3 | 1.3081 | 1.2405 | 1.2099 | 1.2161
04/01 20:00:00 | 4 | 1 | 20 | (VS)USA_ID_Boise-AP-Gowen-Field-ANGB.726810_AMY_2024EPW | 61 | 70.1593 | 8.8169 | 1048.4452 | 212.6958 | 0 | 0 | 0.081116 | 142.4862 | 142.4862 | 0.3 | 1.2852 | 1.2236 | 1.1941 | 1.2001
04/01 21:00:00 | 4 | 1 | 21 | (VS)USA_ID_Boise-AP-Gowen-Field-ANGB.726810_AMY_2024EPW | 58 | 70.105 | 11.7143 | 1322.7376 | 272.827 | 0 | 0 | 0.10601 | 232.7271 | 232.7271 | 0.38333 | 1.2214 | 1.1753 | 1.15 | 1.1556
04/01 22:00:00 | 4 | 1 | 22 | (VS)USA_ID_Boise-AP-Gowen-Field-ANGB.726810_AMY_2024EPW | 54 | 70.1426 | 8.9092 | 981.6959 | 206.6899 | 0 | 0 | 0.085893 | 212.246 | 212.246 | 0.33333 | 1.145 | 1.1163 | 1.0975 | 1.1029
04/01 23:00:00 | 4 | 1 | 23 | (VS)USA_ID_Boise-AP-Gowen-Field-ANGB.726810_AMY_2024EPW | 52 | 70.1381 | 14.4965 | 1487.9427 | 321.5814 | 0 | 0 | 0.12494 | 378.5262 | 378.5262 | 0.46667 | 1.1024 | 1.0822 | 1.0684 | 1.0737
04/01 24:00:00 | 4 | 1 | 24 | (VS)USA_ID_Boise-AP-Gowen-Field-ANGB.726810_AMY_2024EPW | 51 | 70.1413 | 12.1903 | 1370.8879 | 291.1766 | 0 | 0 | 0.13063 | 315.3965 | 315.3965 | 0.41667 | 1.0855 | 1.0709 | 1.057 | 1.0623
04/02 01:00:00 | 4 | 2 | 1 | (VS)USA_ID_Boise-AP-Gowen-Field-ANGB.726810_AMY_2024EPW | 49 | 70.1361 | 15.2634 | 1679.044 | 363.9712 | 0 | 167.0787 | 0.16461 | 415.5555 | 415.5555 | 0.58333 | 1.0554 | 1.0625 | 1.0365 | 1.0418
04/02 02:00:00 | 4 | 2 | 2 | (VS)USA_ID_Boise-AP-Gowen-Field-ANGB.726810_AMY_2024EPW | 47 | 70.1063 | 16.547 | 2081.7721 | 438.0325 | 0 | 153.7974 | 0.23101 | 442.1031 | 442.1031 | 0.58333 | 1.0193 | 1.0555 | 1.012 | 1.0173
04/02 03:00:00 | 4 | 2 | 3 | (VS)USA_ID_Boise-AP-Gowen-Field-ANGB.726810_AMY_2024EPW | 44 | 70.0822 | 21.3907 | 2662.3298 | 574.5404 | 0 | 140.8369 | 0.27016 | 579.8769 | 579.8769 | 0.75 | 0.96304 | 0.97949 | 0.97419 | 0.97957
04/02 04:00:00 | 4 | 2 | 4 | (VS)USA_ID_Boise-AP-Gowen-Field-ANGB.726810_AMY_2024EPW | 43 | 70.0847 | 21.4372 | 2737.5106 | 596.3373 | 0 | 136.3911 | 0.2086 | 605.1493 | 605.1493 | 0.85 | 0.93286 | 0.95589 | 0.9538 | 0.95936
04/02 05:00:00 | 4 | 2 | 5 | (VS)USA_ID_Boise-AP-Gowen-Field-ANGB.726810_AMY_2024EPW | 41 | 70.0743 | 22.3861 | 2588.4745 | 606.9913 | 2.1964 | 135.7684 | 0.25648 | 690.5188 | 690.5188 | 0.86667 | 0.90476 | 0.93653 | 0.9351 | 0.94074
04/02 06:00:00 | 4 | 2 | 6 | (VS)USA_ID_Boise-AP-Gowen-Field-ANGB.726810_AMY_2024EPW | 39 | 70.11 | 31.5603 | 3172.5614 | 816.2086 | 4.288 | 114.4538 | 0.3629 | 1107.8817 | 1107.8817 | 1.1 | 0.86636 | 0.90726 | 0.90968 | 0.91537
04/02 07:00:00 | 4 | 2 | 7 | (VS)USA_ID_Boise-AP-Gowen-Field-ANGB.726810_AMY_2024EPW | 39 | 70.0783 | 31.5476 | 3385.1032 | 859.2279 | 7.4837 | 105.339 | 0.409 | 973.3106 | 973.3106 | 1.0833 | 0.86606 | 0.90601 | 0.90966 | 0.91517
04/02 08:00:00 | 4 | 2 | 8 | (VS)USA_ID_Boise-AP-Gowen-Field-ANGB.726810_AMY_2024EPW | 39 | 70.0951 | 35.8165 | 3604.866 | 924.6535 | 15.5018 | 102.7436 | 0.42973 | 1127.841 | 1127.841 | 1.1667 | 0.86616 | 0.9072 | 0.90971 | 0.91523
04/02 09:00:00 | 4 | 2 | 9 | (VS)USA_ID_Boise-AP-Gowen-Field-ANGB.726810_AMY_2024EPW | 43 | 70.0894 | 26.6191 | 3170.8322 | 729.0154 | 3.0689 | 121.7327 | 0.31935 | 773.7621 | 773.7621 | 1 | 0.92283 | 0.94478 | 0.94733 | 0.9528
04/02 10:00:00 | 4 | 2 | 10 | (VS)USA_ID_Boise-AP-Gowen-Field-ANGB.726810_AMY_2024EPW | 49 | 70.1146 | 28.2177 | 3401.2872 | 717.5833 | 0 | 85.6323 | 0.30665 | 664.2124 | 664.2124 | 0.95 | 1.0439 | 1.0351 | 1.0289 | 1.034
04/02 11:00:00 | 4 | 2 | 11 | (VS)USA_ID_Boise-AP-Gowen-Field-ANGB.726810_AMY_2024EPW | 55 | 70.093 | 20.8338 | 2907.5015 | 564.746 | 0 | 0 | 0.27834 | 402.1233 | 402.1233 | 0.7 | 1.1454 | 1.109 | 1.098 | 1.1032
04/02 12:00:00 | 4 | 2 | 12 | (VS)USA_ID_Boise-AP-Gowen-Field-ANGB.726810_AMY_2024EPW | 59 | 70.0888 | 19.6931 | 2830.0395 | 549.866 | 0 | 0 | 0.26876 | 330.2274 | 330.2274 | 0.7 | 1.2221 | 1.1392 | 1.1506 | 1.1561
04/02 13:00:00 | 4 | 2 | 13 | (VS)USA_ID_Boise-AP-Gowen-Field-ANGB.726810_AMY_2024EPW | 61 | 70.1204 | 12.6267 | 1737.9002 | 344.0875 | 0 | 0 | 0.1532 | 192.0621 | 192.0621 | 0.5 | 1.2694 | 1.21 | 1.1832 | 1.189
04/02 14:00:00 | 4 | 2 | 14 | (VS)USA_ID_Boise-AP-Gowen-Field-ANGB.726810_AMY_2024EPW | 64 | 70.1364 | 15.2469 | 2022.1121 | 406.9707 | 0 | 0 | 0.16375 | 196.8885 | 196.8885 | 0.55 | 1.3228 | 1.2513 | 1.2204 | 1.2266
04/02 15:00:00 | 4 | 2 | 15 | (VS)USA_ID_Boise-AP-Gowen-Field-ANGB.726810_AMY_2024EPW | 67 | 70.0793 | 11.9481 | 1569.3237 | 319.0984 | 0 | 0 | 0.1181 | 119.4088 | 119.4088 | 0.45 | 1.3797 | 1.2964 | 1.26 | 1.2668
04/02 16:00:00 | 4 | 2 | 16 | (VS)USA_ID_Boise-AP-Gowen-Field-ANGB.726810_AMY_2024EPW | 69 | 70.1651 | 5.8259 | 732.6295 | 150.144 | 0 | 0 | 0.051386 | 51.6277 | 51.6277 | 0.2 | 1.4098 | 1.3205 | 1.2809 | 1.288
04/02 17:00:00 | 4 | 2 | 17 | (VS)USA_ID_Boise-AP-Gowen-Field-ANGB.726810_AMY_2024EPW | 70 | 70.1225 | 2.8665 | 349.6539 | 71.6365 | 0 | 0 | 0.023293 | 23.8369 | 23.8369 | 0.1 | 1.4254 | 1.3333 | 1.2918 | 1.2991
04/02 18:00:00 | 4 | 2 | 18 | (VS)USA_ID_Boise-AP-Gowen-Field-ANGB.726810_AMY_2024EPW | 71 | 70.0779 | 0 | 0 | 0 | 0 | 0 | 0 | 0 | 0 | 0 | 1.4278 | 1.3356 | 1.2935 | 1.3009
04/02 19:00:00 | 4 | 2 | 19 | (VS)USA_ID_Boise-AP-Gowen-Field-ANGB.726810_AMY_2024EPW | 71 | 70.5384 | 0 | 0 | 0 | 0 | 0 | 0 | 0 | 0 | 0 | 1.4278 | 1.3356 | 1.2935 | 1.3009
04/02 20:00:00 | 4 | 2 | 20 | (VS)USA_ID_Boise-AP-Gowen-Field-ANGB.726810_AMY_2024EPW | 69 | 70.0881 | 4.6017 | 0 | 0 | 0 | 0 | 0 | 0 | 0 | 0.13333 | 1.4278 | 1.3356 | 1.2935 | 1.3009
04/02 21:00:00 | 4 | 2 | 21 | (VS)USA_ID_Boise-AP-Gowen-Field-ANGB.726810_AMY_2024EPW | 65 | 70.2238 | 0 | 0 | 0 | 0 | 0 | 0 | 0 | 0 | 0 | 1.4278 | 1.3356 | 1.2935 | 1.3009
04/02 22:00:00 | 4 | 2 | 22 | (VS)USA_ID_Boise-AP-Gowen-Field-ANGB.726810_AMY_2024EPW | 58 | 70.123 | 2.7385 | 258.9985 | 55.6401 | 0 | 0 | 0.016667 | 63.842 | 63.842 | 0.066667 | 1.37 | 1.2972 | 1.2593 | 1.2663
04/02 23:00:00 | 4 | 2 | 23 | (VS)USA_ID_Boise-AP-Gowen-Field-ANGB.726810_AMY_2024EPW | 55 | 70.1427 | 5.9004 | 652.7146 | 136.6951 | 0 | 0 | 0.055241 | 133.6197 | 133.6197 | 0.2 | 1.1645 | 1.1302 | 1.1109 | 1.1163
04/02 24:00:00 | 4 | 2 | 24 | (VS)USA_ID_Boise-AP-Gowen-Field-ANGB.726810_AMY_2024EPW | 54 | 70.114 | 9.2176 | 1110.9487 | 226.7592 | 0 | 0 | 0.10184 | 204.908 | 204.908 | 0.3 | 1.1507 | 1.1191 | 1.1014 | 1.1067
04/03 01:00:00 | 4 | 3 | 1 | (VS)USA_ID_Boise-AP-Gowen-Field-ANGB.726810_AMY_2024EPW | 56 | 70.1203 | 12.0658 | 1408.5398 | 290.7016 | 0 | 0 | 0.12419 | 261.9093 | 261.9093 | 0.41667 | 1.1637 | 1.128 | 1.1104 | 1.1158
04/03 02:00:00 | 4 | 3 | 2 | (VS)USA_ID_Boise-AP-Gowen-Field-ANGB.726810_AMY_2024EPW | 57 | 70.1077 | 15.4798 | 1939.108 | 392.8533 | 0 | 0 | 0.17581 | 303.8684 | 303.8684 | 0.56667 | 1.195 | 1.1528 | 1.132 | 1.1374
04/03 03:00:00 | 4 | 3 | 3 | (VS)USA_ID_Boise-AP-Gowen-Field-ANGB.726810_AMY_2024EPW | 56 | 70.1271 | 12.8698 | 1735.6343 | 343.2374 | 0 | 0 | 0.16578 | 251.6623 | 251.6623 | 0.46667 | 1.1857 | 1.1465 | 1.1255 | 1.1309
04/03 04:00:00 | 4 | 3 | 4 | (VS)USA_ID_Boise-AP-Gowen-Field-ANGB.726810_AMY_2024EPW | 55 | 70.1006 | 16.5364 | 2273.6432 | 443.965 | 0 | 0 | 0.21147 | 329.4318 | 329.4318 | 0.56667 | 1.1668 | 1.1327 | 1.1126 | 1.1179
04/03 05:00:00 | 4 | 3 | 5 | (VS)USA_ID_Boise-AP-Gowen-Field-ANGB.726810_AMY_2024EPW | 55 | 70.1063 | 12.9846 | 1749.3807 | 346.5987 | 0 | 0 | 0.17172 | 269.2524 | 269.2524 | 0.5 | 1.1577 | 1.1256 | 1.1064 | 1.1116
04/03 06:00:00 | 4 | 3 | 6 | (VS)USA_ID_Boise-AP-Gowen-Field-ANGB.726810_AMY_2024EPW | 54 | 70.1256 | 15.7854 | 2012.5085 | 403.4939 | 0 | 0 | 0.19161 | 350.097 | 350.097 | 0.55 | 1.1407 | 1.1147 | 1.0947 | 1.0999
04/03 07:00:00 | 4 | 3 | 7 | (VS)USA_ID_Boise-AP-Gowen-Field-ANGB.726810_AMY_2024EPW | 53 | 70.125 | 15.5778 | 1876.4196 | 389.0454 | 0 | 0 | 0.18087 | 366.4105 | 366.4105 | 0.58333 | 1.1206 | 1.0987 | 1.081 | 1.0861
04/03 08:00:00 | 4 | 3 | 8 | (VS)USA_ID_Boise-AP-Gowen-Field-ANGB.726810_AMY_2024EPW | 51 | 70.0815 | 20.7933 | 2862.8017 | 566.6838 | 0 | 0 | 0.28118 | 466.2002 | 466.2002 | 0.71667 | 1.0933 | 1.0846 | 1.0625 | 1.0675
04/03 09:00:00 | 4 | 3 | 9 | (VS)USA_ID_Boise-AP-Gowen-Field-ANGB.726810_AMY_2024EPW | 53 | 70.0854 | 20.4403 | 2874.1297 | 562.424 | 0 | 0 | 0.28826 | 443.5912 | 443.5912 | 0.7 | 1.1082 | 1.0765 | 1.0725 | 1.0777
04/03 10:00:00 | 4 | 3 | 10 | (VS)USA_ID_Boise-AP-Gowen-Field-ANGB.726810_AMY_2024EPW | 57 | 70.1078 | 15.7047 | 2029.1401 | 406.2977 | 0 | 0 | 0.18744 | 312.1931 | 312.1931 | 0.58333 | 1.1817 | 1.1033 | 1.1228 | 1.1281
04/03 11:00:00 | 4 | 3 | 11 | (VS)USA_ID_Boise-AP-Gowen-Field-ANGB.726810_AMY_2024EPW | 61 | 70.1199 | 12.9373 | 1851.0014 | 363.7719 | 0 | 0 | 0.16928 | 200.0262 | 200.0262 | 0.46667 | 1.2529 | 1.1961 | 1.172 | 1.1775
04/03 12:00:00 | 4 | 3 | 12 | (VS)USA_ID_Boise-AP-Gowen-Field-ANGB.726810_AMY_2024EPW | 65 | 70.1228 | 12.0158 | 1548.2235 | 315.7748 | 0 | 0 | 0.1216 | 153.321 | 153.321 | 0.46667 | 1.3375 | 1.263 | 1.2308 | 1.2369
04/03 13:00:00 | 4 | 3 | 13 | (VS)USA_ID_Boise-AP-Gowen-Field-ANGB.726810_AMY_2024EPW | 68 | 70.1413 | 11.6539 | 1460.9407 | 298.4266 | 0 | 0 | 0.10288 | 117.2339 | 117.2339 | 0.4 | 1.3976 | 1.31 | 1.2726 | 1.2794
04/03 14:00:00 | 4 | 3 | 14 | (VS)USA_ID_Boise-AP-Gowen-Field-ANGB.726810_AMY_2024EPW | 70 | 70.1429 | 11.7194 | 1512.6082 | 311.2026 | 0 | 0 | 0.10627 | 98.1013 | 98.1013 | 0.4 | 1.4277 | 1.3344 | 1.2936 | 1.3008
04/03 15:00:00 | 4 | 3 | 15 | (VS)USA_ID_Boise-AP-Gowen-Field-ANGB.726810_AMY_2024EPW | 66 | 70.1525 | 8.6116 | 1015.9634 | 208.46 | 0 | 0 | 0.070497 | 107.1279 | 107.1279 | 0.3 | 1.3755 | 1.2964 | 1.2571 | 1.2638
04/03 16:00:00 | 4 | 3 | 16 | (VS)USA_ID_Boise-AP-Gowen-Field-ANGB.726810_AMY_2024EPW | 64 | 70.1641 | 8.6962 | 1024.7724 | 209.6438 | 0 | 0 | 0.074871 | 126.0894 | 126.0894 | 0.3 | 1.3197 | 1.249 | 1.2181 | 1.2243
04/03 17:00:00 | 4 | 3 | 17 | (VS)USA_ID_Boise-AP-Gowen-Field-ANGB.726810_AMY_2024EPW | 65 | 70.0974 | 5.7513 | 675.5112 | 138.3904 | 0 | 0 | 0.047525 | 75.9512 | 75.9512 | 0.2 | 1.3543 | 1.2774 | 1.2423 | 1.2487
04/03 18:00:00 | 4 | 3 | 18 | (VS)USA_ID_Boise-AP-Gowen-Field-ANGB.726810_AMY_2024EPW | 62 | 70.1955 | 2.9076 | 334.8809 | 68.8187 | 0 | 0 | 0.025417 | 50.4052 | 50.4052 | 0.1 | 1.3133 | 1.2468 | 1.2137 | 1.2198
04/03 19:00:00 | 4 | 3 | 19 | (VS)USA_ID_Boise-AP-Gowen-Field-ANGB.726810_AMY_2024EPW | 59 | 70.2287 | 17.9681 | 0 | 0 | 0 | 0 | 0 | 0 | 0 | 0.53333 | 1.2733 | 1.2137 | 1.1859 | 1.1918
04/03 20:00:00 | 4 | 3 | 20 | (VS)USA_ID_Boise-AP-Gowen-Field-ANGB.726810_AMY_2024EPW | 59 | 70.1599 | 14.3022 | 267.1476 | 56.4147 | 0 | 0 | 0.016667 | 56.8132 | 56.8132 | 0.36667 | 1.2459 | 1.1938 | 1.1683 | 1.174
04/03 21:00:00 | 4 | 3 | 21 | (VS)USA_ID_Boise-AP-Gowen-Field-ANGB.726810_AMY_2024EPW | 57 | 70.1601 | 9.0061 | 1068.6838 | 218.31 | 0 | 0 | 0.090904 | 182.256 | 182.256 | 0.3 | 1.2106 | 1.1661 | 1.1426 | 1.1481
04/03 22:00:00 | 4 | 3 | 22 | (VS)USA_ID_Boise-AP-Gowen-Field-ANGB.726810_AMY_2024EPW | 52 | 70.1076 | 12.6922 | 1566.0191 | 322.659 | 0 | 43.4022 | 0.1566 | 307.6048 | 307.6048 | 0.43333 | 1.1086 | 1.0945 | 1.0728 | 1.078
04/03 23:00:00 | 4 | 3 | 23 | (VS)USA_ID_Boise-AP-Gowen-Field-ANGB.726810_AMY_2024EPW | 46 | 70.1229 | 15.7941 | 1812.7344 | 393.4346 | 0 | 161.5872 | 0.19206 | 461.501 | 461.501 | 0.56667 | 1.0011 | 1.0274 | 0.99978 | 1.0051
04/03 24:00:00 | 4 | 3 | 24 | (VS)USA_ID_Boise-AP-Gowen-Field-ANGB.726810_AMY_2024EPW | 45 | 70.1118 | 16.1097 | 1861.527 | 412.2552 | 0 | 158.3226 | 0.20839 | 483.6734 | 483.6734 | 0.56667 | 0.96981 | 0.99848 | 0.97866 | 0.98407
04/04 01:00:00 | 4 | 4 | 1 | (VS)USA_ID_Boise-AP-Gowen-Field-ANGB.726810_AMY_2024EPW | 44 | 70.1379 | 15.4284 | 1607.9048 | 372.3428 | 0 | 165.3716 | 0.17314 | 488.5289 | 488.5289 | 0.58333 | 0.96144 | 0.98331 | 0.97306 | 0.97845
04/04 02:00:00 | 4 | 4 | 2 | (VS)USA_ID_Boise-AP-Gowen-Field-ANGB.726810_AMY_2024EPW | 45 | 70.1302 | 15.8565 | 1753.5834 | 397.9318 | 0 | 160.9419 | 0.19529 | 488.3823 | 488.3823 | 0.58333 | 0.95978 | 0.98331 | 0.97194 | 0.9773
04/04 03:00:00 | 4 | 4 | 3 | (VS)USA_ID_Boise-AP-Gowen-Field-ANGB.726810_AMY_2024EPW | 44 | 70.0992 | 19.0708 | 2144.179 | 481.1446 | 0 | 152.6856 | 0.23657 | 580.9685 | 580.9685 | 0.63333 | 0.96074 | 0.97822 | 0.97256 | 0.97789
04/04 04:00:00 | 4 | 4 | 4 | (VS)USA_ID_Boise-AP-Gowen-Field-ANGB.726810_AMY_2024EPW | 44 | 70.1205 | 16.1482 | 1845.787 | 416.5788 | 0 | 157.9243 | 0.21038 | 489.4158 | 489.4158 | 0.56667 | 0.95145 | 0.97034 | 0.96631 | 0.97165
04/04 05:00:00 | 4 | 4 | 5 | (VS)USA_ID_Boise-AP-Gowen-Field-ANGB.726810_AMY_2024EPW | 44 | 70.1105 | 20.0701 | 2413.351 | 542.0836 | 0 | 142.3466 | 0.28827 | 595.6395 | 595.6395 | 0.7 | 0.94165 | 0.96617 | 0.95972 | 0.96508
04/04 06:00:00 | 4 | 4 | 6 | (VS)USA_ID_Boise-AP-Gowen-Field-ANGB.726810_AMY_2024EPW | 43 | 70.0668 | 23.0488 | 2988.2467 | 653.2461 | 0 | 131.4582 | 0.27145 | 603.8855 | 603.8855 | 0.85 | 0.93112 | 0.95435 | 0.95265 | 0.95807
04/04 07:00:00 | 4 | 4 | 7 | (VS)USA_ID_Boise-AP-Gowen-Field-ANGB.726810_AMY_2024EPW | 43 | 70.0913 | 20.3573 | 2392.6344 | 538.1777 | 0 | 145.6064 | 0.24637 | 604.4293 | 604.4293 | 0.75 | 0.93117 | 0.95432 | 0.95268 | 0.9581
04/04 08:00:00 | 4 | 4 | 8 | (VS)USA_ID_Boise-AP-Gowen-Field-ANGB.726810_AMY_2024EPW | 44 | 70.1002 | 23.4384 | 2779.0608 | 619.9902 | 0 | 136.9152 | 0.25368 | 694.108 | 694.108 | 0.9 | 0.94099 | 0.96102 | 0.95929 | 0.96466
04/04 09:00:00 | 4 | 4 | 9 | (VS)USA_ID_Boise-AP-Gowen-Field-ANGB.726810_AMY_2024EPW | 44 | 70.0798 | 30.64 | 4065.3283 | 877.1518 | 0 | 106.0254 | 0.4272 | 778.2272 | 778.2272 | 1.0667 | 0.95097 | 0.96884 | 0.96607 | 0.97137
04/04 10:00:00 | 4 | 4 | 10 | (VS)USA_ID_Boise-AP-Gowen-Field-ANGB.726810_AMY_2024EPW | 45 | 70.0869 | 26.7269 | 3622.4023 | 766.9729 | 0 | 117.2655 | 0.37234 | 659.1774 | 659.1774 | 0.93333 | 0.96904 | 0.98126 | 0.97825 | 0.98347
04/04 11:00:00 | 4 | 4 | 11 | (VS)USA_ID_Boise-AP-Gowen-Field-ANGB.726810_AMY_2024EPW | 48 | 70.1003 | 27.6584 | 3543.4193 | 744.5683 | 0 | 123.1458 | 0.33437 | 695.5081 | 695.5081 | 1 | 1.0148 | 1.0146 | 1.009 | 1.0141
04/04 12:00:00 | 4 | 4 | 12 | (VS)USA_ID_Boise-AP-Gowen-Field-ANGB.726810_AMY_2024EPW | 47 | 70.1103 | 23.3101 | 2946.4178 | 621.2274 | 0 | 135.3484 | 0.29776 | 613.9037 | 613.9037 | 0.85 | 1.0157 | 1.0187 | 1.0098 | 1.0148
04/04 13:00:00 | 4 | 4 | 13 | (VS)USA_ID_Boise-AP-Gowen-Field-ANGB.726810_AMY_2024EPW | 46 | 70.0588 | 35.7879 | 4813.9927 | 1014.5172 | 0 | 98.4554 | 0.37899 | 731.3602 | 731.3602 | 1.2833 | 0.98799 | 0.99681 | 0.99132 | 0.99625
04/04 14:00:00 | 4 | 4 | 14 | (VS)USA_ID_Boise-AP-Gowen-Field-ANGB.726810_AMY_2024EPW | 46 | 70.0622 | 31.5919 | 4300.8565 | 901.5702 | 0 | 109.42 | 0.33891 | 639.6046 | 639.6046 | 1.1333 | 0.98798 | 0.99677 | 0.99133 | 0.99626
04/04 15:00:00 | 4 | 4 | 15 | (VS)USA_ID_Boise-AP-Gowen-Field-ANGB.726810_AMY_2024EPW | 49 | 70.0997 | 27.2717 | 3503.1046 | 727.8801 | 0 | 97.3366 | 0.33308 | 667.8728 | 667.8728 | 0.98333 | 1.035 | 1.0287 | 1.0228 | 1.0278
04/04 16:00:00 | 4 | 4 | 16 | (VS)USA_ID_Boise-AP-Gowen-Field-ANGB.726810_AMY_2024EPW | 51 | 70.1139 | 23.1955 | 3040.1728 | 616.36 | 0 | 0 | 0.29138 | 550.1684 | 550.1684 | 0.85 | 1.0733 | 1.061 | 1.0487 | 1.0538
04/04 17:00:00 | 4 | 4 | 17 | (VS)USA_ID_Boise-AP-Gowen-Field-ANGB.726810_AMY_2024EPW | 48 | 70.0931 | 27.4924 | 3693.3908 | 754.832 | 0 | 119.0101 | 0.33947 | 678.0617 | 678.0617 | 1.0167 | 1.035 | 1.0336 | 1.0227 | 1.0279
04/04 18:00:00 | 4 | 4 | 18 | (VS)USA_ID_Boise-AP-Gowen-Field-ANGB.726810_AMY_2024EPW | 45 | 70.1074 | 24.3386 | 3112.715 | 669.8675 | 0 | 128.059 | 0.28363 | 667.2176 | 667.2176 | 0.91667 | 0.96999 | 0.98546 | 0.97879 | 0.98416
04/04 19:00:00 | 4 | 4 | 19 | (VS)USA_ID_Boise-AP-Gowen-Field-ANGB.726810_AMY_2024EPW | 43 | 70.0706 | 34.332 | 4385.4715 | 970.6715 | 0 | 101.2334 | 0.38187 | 816.2633 | 816.2633 | 1.2333 | 0.92366 | 0.94958 | 0.94794 | 0.95332
04/04 20:00:00 | 4 | 4 | 20 | (VS)USA_ID_Boise-AP-Gowen-Field-ANGB.726810_AMY_2024EPW | 40 | 70.0368 | 56.2748 | 4930.6588 | 1262.9683 | 0.046641 | 95.1166 | 0.42814 | 1703.8976 | 1703.8976 | 1.6667 | 0.88669 | 0.92443 | 0.92312 | 0.92878
04/04 21:00:00 | 4 | 4 | 21 | (VS)USA_ID_Boise-AP-Gowen-Field-ANGB.726810_AMY_2024EPW | 38 | 70.0357 | 62.9955 | 4777.9312 | 1314.9298 | 11.1111 | 94.1048 | 0.39748 | 1846.5809 | 1846.5809 | 1.8167 | 0.83936 | 0.88963 | 0.89136 | 0.89746
04/04 22:00:00 | 4 | 4 | 22 | (VS)USA_ID_Boise-AP-Gowen-Field-ANGB.726810_AMY_2024EPW | 38 | 70.0615 | 45.4835 | 3916.5844 | 1056.718 | 28.8524 | 106.6667 | 0.31127 | 1026.9114 | 1026.9114 | 1.5 | 0.83799 | 0.8863 | 0.89085 | 0.89674
04/04 23:00:00 | 4 | 4 | 23 | (VS)USA_ID_Boise-AP-Gowen-Field-ANGB.726810_AMY_2024EPW | 39 | 70.0684 | 45.9782 | 4053.0522 | 1057.7837 | 63.3157 | 93.3333 | 0.32901 | 1209.5215 | 1209.5215 | 1.5833 | 0.85685 | 0.9001 | 0.90336 | 0.90912
04/04 24:00:00 | 4 | 4 | 24 | (VS)USA_ID_Boise-AP-Gowen-Field-ANGB.726810_AMY_2024EPW | 38 | 70.0597 | 52.6241 | 3959.475 | 1065.1604 | 74.4133 | 106.6667 | 0.31274 | 1094.0506 | 1094.0506 | 1.6333 | 0.847 | 0.89367 | 0.89666 | 0.90246
04/05 01:00:00 | 4 | 5 | 1 | (VS)USA_ID_Boise-AP-Gowen-Field-ANGB.726810_AMY_2024EPW | 38 | 70.0404 | 71.5519 | 4829.8979 | 1349.1238 | 95.3317 | 93.3333 | 0.42973 | 1375.7541 | 1375.7541 | 2 | 0.83689 | 0.886 | 0.88981 | 0.8958
04/05 02:00:00 | 4 | 5 | 2 | (VS)USA_ID_Boise-AP-Gowen-Field-ANGB.726810_AMY_2024EPW | 37 | 70.0467 | 62.7479 | 4196.0931 | 1158.3356 | 100.4163 | 96.4779 | 0.41331 | 1964.8536 | 1964.8536 | 1.7833 | 0.82886 | 0.88071 | 0.88435 | 0.8905
04/05 03:00:00 | 4 | 5 | 3 | (VS)USA_ID_Boise-AP-Gowen-Field-ANGB.726810_AMY_2024EPW | 37 | 70.0415 | 69.3344 | 4403.1147 | 1246.2858 | 107.2691 | 99.1062 | 0.39641 | 1626.0271 | 1626.0271 | 1.9167 | 0.82017 | 0.87384 | 0.87863 | 0.88484
04/05 04:00:00 | 4 | 5 | 4 | (VS)USA_ID_Boise-AP-Gowen-Field-ANGB.726810_AMY_2024EPW | 37 | 70.0454 | 72.7504 | 4693.4038 | 1332.9883 | 79.2072 | 100 | 0.37375 | 1399.3608 | 1399.3608 | 2 | 0.82018 | 0.8738 | 0.87865 | 0.88486
04/05 05:00:00 | 4 | 5 | 5 | (VS)USA_ID_Boise-AP-Gowen-Field-ANGB.726810_AMY_2024EPW | 36 | 70.0439 | 66.8017 | 4675.8408 | 1309.5643 | 65.889 | 88.8282 | 0.44247 | 2094.2501 | 2094.2501 | 1.9167 | 0.81041 | 0.86749 | 0.87213 | 0.87845
04/05 06:00:00 | 4 | 5 | 6 | (VS)USA_ID_Boise-AP-Gowen-Field-ANGB.726810_AMY_2024EPW | 35 | 70.0797 | 62.1466 | 4483.4893 | 1264.804 | 56.1305 | 88.0805 | 0.49688 | 1917.5537 | 1917.5537 | 1.7833 | 0.78174 | 0.84679 | 0.85313 | 0.85972
04/05 07:00:00 | 4 | 5 | 7 | (VS)USA_ID_Boise-AP-Gowen-Field-ANGB.726810_AMY_2024EPW | 34 | 70.0701 | 62.7707 | 4532.0574 | 1294.4806 | 40.2578 | 87.5708 | 0.50839 | 1900.3726 | 1900.3726 | 1.7833 | 0.76318 | 0.83263 | 0.84086 | 0.84764
04/05 08:00:00 | 4 | 5 | 8 | (VS)USA_ID_Boise-AP-Gowen-Field-ANGB.726810_AMY_2024EPW | 34 | 70.0813 | 68.1193 | 5189.3929 | 1467.0719 | 30.6056 | 71.1969 | 0.59832 | 2252.612 | 2252.612 | 1.9667 | 0.76321 | 0.83144 | 0.84096 | 0.8477
04/05 09:00:00 | 4 | 5 | 9 | (VS)USA_ID_Boise-AP-Gowen-Field-ANGB.726810_AMY_2024EPW | 35 | 70.0877 | 55.3754 | 4552.7516 | 1272.2297 | 2.2771 | 85.9975 | 0.51758 | 1952.0106 | 1952.0106 | 1.6667 | 0.77339 | 0.83956 | 0.84763 | 0.85431
04/05 10:00:00 | 4 | 5 | 10 | (VS)USA_ID_Boise-AP-Gowen-Field-ANGB.726810_AMY_2024EPW | 36 | 70.067 | 62.1721 | 4931.1936 | 1384.8701 | 0.068841 | 81.8882 | 0.42347 | 1742.379 | 1742.379 | 1.9167 | 0.79204 | 0.85298 | 0.85997 | 0.86648
04/05 11:00:00 | 4 | 5 | 11 | (VS)USA_ID_Boise-AP-Gowen-Field-ANGB.726810_AMY_2024EPW | 37 | 70.0556 | 61.3319 | 4680.2131 | 1306.7471 | 0.064336 | 92.9872 | 0.40639 | 1917.8105 | 1917.8105 | 1.8 | 0.81057 | 0.86643 | 0.87222 | 0.87856
04/05 12:00:00 | 4 | 5 | 12 | (VS)USA_ID_Boise-AP-Gowen-Field-ANGB.726810_AMY_2024EPW | 37 | 70.037 | 59.5169 | 4601.2871 | 1267.749 | 0.063004 | 92.2373 | 0.41392 | 2364.6553 | 2364.6553 | 1.75 | 0.82095 | 0.87503 | 0.87908 | 0.88534
04/05 13:00:00 | 4 | 5 | 13 | (VS)USA_ID_Boise-AP-Gowen-Field-ANGB.726810_AMY_2024EPW | 36 | 70.0623 | 64.666 | 5017.9937 | 1399.2732 | 0.068869 | 84.5503 | 0.44185 | 1831.3166 | 1831.3166 | 1.9 | 0.81077 | 0.86767 | 0.87238 | 0.87872
04/05 14:00:00 | 4 | 5 | 14 | (VS)USA_ID_Boise-AP-Gowen-Field-ANGB.726810_AMY_2024EPW | 37 | 70.0589 | 59.8959 | 4556.3538 | 1280.0082 | 0.062309 | 98.8046 | 0.39866 | 1519.3829 | 1519.3829 | 1.7333 | 0.81067 | 0.86654 | 0.87233 | 0.87866
04/05 15:00:00 | 4 | 5 | 15 | (VS)USA_ID_Boise-AP-Gowen-Field-ANGB.726810_AMY_2024EPW | 38 | 70.0344 | 57.5822 | 4674.9417 | 1285.7639 | 0.062552 | 100 | 0.3877 | 1012.412 | 1012.412 | 1.7333 | 0.82912 | 0.88004 | 0.88484 | 0.8909
04/05 16:00:00 | 4 | 5 | 16 | (VS)USA_ID_Boise-AP-Gowen-Field-ANGB.726810_AMY_2024EPW | 38 | 70.0603 | 54.2035 | 4565.5353 | 1229.1525 | 0.060396 | 100 | 0.39918 | 1131.2807 | 1131.2807 | 1.6333 | 0.84773 | 0.89359 | 0.89721 | 0.90314
04/05 17:00:00 | 4 | 5 | 17 | (VS)USA_ID_Boise-AP-Gowen-Field-ANGB.726810_AMY_2024EPW | 39 | 70.098 | 26.2929 | 2760.1926 | 706.451 | 0.037683 | 121.7919 | 0.31533 | 970.373 | 970.373 | 0.98333 | 0.85909 | 0.90169 | 0.90464 | 0.91064
04/05 18:00:00 | 4 | 5 | 18 | (VS)USA_ID_Boise-AP-Gowen-Field-ANGB.726810_AMY_2024EPW | 39 | 70.097 | 28.772 | 2595.8711 | 686.6234 | 0.035101 | 133.6666 | 0.23529 | 969.4278 | 969.4278 | 0.98333 | 0.85917 | 0.90165 | 0.90468 | 0.91078
04/05 19:00:00 | 4 | 5 | 19 | (VS)USA_ID_Boise-AP-Gowen-Field-ANGB.726810_AMY_2024EPW | 38 | 70.1108 | 27.2838 | 2603.5152 | 685.225 | 0.035508 | 131.5867 | 0.28233 | 980.3672 | 980.3672 | 0.96667 | 0.84946 | 0.89529 | 0.89825 | 0.90434
04/05 20:00:00 | 4 | 5 | 20 | (VS)USA_ID_Boise-AP-Gowen-Field-ANGB.726810_AMY_2024EPW | 37 | 70.1087 | 29.6299 | 2907.3286 | 771.66 | 6.6768 | 118.0683 | 0.35587 | 1015.4485 | 1015.4485 | 1.0167 | 0.83101 | 0.88182 | 0.88616 | 0.89225
04/05 21:00:00 | 4 | 5 | 21 | (VS)USA_ID_Boise-AP-Gowen-Field-ANGB.726810_AMY_2024EPW | 35 | 70.1009 | 27.8384 | 2644.1517 | 725.1445 | 5.4192 | 123.1725 | 0.35374 | 1042.555 | 1042.555 | 0.96667 | 0.79356 | 0.85554 | 0.86122 | 0.8677
04/05 22:00:00 | 4 | 5 | 22 | (VS)USA_ID_Boise-AP-Gowen-Field-ANGB.726810_AMY_2024EPW | 34 | 70.097 | 27.9854 | 2500.7208 | 718.8051 | 1.4074 | 126.8938 | 0.31309 | 1066.6561 | 1066.6561 | 1.0333 | 0.75573 | 0.82733 | 0.8363 | 0.84304
04/05 23:00:00 | 4 | 5 | 23 | (VS)USA_ID_Boise-AP-Gowen-Field-ANGB.726810_AMY_2024EPW | 33 | 70.111 | 35.3684 | 3034.8983 | 882.1385 | 5.8054 | 114.2533 | 0.32052 | 1237.9067 | 1237.9067 | 1.2333 | 0.74716 | 0.82073 | 0.83077 | 0.83749
04/05 24:00:00 | 4 | 5 | 24 | (VS)USA_ID_Boise-AP-Gowen-Field-ANGB.726810_AMY_2024EPW | 33 | 70.0765 | 34.8906 | 3305.5771 | 943.8297 | 10.2031 | 100 | 0.24392 | 1086.7369 | 1086.7369 | 1.35 | 0.74696 | 0.82089 | 0.83057 | 0.83732
04/06 01:00:00 | 4 | 6 | 1 | (VS)USA_ID_Boise-AP-Gowen-Field-ANGB.726810_AMY_2024EPW | 33 | 70.0832 | 44.3098 | 3826.919 | 1091.5627 | 6.6112 | 100 | 0.34255 | 1231.6717 | 1231.6717 | 1.5 | 0.7465 | 0.8204 | 0.83022 | 0.83717
04/06 02:00:00 | 4 | 6 | 2 | (VS)USA_ID_Boise-AP-Gowen-Field-ANGB.726810_AMY_2024EPW | 34 | 70.0601 | 43.2425 | 3837.4126 | 1078.817 | 4.5431 | 100 | 0.36211 | 1066.3138 | 1066.3138 | 1.4667 | 0.75472 | 0.8262 | 0.83559 | 0.84252
04/06 03:00:00 | 4 | 6 | 3 | (VS)USA_ID_Boise-AP-Gowen-Field-ANGB.726810_AMY_2024EPW | 34 | 70.0771 | 48.9092 | 4044.0227 | 1137.0716 | 11.2785 | 100 | 0.403 | 1219.4766 | 1219.4766 | 1.5333 | 0.76307 | 0.83217 | 0.84108 | 0.84789
04/06 04:00:00 | 4 | 6 | 4 | (VS)USA_ID_Boise-AP-Gowen-Field-ANGB.726810_AMY_2024EPW | 34 | 70.0516 | 50.3571 | 4129.4315 | 1153.984 | 8.5144 | 100 | 0.23615 | 1062.8188 | 1062.8188 | 1.7333 | 0.76304 | 0.83216 | 0.84117 | 0.84778
04/06 05:00:00 | 4 | 6 | 5 | (VS)USA_ID_Boise-AP-Gowen-Field-ANGB.726810_AMY_2024EPW | 34 | 70.0636 | 59.5816 | 4460.9459 | 1280.1714 | 3.8652 | 100 | 0.3784 | 1217.8746 | 1217.8746 | 1.7667 | 0.76314 | 0.83265 | 0.84104 | 0.84769
04/06 06:00:00 | 4 | 6 | 6 | (VS)USA_ID_Boise-AP-Gowen-Field-ANGB.726810_AMY_2024EPW | 34 | 70.0351 | 62.7842 | 4597.2287 | 1341.2797 | 2.4009 | 100 | 0.43497 | 1110.1948 | 1110.1948 | 1.7667 | 0.76347 | 0.83305 | 0.84118 | 0.84789
04/06 07:00:00 | 4 | 6 | 7 | (VS)USA_ID_Boise-AP-Gowen-Field-ANGB.726810_AMY_2024EPW | 34 | 70.0509 | 67.3324 | 4724.385 | 1388.2122 | 2.645 | 100 | 0.4013 | 1293.0097 | 1293.0097 | 1.8667 | 0.76345 | 0.83295 | 0.84112 | 0.84789
04/06 08:00:00 | 4 | 6 | 8 | (VS)USA_ID_Boise-AP-Gowen-Field-ANGB.726810_AMY_2024EPW | 35 | 70.0363 | 61.2139 | 4551.6518 | 1313.0239 | 8.3567 | 100 | 0.44392 | 1100.7562 | 1100.7562 | 1.7333 | 0.7733 | 0.83976 | 0.84768 | 0.85425
04/06 09:00:00 | 4 | 6 | 9 | (VS)USA_ID_Boise-AP-Gowen-Field-ANGB.726810_AMY_2024EPW | 36 | 70.0599 | 60.4457 | 4597.9824 | 1297.0484 | 2.681 | 100 | 0.39542 | 1183.4338 | 1183.4338 | 1.7667 | 0.79175 | 0.85327 | 0.85989 | 0.86625
04/06 10:00:00 | 4 | 6 | 10 | (VS)USA_ID_Boise-AP-Gowen-Field-ANGB.726810_AMY_2024EPW | 37 | 70.0417 | 54.479 | 4485.5362 | 1231.4575 | 0.060925 | 100 | 0.32442 | 1008.073 | 1008.073 | 1.7333 | 0.81016 | 0.86614 | 0.8723 | 0.87847
04/06 11:00:00 | 4 | 6 | 11 | (VS)USA_ID_Boise-AP-Gowen-Field-ANGB.726810_AMY_2024EPW | 38 | 70.061 | 57.1222 | 4625.978 | 1259.1661 | 0.061913 | 100 | 0.33284 | 1131.5665 | 1131.5665 | 1.7667 | 0.82866 | 0.87945 | 0.8846 | 0.89062
04/06 12:00:00 | 4 | 6 | 12 | (VS)USA_ID_Boise-AP-Gowen-Field-ANGB.726810_AMY_2024EPW | 38 | 70.0342 | 58.3398 | 4759.4175 | 1294.5834 | 0.062797 | 100 | 0.3988 | 983.2344 | 983.2344 | 1.7333 | 0.84745 | 0.89347 | 0.89696 | 0.90285
04/06 13:00:00 | 4 | 6 | 13 | (VS)USA_ID_Boise-AP-Gowen-Field-ANGB.726810_AMY_2024EPW | 38 | 70.0534 | 61.1919 | 4839.5879 | 1321.457 | 0.063856 | 100 | 0.41006 | 1123.5172 | 1123.5172 | 1.7667 | 0.8478 | 0.89442 | 0.89715 | 0.90305
04/06 14:00:00 | 4 | 6 | 14 | (VS)USA_ID_Boise-AP-Gowen-Field-ANGB.726810_AMY_2024EPW | 40 | 70.0484 | 43.453 | 4360.9438 | 1087.9564 | 0.041931 | 100.2905 | 0.31213 | 891.3897 | 891.3897 | 1.5 | 0.87566 | 0.91371 | 0.91598 | 0.92166
04/06 15:00:00 | 4 | 6 | 15 | (VS)USA_ID_Boise-AP-Gowen-Field-ANGB.726810_AMY_2024EPW | 43 | 70.0971 | 30.4851 | 3806.8162 | 844.1901 | 0 | 112.7525 | 0.38912 | 810.4817 | 810.4817 | 1.05 | 0.92375 | 0.94842 | 0.94787 | 0.95339
04/06 16:00:00 | 4 | 6 | 16 | (VS)USA_ID_Boise-AP-Gowen-Field-ANGB.726810_AMY_2024EPW | 44 | 70.0961 | 24.5097 | 3049.7816 | 669.2974 | 0 | 129.3938 | 0.27522 | 682.3991 | 682.3991 | 0.96667 | 0.95113 | 0.9682 | 0.9661 | 0.97161
04/06 17:00:00 | 4 | 6 | 17 | (VS)USA_ID_Boise-AP-Gowen-Field-ANGB.726810_AMY_2024EPW | 45 | 70.0975 | 29.8384 | 3461.6523 | 764.3591 | 0 | 128.2139 | 0.32967 | 755.9706 | 755.9706 | 0.96667 | 0.97016 | 0.98296 | 0.97912 | 0.9844
04/06 18:00:00 | 4 | 6 | 18 | (VS)USA_ID_Boise-AP-Gowen-Field-ANGB.726810_AMY_2024EPW | 42 | 70.0925 | 21.3909 | 2334.7539 | 542.3374 | 0.0040748 | 147.9197 | 0.21622 | 639.0705 | 639.0705 | 0.76667 | 0.92542 | 0.95249 | 0.9491 | 0.95459
04/06 19:00:00 | 4 | 6 | 19 | (VS)USA_ID_Boise-AP-Gowen-Field-ANGB.726810_AMY_2024EPW | 42 | 70.127 | 19.9093 | 2248.4303 | 531.4046 | 0.011849 | 145.8373 | 0.20878 | 582.133 | 582.133 | 0.71667 | 0.90142 | 0.92948 | 0.93283 | 0.9386
04/06 20:00:00 | 4 | 6 | 20 | (VS)USA_ID_Boise-AP-Gowen-Field-ANGB.726810_AMY_2024EPW | 42 | 70.1609 | 18.6489 | 2258.5537 | 503.6377 | 0 | 149.4862 | 0.16799 | 521.5919 | 521.5919 | 0.66667 | 0.9129 | 0.93945 | 0.94054 | 0.94622
04/06 21:00:00 | 4 | 6 | 21 | (VS)USA_ID_Boise-AP-Gowen-Field-ANGB.726810_AMY_2024EPW | 40 | 70.0733 | 26.2544 | 2460.9566 | 639.299 | 0.032805 | 138.0425 | 0.23133 | 811.8682 | 811.8682 | 0.93333 | 0.87822 | 0.91644 | 0.9174 | 0.92331
04/06 22:00:00 | 4 | 6 | 22 | (VS)USA_ID_Boise-AP-Gowen-Field-ANGB.726810_AMY_2024EPW | 38 | 70.1008 | 28.9477 | 2728.674 | 711.7428 | 0.036881 | 130.151 | 0.29071 | 976.115 | 976.115 | 0.98333 | 0.84916 | 0.89492 | 0.89794 | 0.90407
04/06 23:00:00 | 4 | 6 | 23 | (VS)USA_ID_Boise-AP-Gowen-Field-ANGB.726810_AMY_2024EPW | 38 | 70.0751 | 27.2064 | 2610.1954 | 691.0751 | 0.035459 | 133.0845 | 0.25781 | 837.0589 | 837.0589 | 1 | 0.8483 | 0.89353 | 0.89755 | 0.90353
04/06 24:00:00 | 4 | 6 | 24 | (VS)USA_ID_Boise-AP-Gowen-Field-ANGB.726810_AMY_2024EPW | 39 | 70.097 | 28.5645 | 2785.7817 | 729.6497 | 0.037847 | 126.8161 | 0.31551 | 966.3046 | 966.3046 | 1.0167 | 0.85859 | 0.90123 | 0.90432 | 0.91029
04/07 01:00:00 | 4 | 7 | 1 | (VS)USA_ID_Boise-AP-Gowen-Field-ANGB.726810_AMY_2024EPW | 39 | 70.1231 | 28.9271 | 2778.8901 | 727.3462 | 0.037932 | 126.3126 | 0.33386 | 1104.4702 | 1104.4702 | 1.0333 | 0.85855 | 0.9012 | 0.90421 | 0.91025
04/07 02:00:00 | 4 | 7 | 2 | (VS)USA_ID_Boise-AP-Gowen-Field-ANGB.726810_AMY_2024EPW | 38 | 70.1021 | 26.2843 | 2607.202 | 687.6553 | 0.03623 | 127.2152 | 0.33782 | 974.7574 | 974.7574 | 0.96667 | 0.84849 | 0.89442 | 0.89752 | 0.90362
04/07 03:00:00 | 4 | 7 | 3 | (VS)USA_ID_Boise-AP-Gowen-Field-ANGB.726810_AMY_2024EPW | 37 | 70.11 | 30.677 | 2733.7128 | 744.4807 | 4.4288 | 128.3893 | 0.28847 | 1154.9551 | 1154.9551 | 1.1167 | 0.81954 | 0.87386 | 0.87855 | 0.8846
04/07 04:00:00 | 4 | 7 | 4 | (VS)USA_ID_Boise-AP-Gowen-Field-ANGB.726810_AMY_2024EPW | 37 | 70.1207 | 27.5616 | 2310.8104 | 637.2359 | 20.3055 | 138.7555 | 0.22516 | 1051.2827 | 1051.2827 | 1.05 | 0.81863 | 0.87095 | 0.87815 | 0.884
04/07 05:00:00 | 4 | 7 | 5 | (VS)USA_ID_Boise-AP-Gowen-Field-ANGB.726810_AMY_2024EPW | 37 | 70.1072 | 32.0427 | 2676.0254 | 734.9708 | 29.0299 | 128.8292 | 0.27326 | 1206.38 | 1206.38 | 1.2 | 0.82924 | 0.88003 | 0.88514 | 0.89095
04/07 06:00:00 | 4 | 7 | 6 | (VS)USA_ID_Boise-AP-Gowen-Field-ANGB.726810_AMY_2024EPW | 36 | 70.1046 | 31.8957 | 2767.8308 | 770.7801 | 31.5971 | 120.6085 | 0.3665 | 1072.6711 | 1072.6711 | 1.05 | 0.81057 | 0.86646 | 0.87268 | 0.87868
04/07 07:00:00 | 4 | 7 | 7 | (VS)USA_ID_Boise-AP-Gowen-Field-ANGB.726810_AMY_2024EPW | 37 | 70.0866 | 38.5014 | 3441.5244 | 946.9629 | 42.3479 | 99.3834 | 0.48527 | 1230.0167 | 1230.0167 | 1.2 | 0.81024 | 0.86553 | 0.87237 | 0.87845
04/07 08:00:00 | 4 | 7 | 8 | (VS)USA_ID_Boise-AP-Gowen-Field-ANGB.726810_AMY_2024EPW | 37 | 70.0976 | 33.3707 | 2983.3947 | 815.7816 | 37.2243 | 113.6314 | 0.41413 | 1070.0631 | 1070.0631 | 1.05 | 0.82041 | 0.8729 | 0.87918 | 0.88512
04/07 09:00:00 | 4 | 7 | 9 | (VS)USA_ID_Boise-AP-Gowen-Field-ANGB.726810_AMY_2024EPW | 38 | 70.091 | 36.5611 | 3294.8496 | 888.0287 | 42.2655 | 106.0616 | 0.43168 | 1206.5913 | 1206.5913 | 1.2 | 0.83875 | 0.88511 | 0.89137 | 0.89716
04/07 10:00:00 | 4 | 7 | 10 | (VS)USA_ID_Boise-AP-Gowen-Field-ANGB.726810_AMY_2024EPW | 40 | 70.1151 | 28.4099 | 2485.409 | 655.049 | 33.5508 | 133.8539 | 0.25834 | 1031.3853 | 1031.3853 | 1.05 | 0.87574 | 0.91244 | 0.91617 | 0.92157
04/07 11:00:00 | 4 | 7 | 11 | (VS)USA_ID_Boise-AP-Gowen-Field-ANGB.726810_AMY_2024EPW | 43 | 70.1 | 28.2169 | 3364.5695 | 753.7277 | 0 | 124.3327 | 0.31543 | 800.9114 | 800.9114 | 1.0667 | 0.9319 | 0.95273 | 0.95324 | 0.95879
04/07 12:00:00 | 4 | 7 | 12 | (VS)USA_ID_Boise-AP-Gowen-Field-ANGB.726810_AMY_2024EPW | 46 | 70.091 | 27.2305 | 3601.494 | 761.5728 | 0 | 120.3262 | 0.3786 | 652.0722 | 652.0722 | 0.93333 | 0.97922 | 0.98936 | 0.98511 | 0.99046
04/07 13:00:00 | 4 | 7 | 13 | (VS)USA_ID_Boise-AP-Gowen-Field-ANGB.726810_AMY_2024EPW | 48 | 70.0894 | 28.9375 | 3866.2494 | 797.4911 | 0 | 115.8143 | 0.36325 | 698.4344 | 698.4344 | 1.05 | 1.0163 | 1.016 | 1.0101 | 1.0154
04/07 14:00:00 | 4 | 7 | 14 | (VS)USA_ID_Boise-AP-Gowen-Field-ANGB.726810_AMY_2024EPW | 49 | 70.1046 | 24.9237 | 3311.1547 | 675.7739 | 0 | 130.455 | 0.30079 | 586.3431 | 586.3431 | 0.91667 | 1.0438 | 1.0384 | 1.0287 | 1.0339
04/07 15:00:00 | 4 | 7 | 15 | (VS)USA_ID_Boise-AP-Gowen-Field-ANGB.726810_AMY_2024EPW | 50 | 70.0956 | 28.9019 | 3857.9206 | 780.9434 | 0 | 49.3498 | 0.34772 | 643.8676 | 643.8676 | 1.0333 | 1.0639 | 1.052 | 1.0423 | 1.0475
04/07 16:00:00 | 4 | 7 | 16 | (VS)USA_ID_Boise-AP-Gowen-Field-ANGB.726810_AMY_2024EPW | 52 | 70.0929 | 25.2938 | 3203.7803 | 654.3704 | 0 | 0 | 0.27973 | 534.8032 | 534.8032 | 0.86667 | 1.0927 | 1.0746 | 1.0621 | 1.0672
04/07 17:00:00 | 4 | 7 | 17 | (VS)USA_ID_Boise-AP-Gowen-Field-ANGB.726810_AMY_2024EPW | 53 | 70.0832 | 17.8327 | 2582.021 | 500.3324 | 0 | 0 | 0.25416 | 373.3089 | 373.3089 | 0.63333 | 1.1118 | 1.0876 | 1.0752 | 1.0803
04/07 18:00:00 | 4 | 7 | 18 | (VS)USA_ID_Boise-AP-Gowen-Field-ANGB.726810_AMY_2024EPW | 53 | 70.1297 | 15.882 | 1989.8197 | 404.4287 | 0 | 0 | 0.19661 | 374.6841 | 374.6841 | 0.55 | 1.1136 | 1.0913 | 1.0761 | 1.0815
04/07 19:00:00 | 4 | 7 | 19 | (VS)USA_ID_Boise-AP-Gowen-Field-ANGB.726810_AMY_2024EPW | 51 | 70.238 | 16.0334 | 1177.2775 | 242.4253 | 0 | 0 | 0.11908 | 237.2368 | 237.2368 | 0.53333 | 1.0882 | 1.0801 | 1.0587 | 1.0641
04/07 20:00:00 | 4 | 7 | 20 | (VS)USA_ID_Boise-AP-Gowen-Field-ANGB.726810_AMY_2024EPW | 49 | 70.1393 | 23.3621 | 2295.7422 | 475.42 | 0 | 137.6699 | 0.22628 | 430.4739 | 430.4739 | 0.85 | 1.0506 | 1.0523 | 1.0333 | 1.0387
04/07 21:00:00 | 4 | 7 | 21 | (VS)USA_ID_Boise-AP-Gowen-Field-ANGB.726810_AMY_2024EPW | 46 | 70.1143 | 24.5208 | 2842.8373 | 619.9715 | 0 | 141.476 | 0.26663 | 649.9869 | 649.9869 | 0.83333 | 0.99218 | 1.0017 | 0.99389 | 0.9992
04/07 22:00:00 | 4 | 7 | 22 | (VS)USA_ID_Boise-AP-Gowen-Field-ANGB.726810_AMY_2024EPW | 43 | 70.0966 | 16.3685 | 1889.4534 | 426.4419 | 0 | 156.1481 | 0.20534 | 508.5559 | 508.5559 | 0.56667 | 0.9364 | 0.96294 | 0.95618 | 0.96178
04/07 23:00:00 | 4 | 7 | 23 | (VS)USA_ID_Boise-AP-Gowen-Field-ANGB.726810_AMY_2024EPW | 42 | 70.0976 | 17.0778 | 2029.0682 | 460.1044 | 0 | 151.7948 | 0.19122 | 522.0593 | 522.0593 | 0.65 | 0.91608 | 0.94412 | 0.94256 | 0.94822
04/07 24:00:00 | 4 | 7 | 24 | (VS)USA_ID_Boise-AP-Gowen-Field-ANGB.726810_AMY_2024EPW | 40 | 70.1165 | 19.9855 | 1937.9114 | 479.2226 | 33.0442 | 142.9995 | 0.285 | 849.3689 | 849.3689 | 0.68333 | 0.88841 | 0.92527 | 0.92404 | 0.92985
04/08 01:00:00 | 4 | 8 | 1 | (VS)USA_ID_Boise-AP-Gowen-Field-ANGB.726810_AMY_2024EPW | 38 | 70.0621 | 33.5872 | 2893.5418 | 757.7549 | 72.7269 | 117.1246 | 0.30513 | 966.227 | 966.227 | 1.15 | 0.84821 | 0.89421 | 0.89733 | 0.90336
04/08 02:00:00 | 4 | 8 | 2 | (VS)USA_ID_Boise-AP-Gowen-Field-ANGB.726810_AMY_2024EPW | 37 | 70.0838 | 41.3961 | 2958.198 | 815.1998 | 76.0546 | 122.144 | 0.31683 | 1176.0245 | 1176.0245 | 1.2667 | 0.81916 | 0.87267 | 0.87832 | 0.8843
04/08 03:00:00 | 4 | 8 | 3 | (VS)USA_ID_Boise-AP-Gowen-Field-ANGB.726810_AMY_2024EPW | 35 | 70.0973 | 31.0518 | 2472.7633 | 703.6492 | 65.4199 | 123.086 | 0.31285 | 1167.6314 | 1167.6314 | 1.1167 | 0.79153 | 0.85266 | 0.86004 | 0.86617
04/08 04:00:00 | 4 | 8 | 4 | (VS)USA_ID_Boise-AP-Gowen-Field-ANGB.726810_AMY_2024EPW | 35 | 70.0936 | 46.8372 | 3509.1492 | 994.1872 | 74.9239 | 100.9468 | 0.38602 | 1326.2745 | 1326.2745 | 1.45 | 0.77272 | 0.83917 | 0.84735 | 0.85395
04/08 05:00:00 | 4 | 8 | 5 | (VS)USA_ID_Boise-AP-Gowen-Field-ANGB.726810_AMY_2024EPW | 34 | 70.043 | 67.6778 | 4303.4369 | 1264.7718 | 78.9595 | 100 | 0.38172 | 1214.7067 | 1214.7067 | 1.9 | 0.75429 | 0.82596 | 0.83504 | 0.8418
04/08 06:00:00 | 4 | 8 | 6 | (VS)USA_ID_Boise-AP-Gowen-Field-ANGB.726810_AMY_2024EPW | 33 | 70.0496 | 75.8929 | 4499.5027 | 1340.2793 | 81.4549 | 100 | 0.42031 | 1532.9664 | 1532.9664 | 2 | 0.74579 | 0.81643 | 0.82937 | 0.83629
04/08 07:00:00 | 4 | 8 | 7 | (VS)USA_ID_Boise-AP-Gowen-Field-ANGB.726810_AMY_2024EPW | 33 | 70.0526 | 71.3358 | 4717.5914 | 1385.3591 | 85.1191 | 78.7968 | 0.52279 | 2134.7998 | 2134.7998 | 2.0167 | 0.73582 | 0.81158 | 0.8228 | 0.82985
04/08 08:00:00 | 4 | 8 | 8 | (VS)USA_ID_Boise-AP-Gowen-Field-ANGB.726810_AMY_2024EPW | 32 | 70.0819 | 59.9407 | 4929.5395 | 1410.9841 | 88.5276 | 53.3333 | 0.46666 | 2351.5976 | 2351.5976 | 2.1333 | 0.72548 | 0.8054 | 0.81633 | 0.82322
04/08 09:00:00 | 4 | 8 | 9 | (VS)USA_ID_Boise-AP-Gowen-Field-ANGB.726810_AMY_2024EPW | 34 | 70.0689 | 62.7029 | 5199.5682 | 1460.3503 | 89.0037 | 46.6667 | 0.46805 | 2620.7616 | 2620.7616 | 2.2 | 0.75472 | 0.82604 | 0.83556 | 0.84216
04/08 10:00:00 | 4 | 8 | 10 | (VS)USA_ID_Boise-AP-Gowen-Field-ANGB.726810_AMY_2024EPW | 37 | 70.0855 | 51.7399 | 4749.9921 | 1265.1609 | 63.161 | 60.1824 | 0.6123 | 2143.0885 | 2143.0885 | 1.7 | 0.82059 | 0.87181 | 0.8789 | 0.8851
04/08 11:00:00 | 4 | 8 | 11 | (VS)USA_ID_Boise-AP-Gowen-Field-ANGB.726810_AMY_2024EPW | 42 | 70.071 | 44.187 | 4841.4063 | 1136.0279 | 17.3015 | 83.0896 | 0.44647 | 1462.0943 | 1462.0943 | 1.5333 | 0.91296 | 0.93901 | 0.94073 | 0.94612
04/08 12:00:00 | 4 | 8 | 12 | (VS)USA_ID_Boise-AP-Gowen-Field-ANGB.726810_AMY_2024EPW | 47 | 70.0675 | 30.2137 | 4222.5061 | 867.5108 | 0 | 109.0036 | 0.33409 | 628.9693 | 628.9693 | 1.0833 | 0.99618 | 1.002 | 0.99713 | 1.0018
04/08 13:00:00 | 4 | 8 | 13 | (VS)USA_ID_Boise-AP-Gowen-Field-ANGB.726810_AMY_2024EPW | 48 | 70.0528 | 37.6094 | 5192.0535 | 1062.203 | 0 | 95.5049 | 0.37593 | 674.6176 | 674.6176 | 1.3333 | 1.0338 | 1.0307 | 1.0225 | 1.0272
04/08 14:00:00 | 4 | 8 | 14 | (VS)USA_ID_Boise-AP-Gowen-Field-ANGB.726810_AMY_2024EPW | 50 | 70.0538 | 33.204 | 4704.9849 | 942.9316 | 0 | 53.3333 | 0.31483 | 559.1647 | 559.1647 | 1.2 | 1.0622 | 1.0522 | 1.0417 | 1.0465
04/08 15:00:00 | 4 | 8 | 15 | (VS)USA_ID_Boise-AP-Gowen-Field-ANGB.726810_AMY_2024EPW | 52 | 70.0825 | 28.9432 | 4201.3338 | 817.556 | 0 | 0 | 0.37226 | 592.1025 | 592.1025 | 1.05 | 1.1019 | 1.0809 | 1.0682 | 1.0734
04/08 16:00:00 | 4 | 8 | 16 | (VS)USA_ID_Boise-AP-Gowen-Field-ANGB.726810_AMY_2024EPW | 54 | 70.1044 | 24.6191 | 3299.288 | 650.6153 | 0 | 0 | 0.26732 | 490.0639 | 490.0639 | 0.86667 | 1.1295 | 1.1022 | 1.0872 | 1.0923
04/08 17:00:00 | 4 | 8 | 17 | (VS)USA_ID_Boise-AP-Gowen-Field-ANGB.726810_AMY_2024EPW | 55 | 70.0871 | 16.7349 | 2386.79 | 461.2135 | 0 | 0 | 0.24073 | 337.9077 | 337.9077 | 0.56667 | 1.1481 | 1.1112 | 1.0998 | 1.105
04/08 18:00:00 | 4 | 8 | 18 | (VS)USA_ID_Boise-AP-Gowen-Field-ANGB.726810_AMY_2024EPW | 55 | 70.1024 | 12.9834 | 1748.608 | 345.5551 | 0 | 0 | 0.17166 | 265.7478 | 265.7478 | 0.46667 | 1.159 | 1.1252 | 1.1072 | 1.1125
04/08 19:00:00 | 4 | 8 | 19 | (VS)USA_ID_Boise-AP-Gowen-Field-ANGB.726810_AMY_2024EPW | 54 | 70.0949 | 16.0665 | 2101.7634 | 419.9018 | 0 | 0 | 0.20616 | 342.4519 | 342.4519 | 0.58333 | 1.1506 | 1.1191 | 1.1014 | 1.1068
04/08 20:00:00 | 4 | 8 | 20 | (VS)USA_ID_Boise-AP-Gowen-Field-ANGB.726810_AMY_2024EPW | 53 | 70.1154 | 13.2511 | 1814.421 | 358.0791 | 0 | 0 | 0.1855 | 283.9088 | 283.9088 | 0.46667 | 1.1315 | 1.1045 | 1.0883 | 1.0937
04/08 21:00:00 | 4 | 8 | 21 | (VS)USA_ID_Boise-AP-Gowen-Field-ANGB.726810_AMY_2024EPW | 51 | 70.0991 | 12.7197 | 1566.1793 | 323.3016 | 0 | 0 | 0.15802 | 305.0046 | 305.0046 | 0.48333 | 1.0961 | 1.0823 | 1.0642 | 1.0695
04/08 22:00:00 | 4 | 8 | 22 | (VS)USA_ID_Boise-AP-Gowen-Field-ANGB.726810_AMY_2024EPW | 48 | 70.139 | 15.2092 | 1635.5995 | 360.4619 | 0 | 167.6389 | 0.16181 | 424.972 | 424.972 | 0.58333 | 1.038 | 1.0624 | 1.0247 | 1.03
04/08 23:00:00 | 4 | 8 | 23 | (VS)USA_ID_Boise-AP-Gowen-Field-ANGB.726810_AMY_2024EPW | 45 | 70.0962 | 16.8681 | 2140.9682 | 457.1976 | 0 | 150.4759 | 0.24762 | 465.7771 | 465.7771 | 0.56667 | 0.98212 | 1.0314 | 0.98695 | 0.99233
04/08 24:00:00 | 4 | 8 | 24 | (VS)USA_ID_Boise-AP-Gowen-Field-ANGB.726810_AMY_2024EPW | 44 | 70.0916 | 23.7412 | 2850.0851 | 621.1262 | 0 | 137.1426 | 0.27523 | 684.2896 | 684.2896 | 0.83333 | 0.95285 | 0.97058 | 0.96734 | 0.97273
04/09 01:00:00 | 4 | 9 | 1 | (VS)USA_ID_Boise-AP-Gowen-Field-ANGB.726810_AMY_2024EPW | 45 | 70.0831 | 18.1283 | 2454.3607 | 511.2378 | 0 | 143.5252 | 0.25475 | 473.3704 | 473.3704 | 0.65 | 0.97006 | 0.9822 | 0.97883 | 0.98422
04/09 02:00:00 | 4 | 9 | 2 | (VS)USA_ID_Boise-AP-Gowen-Field-ANGB.726810_AMY_2024EPW | 46 | 70.103 | 24.2583 | 2993.7705 | 636.2603 | 0 | 136.0229 | 0.27326 | 642.3779 | 642.3779 | 0.85 | 0.98951 | 0.99774 | 0.99196 | 0.99722
04/09 03:00:00 | 4 | 9 | 3 | (VS)USA_ID_Boise-AP-Gowen-Field-ANGB.726810_AMY_2024EPW | 45 | 70.0915 | 25.9474 | 3100.2179 | 677.089 | 0 | 135.0626 | 0.29386 | 653.9346 | 653.9346 | 0.9 | 0.97937 | 0.99038 | 0.98527 | 0.99046
04/09 04:00:00 | 4 | 9 | 4 | (VS)USA_ID_Boise-AP-Gowen-Field-ANGB.726810_AMY_2024EPW | 45 | 70.109 | 23.2045 | 2777.9307 | 605.8154 | 0 | 138.7072 | 0.24249 | 665.7503 | 665.7503 | 0.9 | 0.96927 | 0.98259 | 0.97829 | 0.98365
04/09 05:00:00 | 4 | 9 | 5 | (VS)USA_ID_Boise-AP-Gowen-Field-ANGB.726810_AMY_2024EPW | 43 | 70.0907 | 29.4564 | 3710.2335 | 818.6501 | 0 | 114.3622 | 0.37416 | 794.4539 | 794.4539 | 1.0667 | 0.94229 | 0.96428 | 0.96021 | 0.96566
04/09 06:00:00 | 4 | 9 | 6 | (VS)USA_ID_Boise-AP-Gowen-Field-ANGB.726810_AMY_2024EPW | 42 | 70.0926 | 27.3091 | 3437.6686 | 774.7408 | 0 | 118.4662 | 0.38618 | 733.4663 | 733.4663 | 0.93333 | 0.90487 | 0.93554 | 0.93516 | 0.94079
04/09 07:00:00 | 4 | 9 | 7 | (VS)USA_ID_Boise-AP-Gowen-Field-ANGB.726810_AMY_2024EPW | 41 | 70.0702 | 44.5551 | 4094.0588 | 1036.2734 | 55.2424 | 93.5131 | 0.3699 | 1165.5586 | 1165.5586 | 1.4833 | 0.89416 | 0.92743 | 0.92824 | 0.93379
04/09 08:00:00 | 4 | 9 | 8 | (VS)USA_ID_Boise-AP-Gowen-Field-ANGB.726810_AMY_2024EPW | 42 | 70.0666 | 32.5113 | 4161.6186 | 925.5773 | 0 | 107.4204 | 0.28284 | 722.39 | 722.39 | 1.2167 | 0.91251 | 0.94072 | 0.94072 | 0.94591
04/09 09:00:00 | 4 | 9 | 9 | (VS)USA_ID_Boise-AP-Gowen-Field-ANGB.726810_AMY_2024EPW | 46 | 70.0871 | 29.6166 | 3889.0987 | 825.7843 | 0 | 112.6578 | 0.35953 | 741.7538 | 741.7538 | 1.0833 | 0.97825 | 0.98628 | 0.98451 | 0.98975
04/09 10:00:00 | 4 | 9 | 10 | (VS)USA_ID_Boise-AP-Gowen-Field-ANGB.726810_AMY_2024EPW | 50 | 70.1096 | 24.3382 | 3098.5286 | 636.3598 | 0 | 67.2388 | 0.28869 | 557.7542 | 557.7542 | 0.85 | 1.0625 | 1.0501 | 1.0415 | 1.0465
04/09 11:00:00 | 4 | 9 | 11 | (VS)USA_ID_Boise-AP-Gowen-Field-ANGB.726810_AMY_2024EPW | 54 | 70.0989 | 28.4035 | 3652.9828 | 737.7901 | 0 | 0 | 0.28673 | 553.0216 | 553.0216 | 1 | 1.1279 | 1.0993 | 1.0863 | 1.0912
04/09 12:00:00 | 4 | 9 | 12 | (VS)USA_ID_Boise-AP-Gowen-Field-ANGB.726810_AMY_2024EPW | 56 | 70.0962 | 24.5197 | 3296.0383 | 645.865 | 0 | 0 | 0.26379 | 431.1338 | 431.1338 | 0.83333 | 1.1753 | 1.1366 | 1.1187 | 1.1238
04/09 13:00:00 | 4 | 9 | 13 | (VS)USA_ID_Boise-AP-Gowen-Field-ANGB.726810_AMY_2024EPW | 59 | 70.0936 | 24.2494 | 3356.4864 | 650.9783 | 0 | 0 | 0.24985 | 370.4604 | 370.4604 | 0.85 | 1.2301 | 1.1752 | 1.1564 | 1.1618
04/09 14:00:00 | 4 | 9 | 14 | (VS)USA_ID_Boise-AP-Gowen-Field-ANGB.726810_AMY_2024EPW | 62 | 70.0881 | 26.3294 | 3900.0774 | 739.4081 | 0 | 0 | 0.23023 | 358.4986 | 358.4986 | 0.93333 | 1.278 | 1.2174 | 1.1893 | 1.195
04/09 15:00:00 | 4 | 9 | 15 | (VS)USA_ID_Boise-AP-Gowen-Field-ANGB.726810_AMY_2024EPW | 63 | 70.0808 | 16.7971 | 2635.8389 | 506.6562 | 0 | 0 | 0.21087 | 206.4701 | 206.4701 | 0.61667 | 1.3062 | 1.2389 | 1.2088 | 1.2148
04/09 16:00:00 | 4 | 9 | 16 | (VS)USA_ID_Boise-AP-Gowen-Field-ANGB.726810_AMY_2024EPW | 63 | 70.1329 | 15.0066 | 1907.5562 | 386.1223 | 0 | 0 | 0.15132 | 203.0801 | 203.0801 | 0.55 | 1.3174 | 1.2489 | 1.2166 | 1.2228
04/09 17:00:00 | 4 | 9 | 17 | (VS)USA_ID_Boise-AP-Gowen-Field-ANGB.726810_AMY_2024EPW | 64 | 70.1373 | 8.6332 | 1002.6184 | 204.3394 | 0 | 0 | 0.071614 | 122.4493 | 122.4493 | 0.28333 | 1.3159 | 1.2467 | 1.2154 | 1.2216
04/09 18:00:00 | 4 | 9 | 18 | (VS)USA_ID_Boise-AP-Gowen-Field-ANGB.726810_AMY_2024EPW | 65 | 70.1117 | 8.7903 | 1071.7611 | 218.1894 | 0 | 0 | 0.079741 | 114.0294 | 114.0294 | 0.3 | 1.3342 | 1.2605 | 1.2281 | 1.2345
04/09 19:00:00 | 4 | 9 | 19 | (VS)USA_ID_Boise-AP-Gowen-Field-ANGB.726810_AMY_2024EPW | 64 | 70.1216 | 2.9396 | 359.1118 | 73.0397 | 0 | 0 | 0.02707 | 39.7454 | 39.7454 | 0.1 | 1.3343 | 1.2618 | 1.2281 | 1.2345
04/09 20:00:00 | 4 | 9 | 20 | (VS)USA_ID_Boise-AP-Gowen-Field-ANGB.726810_AMY_2024EPW | 62 | 70.1112 | 6.1949 | 821.9792 | 164.5436 | 0 | 0 | 0.070478 | 92.3524 | 92.3524 | 0.23333 | 1.2996 | 1.2354 | 1.204 | 1.2102
04/09 21:00:00 | 4 | 9 | 21 | (VS)USA_ID_Boise-AP-Gowen-Field-ANGB.726810_AMY_2024EPW | 58 | 70.1504 | 11.7786 | 1363.5498 | 278.3494 | 0 | 0 | 0.10933 | 223.8312 | 223.8312 | 0.36667 | 1.2304 | 1.1819 | 1.1562 | 1.1619
04/09 22:00:00 | 4 | 9 | 22 | (VS)USA_ID_Boise-AP-Gowen-Field-ANGB.726810_AMY_2024EPW | 56 | 70.129 | 8.8117 | 981.716 | 203.8337 | 0 | 0 | 0.080846 | 191.3047 | 191.3047 | 0.28333 | 1.1772 | 1.1396 | 1.1196 | 1.125
04/09 23:00:00 | 4 | 9 | 23 | (VS)USA_ID_Boise-AP-Gowen-Field-ANGB.726810_AMY_2024EPW | 54 | 70.1211 | 9.1757 | 1087.3285 | 224.0867 | 0 | 0 | 0.099679 | 203.3576 | 203.3576 | 0.33333 | 1.1536 | 1.1222 | 1.1034 | 1.1088
04/09 24:00:00 | 4 | 9 | 24 | (VS)USA_ID_Boise-AP-Gowen-Field-ANGB.726810_AMY_2024EPW | 51 | 70.1211 | 12.1081 | 1351.949 | 287.4741 | 0 | 0 | 0.12638 | 303.7608 | 303.7608 | 0.41667 | 1.0967 | 1.0792 | 1.0646 | 1.0698
04/10 01:00:00 | 4 | 10 | 1 | (VS)USA_ID_Boise-AP-Gowen-Field-ANGB.726810_AMY_2024EPW | 49 | 70.1334 | 15.5918 | 1797.2861 | 383.2874 | 0 | 163.6807 | 0.1816 | 419.8199 | 419.8199 | 0.55 | 1.0472 | 1.0474 | 1.031 | 1.0362
04/10 02:00:00 | 4 | 10 | 2 | (VS)USA_ID_Boise-AP-Gowen-Field-ANGB.726810_AMY_2024EPW | 47 | 70.1034 | 16.66 | 2116.8255 | 445.0748 | 0 | 152.6289 | 0.23686 | 441.775 | 441.775 | 0.58333 | 1.0177 | 1.0419 | 1.011 | 1.0162
04/10 03:00:00 | 4 | 10 | 3 | (VS)USA_ID_Boise-AP-Gowen-Field-ANGB.726810_AMY_2024EPW | 45 | 70.079 | 21.7626 | 2766.8464 | 593.8971 | 0 | 138.107 | 0.27344 | 573.2745 | 573.2745 | 0.76667 | 0.97139 | 0.98589 | 0.97983 | 0.98513
04/10 04:00:00 | 4 | 10 | 4 | (VS)USA_ID_Boise-AP-Gowen-Field-ANGB.726810_AMY_2024EPW | 43 | 70.0712 | 23.2506 | 2962.3587 | 649.9234 | 0 | 133.1777 | 0.27695 | 604.5862 | 604.5862 | 0.85 | 0.93243 | 0.95542 | 0.95353 | 0.95904
04/10 05:00:00 | 4 | 10 | 5 | (VS)USA_ID_Boise-AP-Gowen-Field-ANGB.726810_AMY_2024EPW | 43 | 70.0761 | 21.5876 | 2612.0421 | 582.2116 | 0 | 141.206 | 0.23575 | 604.5472 | 604.5472 | 0.81667 | 0.93201 | 0.95509 | 0.95327 | 0.95877
04/10 06:00:00 | 4 | 10 | 6 | (VS)USA_ID_Boise-AP-Gowen-Field-ANGB.726810_AMY_2024EPW | 41 | 70.0975 | 26.6449 | 2739.198 | 673.8297 | 12.6501 | 130.8624 | 0.2656 | 882.4087 | 882.4087 | 1 | 0.89554 | 0.93033 | 0.92915 | 0.9346
04/10 07:00:00 | 4 | 10 | 7 | (VS)USA_ID_Boise-AP-Gowen-Field-ANGB.726810_AMY_2024EPW | 39 | 70.0869 | 36.7796 | 3466.8201 | 914.4424 | 27.4995 | 105.6894 | 0.36183 | 1161.9768 | 1161.9768 | 1.2833 | 0.85718 | 0.9002 | 0.90367 | 0.90926
04/10 08:00:00 | 4 | 10 | 8 | (VS)USA_ID_Boise-AP-Gowen-Field-ANGB.726810_AMY_2024EPW | 39 | 70.0803 | 34.8587 | 3515.9328 | 903.4401 | 17.1468 | 106.6667 | 0.26121 | 988.3009 | 988.3009 | 1.2833 | 0.86527 | 0.90625 | 0.90905 | 0.91461
04/10 09:00:00 | 4 | 10 | 9 | (VS)USA_ID_Boise-AP-Gowen-Field-ANGB.726810_AMY_2024EPW | 41 | 70.0775 | 34.3002 | 3996.9236 | 948.9098 | 1.2468 | 99.6894 | 0.46696 | 954.6816 | 954.6816 | 1.1333 | 0.89393 | 0.92636 | 0.92806 | 0.93352
04/10 10:00:00 | 4 | 10 | 10 | (VS)USA_ID_Boise-AP-Gowen-Field-ANGB.726810_AMY_2024EPW | 44 | 70.0994 | 25.6878 | 3292.025 | 717.1962 | 0 | 124.3498 | 0.32556 | 678.3885 | 678.3885 | 0.93333 | 0.95101 | 0.96698 | 0.96609 | 0.97148
04/10 11:00:00 | 4 | 10 | 11 | (VS)USA_ID_Boise-AP-Gowen-Field-ANGB.726810_AMY_2024EPW | 48 | 70.1029 | 26.5471 | 3390.6933 | 704.6617 | 0 | 126.6988 | 0.30731 | 684.5882 | 684.5882 | 1 | 1.0258 | 1.0224 | 1.0164 | 1.0216
04/10 12:00:00 | 4 | 10 | 12 | (VS)USA_ID_Boise-AP-Gowen-Field-ANGB.726810_AMY_2024EPW | 52 | 70.1148 | 23.5203 | 3072.2814 | 616.8956 | 0 | 0 | 0.29316 | 518.2731 | 518.2731 | 0.83333 | 1.0996 | 1.0779 | 1.0667 | 1.0718
04/10 13:00:00 | 4 | 10 | 13 | (VS)USA_ID_Boise-AP-Gowen-Field-ANGB.726810_AMY_2024EPW | 55 | 70.0906 | 28.6302 | 3826.2864 | 757.9817 | 0 | 0 | 0.299 | 519.672 | 519.672 | 1 | 1.1551 | 1.1214 | 1.105 | 1.1099
04/10 14:00:00 | 4 | 10 | 14 | (VS)USA_ID_Boise-AP-Gowen-Field-ANGB.726810_AMY_2024EPW | 57 | 70.1062 | 24.4987 | 3311.2026 | 649.9788 | 0 | 0 | 0.25605 | 414.4343 | 414.4343 | 0.86667 | 1.1922 | 1.1478 | 1.1303 | 1.1354
04/10 15:00:00 | 4 | 10 | 15 | (VS)USA_ID_Boise-AP-Gowen-Field-ANGB.726810_AMY_2024EPW | 59 | 70.0739 | 17.3134 | 2627.9082 | 500.7418 | 0 | 0 | 0.24717 | 269.0747 | 269.0747 | 0.61667 | 1.2306 | 1.1789 | 1.1565 | 1.162
04/10 16:00:00 | 4 | 10 | 16 | (VS)USA_ID_Boise-AP-Gowen-Field-ANGB.726810_AMY_2024EPW | 61 | 70.1347 | 15.0877 | 1886.6498 | 381.0782 | 0 | 0 | 0.15552 | 240.0314 | 240.0314 | 0.55 | 1.2693 | 1.2099 | 1.1832 | 1.189
04/10 17:00:00 | 4 | 10 | 17 | (VS)USA_ID_Boise-AP-Gowen-Field-ANGB.726810_AMY_2024EPW | 62 | 70.1225 | 8.8549 | 1073.3764 | 217.0825 | 0 | 0 | 0.083082 | 135.8581 | 135.8581 | 0.3 | 1.2906 | 1.2269 | 1.1978 | 1.2038
04/10 18:00:00 | 4 | 10 | 18 | (VS)USA_ID_Boise-AP-Gowen-Field-ANGB.726810_AMY_2024EPW | 63 | 70.1497 | 8.8349 | 1065.3379 | 216.5333 | 0 | 0 | 0.082046 | 132.6135 | 132.6135 | 0.3 | 1.2976 | 1.232 | 1.2026 | 1.2088
04/10 19:00:00 | 4 | 10 | 19 | (VS)USA_ID_Boise-AP-Gowen-Field-ANGB.726810_AMY_2024EPW | 62 | 70.0946 | 5.7478 | 653.0665 | 133.9446 | 0 | 0 | 0.047347 | 89.5458 | 89.5458 | 0.2 | 1.3025 | 1.2366 | 1.206 | 1.2122
04/10 20:00:00 | 4 | 10 | 20 | (VS)USA_ID_Boise-AP-Gowen-Field-ANGB.726810_AMY_2024EPW | 60 | 70.1617 | 5.9413 | 708.165 | 143.8822 | 0 | 0 | 0.057358 | 105.2884 | 105.2884 | 0.2 | 1.2621 | 1.2062 | 1.1781 | 1.1839
04/10 21:00:00 | 4 | 10 | 21 | (VS)USA_ID_Boise-AP-Gowen-Field-ANGB.726810_AMY_2024EPW | 57 | 70.1349 | 8.6779 | 943.1823 | 196.9784 | 0 | 0 | 0.073929 | 179.6075 | 179.6075 | 0.28333 | 1.1986 | 1.1569 | 1.1343 | 1.1398
04/10 22:00:00 | 4 | 10 | 22 | (VS)USA_ID_Boise-AP-Gowen-Field-ANGB.726810_AMY_2024EPW | 55 | 70.1382 | 8.9655 | 1024.4249 | 212.1044 | 0 | 0 | 0.088803 | 198.4679 | 198.4679 | 0.3 | 1.1615 | 1.1279 | 1.1088 | 1.1142
04/10 23:00:00 | 4 | 10 | 23 | (VS)USA_ID_Boise-AP-Gowen-Field-ANGB.726810_AMY_2024EPW | 51 | 70.118 | 12.0585 | 1340.9744 | 284.3652 | 0 | 40.2022 | 0.12381 | 306.6716 | 306.6716 | 0.38333 | 1.0979 | 1.081 | 1.0654 | 1.0706
04/10 24:00:00 | 4 | 10 | 24 | (VS)USA_ID_Boise-AP-Gowen-Field-ANGB.726810_AMY_2024EPW | 48 | 70.0928 | 16.6501 | 2124.1281 | 443.9655 | 0 | 152.7313 | 0.23634 | 437.8162 | 437.8162 | 0.58333 | 1.0279 | 1.0426 | 1.0179 | 1.0232
04/11 01:00:00 | 4 | 11 | 1 | (VS)USA_ID_Boise-AP-Gowen-Field-ANGB.726810_AMY_2024EPW | 46 | 70.0709 | 18.5452 | 2767.5807 | 555.2192 | 0 | 133.1242 | 0.33438 | 461.6235 | 461.6235 | 0.61667 | 0.98962 | 0.99887 | 0.99197 | 0.99734
04/11 02:00:00 | 4 | 11 | 2 | (VS)USA_ID_Boise-AP-Gowen-Field-ANGB.726810_AMY_2024EPW | 44 | 70.0857 | 21.3095 | 2691.0325 | 577.5084 | 0 | 139.9068 | 0.25609 | 576.5174 | 576.5174 | 0.73333 | 0.96154 | 0.97731 | 0.97319 | 0.97851
04/11 03:00:00 | 4 | 11 | 3 | (VS)USA_ID_Boise-AP-Gowen-Field-ANGB.726810_AMY_2024EPW | 44 | 70.0965 | 26.0057 | 2991.4918 | 674.8476 | 0 | 135.8337 | 0.2933 | 692.0853 | 692.0853 | 0.9 | 0.94251 | 0.96308 | 0.96042 | 0.9658
04/11 04:00:00 | 4 | 11 | 4 | (VS)USA_ID_Boise-AP-Gowen-Field-ANGB.726810_AMY_2024EPW | 44 | 70.0995 | 23.7447 | 2862.6019 | 631.402 | 0 | 135.368 | 0.23709 | 683.2828 | 683.2828 | 0.93333 | 0.95038 | 0.96775 | 0.9656 | 0.97104
04/11 05:00:00 | 4 | 11 | 5 | (VS)USA_ID_Boise-AP-Gowen-Field-ANGB.726810_AMY_2024EPW | 44 | 70.0943 | 28.6001 | 3594.9833 | 789.1708 | 0 | 117.2092 | 0.34119 | 781.6355 | 781.6355 | 1.0667 | 0.95065 | 0.96991 | 0.9658 | 0.97121
04/11 06:00:00 | 4 | 11 | 6 | (VS)USA_ID_Boise-AP-Gowen-Field-ANGB.726810_AMY_2024EPW | 43 | 70.0951 | 26.8065 | 3394.1027 | 754.9813 | 0 | 120.6964 | 0.36694 | 712.1244 | 712.1244 | 0.93333 | 0.92339 | 0.94912 | 0.94755 | 0.95308
04/11 07:00:00 | 4 | 11 | 7 | (VS)USA_ID_Boise-AP-Gowen-Field-ANGB.726810_AMY_2024EPW | 43 | 70.0752 | 32.4419 | 4227.1561 | 927.2879 | 0 | 101.7767 | 0.48331 | 811.0904 | 811.0904 | 1.0667 | 0.92297 | 0.94764 | 0.94731 | 0.95283
04/11 08:00:00 | 4 | 11 | 8 | (VS)USA_ID_Boise-AP-Gowen-Field-ANGB.726810_AMY_2024EPW | 44 | 70.0702 | 30.7793 | 4102.8308 | 879.302 | 0 | 109.0782 | 0.33548 | 680.1048 | 680.1048 | 1.1 | 0.94953 | 0.96764 | 0.96554 | 0.97057
04/11 09:00:00 | 4 | 11 | 9 | (VS)USA_ID_Boise-AP-Gowen-Field-ANGB.726810_AMY_2024EPW | 47 | 70.0903 | 29.9206 | 3909.8882 | 819.5572 | 0 | 116.1251 | 0.34089 | 705.6806 | 705.6806 | 1.0833 | 1.0053 | 1.0072 | 1.0027 | 1.0079
04/11 10:00:00 | 4 | 11 | 10 | (VS)USA_ID_Boise-AP-Gowen-Field-ANGB.726810_AMY_2024EPW | 50 | 70.0892 | 24.8159 | 3129.994 | 647.539 | 0 | 66.1649 | 0.27176 | 553.9312 | 553.9312 | 0.86667 | 1.0622 | 1.0508 | 1.0416 | 1.0464
04/11 11:00:00 | 4 | 11 | 11 | (VS)USA_ID_Boise-AP-Gowen-Field-ANGB.726810_AMY_2024EPW | 55 | 70.085 | 22.127 | 2793.7712 | 563.8844 | 0 | 0 | 0.18648 | 385.5001 | 385.5001 | 0.78333 | 1.1529 | 1.1192 | 1.1037 | 1.1085
04/11 12:00:00 | 4 | 11 | 12 | (VS)USA_ID_Boise-AP-Gowen-Field-ANGB.726810_AMY_2024EPW | 61 | 70.0894 | 23.4802 | 3323.6221 | 637.9488 | 0 | 0 | 0.20909 | 325.8816 | 325.8816 | 0.81667 | 1.2659 | 1.2053 | 1.1811 | 1.1866
04/11 13:00:00 | 4 | 11 | 13 | (VS)USA_ID_Boise-AP-Gowen-Field-ANGB.726810_AMY_2024EPW | 65 | 70.1022 | 19.4622 | 2937.1795 | 579.2907 | 0 | 0 | 0.25682 | 218.1736 | 218.1736 | 0.7 | 1.332 | 1.2583 | 1.2268 | 1.2329
04/11 14:00:00 | 4 | 11 | 14 | (VS)USA_ID_Boise-AP-Gowen-Field-ANGB.726810_AMY_2024EPW | 68 | 70.1124 | 12.3871 | 1759.5953 | 359.5647 | 0 | 0 | 0.14081 | 109.5642 | 109.5642 | 0.5 | 1.3878 | 1.3026 | 1.2659 | 1.2725
04/11 15:00:00 | 4 | 11 | 15 | (VS)USA_ID_Boise-AP-Gowen-Field-ANGB.726810_AMY_2024EPW | 70 | 70.1511 | 11.6019 | 1465.6518 | 302.3034 | 0 | 0 | 0.10019 | 81.8974 | 81.8974 | 0.4 | 1.436 | 1.3414 | 1.2996 | 1.3068
04/11 16:00:00 | 4 | 11 | 16 | (VS)USA_ID_Boise-AP-Gowen-Field-ANGB.726810_AMY_2024EPW | 72 | 70.1427 | 5.768 | 729.0906 | 151.0225 | 0 | 0 | 0.048389 | 31.7605 | 31.7605 | 0.2 | 1.463 | 1.3633 | 1.3184 | 1.3261
04/11 17:00:00 | 4 | 11 | 17 | (VS)USA_ID_Boise-AP-Gowen-Field-ANGB.726810_AMY_2024EPW | 73 | 69.9307 | 0 | 0 | 0 | 0 | 0 | 0 | 0 | 0 | 0 | 1.4683 | 1.3682 | 1.3222 | 1.3299
04/11 18:00:00 | 4 | 11 | 18 | (VS)USA_ID_Boise-AP-Gowen-Field-ANGB.726810_AMY_2024EPW | 74 | 70.304 | 0 | 0 | 0 | 0 | 0 | 0 | 0 | 0 | 0 | 1.4683 | 1.3682 | 1.3222 | 1.3299
04/11 19:00:00 | 4 | 11 | 19 | (VS)USA_ID_Boise-AP-Gowen-Field-ANGB.726810_AMY_2024EPW | 74 | 70.4527 | 22.3431 | 0 | 0 | 0 | 0 | 0 | 0 | 0 | 0.63333 | 1.4683 | 1.3682 | 1.3222 | 1.3299
04/11 20:00:00 | 4 | 11 | 20 | (VS)USA_ID_Boise-AP-Gowen-Field-ANGB.726810_AMY_2024EPW | 72 | 70.3802 | 5.5782 | 0 | 0 | 0 | 0 | 0 | 0 | 0 | 0.16667 | 1.4683 | 1.3682 | 1.3222 | 1.3299
04/11 21:00:00 | 4 | 11 | 21 | (VS)USA_ID_Boise-AP-Gowen-Field-ANGB.726810_AMY_2024EPW | 68 | 70.717 | 0 | 0 | 0 | 0 | 0 | 0 | 0 | 0 | 0 | 1.4683 | 1.3682 | 1.3222 | 1.3299
04/11 22:00:00 | 4 | 11 | 22 | (VS)USA_ID_Boise-AP-Gowen-Field-ANGB.726810_AMY_2024EPW | 67 | 70.6804 | 0 | 0 | 0 | 0 | 0 | 0 | 0 | 0 | 0 | 1.4683 | 1.3682 | 1.3222 | 1.3299
04/11 23:00:00 | 4 | 11 | 23 | (VS)USA_ID_Boise-AP-Gowen-Field-ANGB.726810_AMY_2024EPW | 68 | 70.38 | 5.532 | 0 | 0 | 0 | 0 | 0 | 0 | 0 | 0.16667 | 1.4683 | 1.3682 | 1.3222 | 1.3299
04/11 24:00:00 | 4 | 11 | 24 | (VS)USA_ID_Boise-AP-Gowen-Field-ANGB.726810_AMY_2024EPW | 68 | 70.6181 | 0 | 0 | 0 | 0 | 0 | 0 | 0 | 0 | 0 | 1.4683 | 1.3682 | 1.3222 | 1.3299
04/12 01:00:00 | 4 | 12 | 1 | (VS)USA_ID_Boise-AP-Gowen-Field-ANGB.726810_AMY_2024EPW | 66 | 70.3377 | 0 | 0 | 0 | 0 | 0 | 0 | 0 | 0 | 0 | 1.4683 | 1.3682 | 1.3222 | 1.3299
04/12 02:00:00 | 4 | 12 | 2 | (VS)USA_ID_Boise-AP-Gowen-Field-ANGB.726810_AMY_2024EPW | 63 | 70.1483 | 5.6852 | 635.5069 | 130.4464 | 0 | 0 | 0.044106 | 84.1845 | 84.1845 | 0.16667 | 1.3324 | 1.2651 | 1.2308 | 1.237
04/12 03:00:00 | 4 | 12 | 3 | (VS)USA_ID_Boise-AP-Gowen-Field-ANGB.726810_AMY_2024EPW | 60 | 70.1191 | 9.0842 | 1134.1875 | 228.8734 | 0 | 0 | 0.094945 | 154.2377 | 154.2377 | 0.3 | 1.2548 | 1.2002 | 1.1732 | 1.1788
04/12 04:00:00 | 4 | 12 | 4 | (VS)USA_ID_Boise-AP-Gowen-Field-ANGB.726810_AMY_2024EPW | 59 | 70.1459 | 11.9111 | 1416.9802 | 289.2492 | 0 | 0 | 0.11619 | 217.3509 | 217.3509 | 0.4 | 1.2314 | 1.1809 | 1.157 | 1.1625
04/12 05:00:00 | 4 | 12 | 5 | (VS)USA_ID_Boise-AP-Gowen-Field-ANGB.726810_AMY_2024EPW | 58 | 70.1477 | 8.8568 | 1018.4195 | 210.054 | 0 | 0 | 0.083181 | 172.8769 | 172.8769 | 0.3 | 1.2157 | 1.1694 | 1.1462 | 1.1516
04/12 06:00:00 | 4 | 12 | 6 | (VS)USA_ID_Boise-AP-Gowen-Field-ANGB.726810_AMY_2024EPW | 56 | 70.1244 | 11.9172 | 1365.5587 | 283.5781 | 0 | 0 | 0.1165 | 252.1358 | 252.1358 | 0.4 | 1.178 | 1.1406 | 1.1203 | 1.1255
04/12 07:00:00 | 4 | 12 | 7 | (VS)USA_ID_Boise-AP-Gowen-Field-ANGB.726810_AMY_2024EPW | 56 | 70.1127 | 15.2865 | 1843.7256 | 377.3364 | 0 | 0 | 0.16581 | 322.405 | 322.405 | 0.51667 | 1.1649 | 1.1295 | 1.1113 | 1.1165
04/12 08:00:00 | 4 | 12 | 8 | (VS)USA_ID_Boise-AP-Gowen-Field-ANGB.726810_AMY_2024EPW | 55 | 70.1216 | 15.7919 | 2000.9599 | 406.319 | 0 | 0 | 0.19195 | 334.1926 | 334.1926 | 0.58333 | 1.1562 | 1.1241 | 1.1054 | 1.1105
04/12 09:00:00 | 4 | 12 | 9 | (VS)USA_ID_Boise-AP-Gowen-Field-ANGB.726810_AMY_2024EPW | 56 | 70.0898 | 13.0935 | 1815.7995 | 357.3333 | 0 | 0 | 0.17736 | 252.3358 | 252.3358 | 0.48333 | 1.17 | 1.1297 | 1.1149 | 1.12
04/12 10:00:00 | 4 | 12 | 10 | (VS)USA_ID_Boise-AP-Gowen-Field-ANGB.726810_AMY_2024EPW | 61 | 70.1125 | 15.6971 | 2117.0876 | 422.8439 | 0 | 0 | 0.18704 | 244.8049 | 244.8049 | 0.58333 | 1.2625 | 1.203 | 1.1787 | 1.1843
04/12 11:00:00 | 4 | 12 | 11 | (VS)USA_ID_Boise-AP-Gowen-Field-ANGB.726810_AMY_2024EPW | 66 | 70.1226 | 15.1022 | 2003.9503 | 407.9803 | 0 | 0 | 0.15627 | 160.6772 | 160.6772 | 0.53333 | 1.3567 | 1.2779 | 1.2443 | 1.2505
04/12 12:00:00 | 4 | 12 | 12 | (VS)USA_ID_Boise-AP-Gowen-Field-ANGB.726810_AMY_2024EPW | 70 | 70.1325 | 8.812 | 1141.0149 | 237.8556 | 0 | 0 | 0.080864 | 60.5511 | 60.5511 | 0.33333 | 1.4295 | 1.3347 | 1.2951 | 1.3021
04/12 13:00:00 | 4 | 12 | 13 | (VS)USA_ID_Boise-AP-Gowen-Field-ANGB.726810_AMY_2024EPW | 73 | 70.1768 | 8.4858 | 1037.8406 | 214.4548 | 0 | 0 | 0.063989 | 32.2096 | 32.2096 | 0.26667 | 1.4854 | 1.3811 | 1.3347 | 1.3423
04/12 14:00:00 | 4 | 12 | 14 | (VS)USA_ID_Boise-AP-Gowen-Field-ANGB.726810_AMY_2024EPW | 75 | 70.1104 | 5.6911 | 721.1153 | 150.9681 | 0 | 0 | 0.044412 | 6.3165 | 6.3165 | 0.2 | 1.5175 | 1.407 | 1.3574 | 1.3655
04/12 15:00:00 | 4 | 12 | 15 | (VS)USA_ID_Boise-AP-Gowen-Field-ANGB.726810_AMY_2024EPW | 77 | 70.3992 | 0 | 0 | 0 | 0 | 0 | 0 | 0 | 0 | 0 | 1.5409 | 1.4274 | 1.374 | 1.3824
04/12 16:00:00 | 4 | 12 | 16 | (VS)USA_ID_Boise-AP-Gowen-Field-ANGB.726810_AMY_2024EPW | 78 | 70.4525 | 16.6763 | 0 | 0 | 0 | 0 | 0 | 0 | 0 | 0.46667 | 1.5409 | 1.4274 | 1.374 | 1.3824
04/12 17:00:00 | 4 | 12 | 17 | (VS)USA_ID_Boise-AP-Gowen-Field-ANGB.726810_AMY_2024EPW | 77 | 70.4257 | 11.1987 | 0 | 0 | 0 | 0 | 0 | 0 | 0 | 0.33333 | 1.5409 | 1.4274 | 1.374 | 1.3824
04/12 18:00:00 | 4 | 12 | 18 | (VS)USA_ID_Boise-AP-Gowen-Field-ANGB.726810_AMY_2024EPW | 75 | 70.4725 | 16.7314 | 0 | 0 | 0 | 0 | 0 | 0 | 0 | 0.5 | 1.5409 | 1.4274 | 1.374 | 1.3824
04/12 19:00:00 | 4 | 12 | 19 | (VS)USA_ID_Boise-AP-Gowen-Field-ANGB.726810_AMY_2024EPW | 74 | 70.4133 | 11.2742 | 0 | 0 | 0 | 0 | 0 | 0 | 0 | 0.33333 | 1.5409 | 1.4274 | 1.374 | 1.3824
04/12 20:00:00 | 4 | 12 | 20 | (VS)USA_ID_Boise-AP-Gowen-Field-ANGB.726810_AMY_2024EPW | 73 | 70.4284 | 10.8213 | 0 | 0 | 0 | 0 | 0 | 0 | 0 | 0.33333 | 1.5409 | 1.4274 | 1.374 | 1.3824
04/12 21:00:00 | 4 | 12 | 21 | (VS)USA_ID_Boise-AP-Gowen-Field-ANGB.726810_AMY_2024EPW | 71 | 70.4417 | 5.5671 | 0 | 0 | 0 | 0 | 0 | 0 | 0 | 0.16667 | 1.5409 | 1.4274 | 1.374 | 1.3824
04/12 22:00:00 | 4 | 12 | 22 | (VS)USA_ID_Boise-AP-Gowen-Field-ANGB.726810_AMY_2024EPW | 68 | 70.4539 | 5.5097 | 0 | 0 | 0 | 0 | 0 | 0 | 0 | 0.16667 | 1.5409 | 1.4274 | 1.374 | 1.3824
04/12 23:00:00 | 4 | 12 | 23 | (VS)USA_ID_Boise-AP-Gowen-Field-ANGB.726810_AMY_2024EPW | 65 | 70.6017 | 0 | 0 | 0 | 0 | 0 | 0 | 0 | 0 | 0 | 1.5409 | 1.4274 | 1.374 | 1.3824
04/12 24:00:00 | 4 | 12 | 24 | (VS)USA_ID_Boise-AP-Gowen-Field-ANGB.726810_AMY_2024EPW | 61 | 70.1907 | 2.7961 | 291.4177 | 61.0641 | 0 | 0 | 0.019649 | 48.7488 | 48.7488 | 0.1 | 1.4664 | 1.3753 | 1.3217 | 1.3294
04/13 01:00:00 | 4 | 13 | 1 | (VS)USA_ID_Boise-AP-Gowen-Field-ANGB.726810_AMY_2024EPW | 60 | 70.1037 | 3.0973 | 394.8147 | 80.5804 | 0 | 0 | 0.035228 | 51.6826 | 51.6826 | 0.13333 | 1.2485 | 1.195 | 1.1689 | 1.1744
04/13 02:00:00 | 4 | 13 | 2 | (VS)USA_ID_Boise-AP-Gowen-Field-ANGB.726810_AMY_2024EPW | 60 | 70.1825 | 5.6943 | 613.3483 | 128.0563 | 0 | 0 | 0.044579 | 104.939 | 104.939 | 0.16667 | 1.236 | 1.1844 | 1.1603 | 1.1657
04/13 03:00:00 | 4 | 13 | 3 | (VS)USA_ID_Boise-AP-Gowen-Field-ANGB.726810_AMY_2024EPW | 58 | 70.1508 | 8.7202 | 962.3182 | 201.7239 | 0 | 0 | 0.076115 | 172.1037 | 172.1037 | 0.3 | 1.2192 | 1.1729 | 1.1487 | 1.154
04/13 04:00:00 | 4 | 13 | 4 | (VS)USA_ID_Boise-AP-Gowen-Field-ANGB.726810_AMY_2024EPW | 54 | 70.1402 | 8.98 | 1019.5698 | 213.3465 | 0 | 0 | 0.089555 | 201.5193 | 201.5193 | 0.3 | 1.1513 | 1.1204 | 1.102 | 1.1071
04/13 05:00:00 | 4 | 13 | 5 | (VS)USA_ID_Boise-AP-Gowen-Field-ANGB.726810_AMY_2024EPW | 51 | 70.1189 | 15.3073 | 1743.0928 | 370.7025 | 0 | 38.7892 | 0.16688 | 387.9828 | 387.9828 | 0.5 | 1.0843 | 1.0704 | 1.0562 | 1.0612
04/13 06:00:00 | 4 | 13 | 6 | (VS)USA_ID_Boise-AP-Gowen-Field-ANGB.726810_AMY_2024EPW | 49 | 70.1282 | 12.237 | 1354.814 | 295.032 | 0 | 168.5621 | 0.13305 | 324.2308 | 324.2308 | 0.45 | 1.0507 | 1.0469 | 1.0334 | 1.0384
04/13 07:00:00 | 4 | 13 | 7 | (VS)USA_ID_Boise-AP-Gowen-Field-ANGB.726810_AMY_2024EPW | 50 | 70.1316 | 15.4672 | 1755.8568 | 379.4334 | 0 | 0 | 0.17515 | 398.4094 | 398.4094 | 0.58333 | 1.0612 | 1.0458 | 1.0406 | 1.0455
04/13 08:00:00 | 4 | 13 | 8 | (VS)USA_ID_Boise-AP-Gowen-Field-ANGB.726810_AMY_2024EPW | 50 | 70.1152 | 19.288 | 2402.5123 | 498.4276 | 0 | 0 | 0.24781 | 477.2088 | 477.2088 | 0.66667 | 1.0613 | 1.0458 | 1.0406 | 1.0456
04/13 09:00:00 | 4 | 13 | 9 | (VS)USA_ID_Boise-AP-Gowen-Field-ANGB.726810_AMY_2024EPW | 52 | 70.0995 | 16.198 | 2085.4757 | 426.5081 | 0 | 0 | 0.21296 | 363.4635 | 363.4635 | 0.56667 | 1.0957 | 1.0587 | 1.0641 | 1.069
04/13 10:00:00 | 4 | 13 | 10 | (VS)USA_ID_Boise-AP-Gowen-Field-ANGB.726810_AMY_2024EPW | 57 | 70.1064 | 15.662 | 2030.6347 | 406.6572 | 0 | 0 | 0.18523 | 286.0553 | 286.0553 | 0.56667 | 1.1879 | 1.1272 | 1.1273 | 1.1324
04/13 11:00:00 | 4 | 13 | 11 | (VS)USA_ID_Boise-AP-Gowen-Field-ANGB.726810_AMY_2024EPW | 62 | 70.1453 | 14.6713 | 1735.8853 | 357.9883 | 0 | 0 | 0.13398 | 214.2435 | 214.2435 | 0.58333 | 1.2831 | 1.2202 | 1.1931 | 1.1986
04/13 12:00:00 | 4 | 13 | 12 | (VS)USA_ID_Boise-AP-Gowen-Field-ANGB.726810_AMY_2024EPW | 65 | 70.1172 | 12.2717 | 1666.4159 | 336.2734 | 0 | 0 | 0.13484 | 136.5287 | 136.5287 | 0.46667 | 1.3391 | 1.2649 | 1.232 | 1.238
04/13 13:00:00 | 4 | 13 | 13 | (VS)USA_ID_Boise-AP-Gowen-Field-ANGB.726810_AMY_2024EPW | 67 | 70.1139 | 12.1991 | 1658.8102 | 340.852 | 0 | 0 | 0.13108 | 114.4287 | 114.4287 | 0.48333 | 1.3764 | 1.2939 | 1.2581 | 1.2644
04/13 14:00:00 | 4 | 13 | 14 | (VS)USA_ID_Boise-AP-Gowen-Field-ANGB.726810_AMY_2024EPW | 71 | 70.1567 | 11.5935 | 1470.8396 | 303.6326 | 0 | 0 | 0.099755 | 71.8 | 71.8 | 0.36667 | 1.4376 | 1.3414 | 1.3009 | 1.3079
04/13 15:00:00 | 4 | 13 | 15 | (VS)USA_ID_Boise-AP-Gowen-Field-ANGB.726810_AMY_2024EPW | 75 | 70.0691 | 2.8261 | 347.3286 | 71.8986 | 0 | 0 | 0.021199 | 7.3181 | 7.3181 | 0.1 | 1.4997 | 1.3927 | 1.3447 | 1.3526
04/13 16:00:00 | 4 | 13 | 16 | (VS)USA_ID_Boise-AP-Gowen-Field-ANGB.726810_AMY_2024EPW | 77 | 70.1325 | 0 | 0 | 0 | 0 | 0 | 0 | 0 | 0 | 0 | 1.5039 | 1.3968 | 1.3477 | 1.3556
04/13 17:00:00 | 4 | 13 | 17 | (VS)USA_ID_Boise-AP-Gowen-Field-ANGB.726810_AMY_2024EPW | 79 | 70.4888 | 11.0867 | 0 | 0 | 0 | 0 | 0 | 0 | 0 | 0.3 | 1.5039 | 1.3968 | 1.3477 | 1.3556
04/13 18:00:00 | 4 | 13 | 18 | (VS)USA_ID_Boise-AP-Gowen-Field-ANGB.726810_AMY_2024EPW | 80 | 70.4678 | 17.1538 | 0 | 0 | 0 | 0 | 0 | 0 | 0 | 0.5 | 1.5039 | 1.3968 | 1.3477 | 1.3556
04/13 19:00:00 | 4 | 13 | 19 | (VS)USA_ID_Boise-AP-Gowen-Field-ANGB.726810_AMY_2024EPW | 80 | 70.4854 | 22.6219 | 0 | 0 | 0 | 0 | 0 | 0 | 0 | 0.7 | 1.5039 | 1.3968 | 1.3477 | 1.3556
04/13 20:00:00 | 4 | 13 | 20 | (VS)USA_ID_Boise-AP-Gowen-Field-ANGB.726810_AMY_2024EPW | 77 | 70.3931 | 16.6821 | 0 | 0 | 0 | 0 | 0 | 0 | 0 | 0.46667 | 1.5039 | 1.3968 | 1.3477 | 1.3556
04/13 21:00:00 | 4 | 13 | 21 | (VS)USA_ID_Boise-AP-Gowen-Field-ANGB.726810_AMY_2024EPW | 72 | 70.4811 | 5.5437 | 0 | 0 | 0 | 0 | 0 | 0 | 0 | 0.16667 | 1.5039 | 1.3968 | 1.3477 | 1.3556
04/13 22:00:00 | 4 | 13 | 22 | (VS)USA_ID_Boise-AP-Gowen-Field-ANGB.726810_AMY_2024EPW | 68 | 70.4618 | 11.003 | 0 | 0 | 0 | 0 | 0 | 0 | 0 | 0.33333 | 1.5039 | 1.3968 | 1.3477 | 1.3556
04/13 23:00:00 | 4 | 13 | 23 | (VS)USA_ID_Boise-AP-Gowen-Field-ANGB.726810_AMY_2024EPW | 67 | 70.438 | 0 | 0 | 0 | 0 | 0 | 0 | 0 | 0 | 0 | 1.5039 | 1.3968 | 1.3477 | 1.3556
04/13 24:00:00 | 4 | 13 | 24 | (VS)USA_ID_Boise-AP-Gowen-Field-ANGB.726810_AMY_2024EPW | 69 | 70.384 | 5.5093 | 0 | 0 | 0 | 0 | 0 | 0 | 0 | 0.16667 | 1.5039 | 1.3968 | 1.3477 | 1.3556
04/14 01:00:00 | 4 | 14 | 1 | (VS)USA_ID_Boise-AP-Gowen-Field-ANGB.726810_AMY_2024EPW | 69 | 70.523 | 0 | 0 | 0 | 0 | 0 | 0 | 0 | 0 | 0 | 1.5039 | 1.3968 | 1.3477 | 1.3556
04/14 02:00:00 | 4 | 14 | 2 | (VS)USA_ID_Boise-AP-Gowen-Field-ANGB.726810_AMY_2024EPW | 69 | 70.4502 | 0 | 0 | 0 | 0 | 0 | 0 | 0 | 0 | 0 | 1.5039 | 1.3968 | 1.3477 | 1.3556
04/14 03:00:00 | 4 | 14 | 3 | (VS)USA_ID_Boise-AP-Gowen-Field-ANGB.726810_AMY_2024EPW | 66 | 70.1786 | 2.7385 | 281.9953 | 58.3357 | 0 | 0 | 0.016667 | 36.7473 | 36.7473 | 0.066667 | 1.456 | 1.3636 | 1.3185 | 1.3259
04/14 04:00:00 | 4 | 14 | 4 | (VS)USA_ID_Boise-AP-Gowen-Field-ANGB.726810_AMY_2024EPW | 64 | 70.1527 | 5.7953 | 677.6876 | 139.8414 | 0 | 0 | 0.049802 | 76.7842 | 76.7842 | 0.2 | 1.3145 | 1.246 | 1.2148 | 1.2206
04/14 05:00:00 | 4 | 14 | 5 | (VS)USA_ID_Boise-AP-Gowen-Field-ANGB.726810_AMY_2024EPW | 63 | 70.109 | 8.8477 | 1078.2256 | 221.0154 | 0 | 0 | 0.08271 | 115.9374 | 115.9374 | 0.3 | 1.3141 | 1.2458 | 1.2146 | 1.2203
04/14 06:00:00 | 4 | 14 | 6 | (VS)USA_ID_Boise-AP-Gowen-Field-ANGB.726810_AMY_2024EPW | 60 | 70.1538 | 9.0676 | 1115.2243 | 227.487 | 0 | 0 | 0.094087 | 153.94 | 153.94 | 0.3 | 1.2566 | 1.2027 | 1.1747 | 1.18
04/14 07:00:00 | 4 | 14 | 7 | (VS)USA_ID_Boise-AP-Gowen-Field-ANGB.726810_AMY_2024EPW | 56 | 70.0994 | 12.4847 | 1585.463 | 319.6068 | 0 | 0 | 0.14586 | 245.232 | 245.232 | 0.4 | 1.177 | 1.1399 | 1.1197 | 1.1248
04/14 08:00:00 | 4 | 14 | 8 | (VS)USA_ID_Boise-AP-Gowen-Field-ANGB.726810_AMY_2024EPW | 56 | 70.1259 | 12.005 | 1387.6801 | 289.095 | 0 | 0 | 0.12104 | 248.6881 | 248.6881 | 0.41667 | 1.1627 | 1.1278 | 1.1099 | 1.1149
04/14 09:00:00 | 4 | 14 | 9 | (VS)USA_ID_Boise-AP-Gowen-Field-ANGB.726810_AMY_2024EPW | 59 | 70.121 | 12.0966 | 1496.2477 | 304.3318 | 0 | 0 | 0.12578 | 202.0515 | 202.0515 | 0.4 | 1.2221 | 1.1713 | 1.1508 | 1.1561
04/14 10:00:00 | 4 | 14 | 10 | (VS)USA_ID_Boise-AP-Gowen-Field-ANGB.726810_AMY_2024EPW | 63 | 70.1207 | 11.8291 | 1440.2665 | 294.5346 | 0 | 0 | 0.11195 | 162.0268 | 162.0268 | 0.4 | 1.2924 | 1.228 | 1.1995 | 1.2051
04/14 11:00:00 | 4 | 14 | 11 | (VS)USA_ID_Boise-AP-Gowen-Field-ANGB.726810_AMY_2024EPW | 66 | 70.111 | 9.1922 | 1252.6552 | 256.8914 | 0 | 0 | 0.10053 | 91.4078 | 91.4078 | 0.33333 | 1.3509 | 1.2715 | 1.2403 | 1.2463
04/14 12:00:00 | 4 | 14 | 12 | (VS)USA_ID_Boise-AP-Gowen-Field-ANGB.726810_AMY_2024EPW | 70 | 70.1483 | 8.5438 | 1025.6727 | 211.4031 | 0 | 0 | 0.066988 | 57.5482 | 57.5482 | 0.26667 | 1.4221 | 1.3307 | 1.2902 | 1.2968
04/14 13:00:00 | 4 | 14 | 13 | (VS)USA_ID_Boise-AP-Gowen-Field-ANGB.726810_AMY_2024EPW | 70 | 70.1739 | 8.6295 | 1064.7819 | 220.7287 | 0 | 0 | 0.071422 | 52.687 | 52.687 | 0.3 | 1.4325 | 1.3392 | 1.2976 | 1.3043
04/14 14:00:00 | 4 | 14 | 14 | (VS)USA_ID_Boise-AP-Gowen-Field-ANGB.726810_AMY_2024EPW | 70 | 70.1336 | 5.7323 | 701.1096 | 145.1794 | 0 | 0 | 0.046543 | 35.5396 | 35.5396 | 0.2 | 1.4328 | 1.3397 | 1.2977 | 1.3045
04/14 15:00:00 | 4 | 14 | 15 | (VS)USA_ID_Boise-AP-Gowen-Field-ANGB.726810_AMY_2024EPW | 68 | 70.1118 | 5.9349 | 773.8547 | 160.6553 | 0 | 0 | 0.057027 | 41.969 | 41.969 | 0.23333 | 1.4125 | 1.325 | 1.2835 | 1.2901
04/14 16:00:00 | 4 | 14 | 16 | (VS)USA_ID_Boise-AP-Gowen-Field-ANGB.726810_AMY_2024EPW | 67 | 70.0317 | 2.7385 | 290.1389 | 59.3838 | 0 | 0 | 0.016667 | 27.0359 | 27.0359 | 0.066667 | 1.3757 | 1.2943 | 1.2576 | 1.2638
04/14 17:00:00 | 4 | 14 | 17 | (VS)USA_ID_Boise-AP-Gowen-Field-ANGB.726810_AMY_2024EPW | 67 | 69.9731 | 0 | 0 | 0 | 0 | 0 | 0 | 0 | 0 | 0 | 1.3757 | 1.2943 | 1.2576 | 1.2638
04/14 18:00:00 | 4 | 14 | 18 | (VS)USA_ID_Boise-AP-Gowen-Field-ANGB.726810_AMY_2024EPW | 66 | 70.1985 | 0 | 0 | 0 | 0 | 0 | 0 | 0 | 0 | 0 | 1.3757 | 1.2943 | 1.2576 | 1.2638
04/14 19:00:00 | 4 | 14 | 19 | (VS)USA_ID_Boise-AP-Gowen-Field-ANGB.726810_AMY_2024EPW | 65 | 70.5298 | 18.0917 | 0 | 0 | 0 | 0 | 0 | 0 | 0 | 0.53333 | 1.3757 | 1.2943 | 1.2576 | 1.2638
04/14 20:00:00 | 4 | 14 | 20 | (VS)USA_ID_Boise-AP-Gowen-Field-ANGB.726810_AMY_2024EPW | 62 | 70.4458 | 24.4609 | 0 | 0 | 0 | 0 | 0 | 0 | 0 | 0.7 | 1.3757 | 1.2943 | 1.2576 | 1.2638
04/14 21:00:00 | 4 | 14 | 21 | (VS)USA_ID_Boise-AP-Gowen-Field-ANGB.726810_AMY_2024EPW | 61 | 70.4138 | 0 | 0 | 0 | 0 | 0 | 0 | 0 | 0 | 0 | 1.3757 | 1.2943 | 1.2576 | 1.2638
04/14 22:00:00 | 4 | 14 | 22 | (VS)USA_ID_Boise-AP-Gowen-Field-ANGB.726810_AMY_2024EPW | 58 | 70.6083 | 0 | 0 | 0 | 0 | 0 | 0 | 0 | 0 | 0 | 1.3757 | 1.2943 | 1.2576 | 1.2638
04/14 23:00:00 | 4 | 14 | 23 | (VS)USA_ID_Boise-AP-Gowen-Field-ANGB.726810_AMY_2024EPW | 55 | 70.7161 | 0 | 0 | 0 | 0 | 0 | 0 | 0 | 0 | 0 | 1.3757 | 1.2943 | 1.2576 | 1.2638
04/14 24:00:00 | 4 | 14 | 24 | (VS)USA_ID_Boise-AP-Gowen-Field-ANGB.726810_AMY_2024EPW | 53 | 70.3123 | 0 | 0 | 0 | 0 | 0 | 0 | 0 | 0 | 0 | 1.3757 | 1.2943 | 1.2576 | 1.2638
04/15 01:00:00 | 4 | 15 | 1 | (VS)USA_ID_Boise-AP-Gowen-Field-ANGB.726810_AMY_2024EPW | 53 | 70.1261 | 5.7094 | 570.1106 | 124.7472 | 0 | 0 | 0.045361 | 140.7398 | 140.7398 | 0.16667 | 1.1279 | 1.1093 | 1.0925 | 1.0975
04/15 02:00:00 | 4 | 15 | 2 | (VS)USA_ID_Boise-AP-Gowen-Field-ANGB.726810_AMY_2024EPW | 52 | 70.189 | 8.773 | 907.1102 | 199.063 | 0 | 0 | 0.078848 | 219.5975 | 219.5975 | 0.3 | 1.0911 | 1.0738 | 1.0609 | 1.0657
04/15 03:00:00 | 4 | 15 | 3 | (VS)USA_ID_Boise-AP-Gowen-Field-ANGB.726810_AMY_2024EPW | 49 | 70.1399 | 8.8772 | 903.6411 | 203.7298 | 0 | 141.2615 | 0.084238 | 243.104 | 243.104 | 0.33333 | 1.048 | 1.0426 | 1.0316 | 1.0365
04/15 04:00:00 | 4 | 15 | 4 | (VS)USA_ID_Boise-AP-Gowen-Field-ANGB.726810_AMY_2024EPW | 47 | 70.1389 | 15.1128 | 1593.156 | 357.3615 | 0 | 168.6361 | 0.15682 | 432.5233 | 432.5233 | 0.48333 | 1.0031 | 1.0101 | 1.0012 | 1.0061
04/15 05:00:00 | 4 | 15 | 5 | (VS)USA_ID_Boise-AP-Gowen-Field-ANGB.726810_AMY_2024EPW | 47 | 70.1252 | 15.5937 | 1718.6176 | 386.2858 | 0 | 163.6613 | 0.18169 | 433.1807 | 433.1807 | 0.58333 | 1.0026 | 1.0073 | 1.0009 | 1.0058
04/15 06:00:00 | 4 | 15 | 6 | (VS)USA_ID_Boise-AP-Gowen-Field-ANGB.726810_AMY_2024EPW | 46 | 70.082 | 16.7621 | 2128.5537 | 456.1166 | 0 | 151.5726 | 0.24214 | 438.3278 | 438.3278 | 0.6 | 0.99473 | 1.0051 | 0.99556 | 1.0005
04/15 07:00:00 | 4 | 15 | 7 | (VS)USA_ID_Boise-AP-Gowen-Field-ANGB.726810_AMY_2024EPW | 46 | 70.1386 | 18.6376 | 2049.5383 | 458.8063 | 0 | 157.1675 | 0.21416 | 536.4368 | 536.4368 | 0.66667 | 0.9858 | 1.0034 | 0.98953 | 0.99445
04/15 08:00:00 | 4 | 15 | 8 | (VS)USA_ID_Boise-AP-Gowen-Field-ANGB.726810_AMY_2024EPW | 47 | 70.1367 | 18.5617 | 2018.8633 | 454.6956 | 0 | 157.9529 | 0.21024 | 521.1402 | 521.1402 | 0.7 | 1.0035 | 1.0034 | 1.0015 | 1.0064
04/15 09:00:00 | 4 | 15 | 9 | (VS)USA_ID_Boise-AP-Gowen-Field-ANGB.726810_AMY_2024EPW | 48 | 70.1218 | 19.5163 | 2375.1253 | 512.0247 | 0 | 148.0766 | 0.25962 | 503.9645 | 503.9645 | 0.7 | 1.0231 | 1.0034 | 1.0147 | 1.0196
04/15 10:00:00 | 4 | 15 | 10 | (VS)USA_ID_Boise-AP-Gowen-Field-ANGB.726810_AMY_2024EPW | 48 | 70.0749 | 21.0643 | 2966.1483 | 596.7082 | 0 | 134.7262 | 0.27373 | 494.6721 | 494.6721 | 0.76667 | 1.0311 | 1.0265 | 1.0202 | 1.025
04/15 11:00:00 | 4 | 15 | 11 | (VS)USA_ID_Boise-AP-Gowen-Field-ANGB.726810_AMY_2024EPW | 49 | 70.075 | 21.5724 | 3019.8311 | 609.3449 | 0 | 135.2374 | 0.2639 | 488.2099 | 488.2099 | 0.8 | 1.0401 | 1.0354 | 1.0262 | 1.0311
04/15 12:00:00 | 4 | 15 | 12 | (VS)USA_ID_Boise-AP-Gowen-Field-ANGB.726810_AMY_2024EPW | 51 | 70.0837 | 20.5463 | 2895.2472 | 571.2274 | 0 | 38.6895 | 0.29509 | 447.5526 | 447.5526 | 0.7 | 1.0766 | 1.059 | 1.0511 | 1.0559
04/15 13:00:00 | 4 | 15 | 13 | (VS)USA_ID_Boise-AP-Gowen-Field-ANGB.726810_AMY_2024EPW | 57 | 70.0807 | 20.0349 | 2867.9984 | 552.9669 | 0 | 0 | 0.25143 | 343.3038 | 343.3038 | 0.7 | 1.1792 | 1.1282 | 1.1214 | 1.1263
04/15 14:00:00 | 4 | 15 | 14 | (VS)USA_ID_Boise-AP-Gowen-Field-ANGB.726810_AMY_2024EPW | 59 | 70.0655 | 20.4562 | 3057.0911 | 584.2919 | 0 | 0 | 0.27051 | 310.193 | 310.193 | 0.7 | 1.2288 | 1.1776 | 1.1555 | 1.1607
04/15 15:00:00 | 4 | 15 | 15 | (VS)USA_ID_Boise-AP-Gowen-Field-ANGB.726810_AMY_2024EPW | 60 | 70.1063 | 15.9694 | 2220.2993 | 441.5909 | 0 | 0 | 0.20113 | 238.3349 | 238.3349 | 0.58333 | 1.2436 | 1.1889 | 1.1658 | 1.171
04/15 16:00:00 | 4 | 15 | 16 | (VS)USA_ID_Boise-AP-Gowen-Field-ANGB.726810_AMY_2024EPW | 62 | 70.1293 | 12.1297 | 1541.747 | 314.3244 | 0 | 0 | 0.1275 | 171.2379 | 171.2379 | 0.46667 | 1.285 | 1.223 | 1.1945 | 1.1999
04/15 17:00:00 | 4 | 15 | 17 | (VS)USA_ID_Boise-AP-Gowen-Field-ANGB.726810_AMY_2024EPW | 62 | 70.1403 | 11.9515 | 1477.9865 | 301.6081 | 0 | 0 | 0.11828 | 171.406 | 171.406 | 0.41667 | 1.2857 | 1.2231 | 1.1948 | 1.2004
04/15 18:00:00 | 4 | 15 | 18 | (VS)USA_ID_Boise-AP-Gowen-Field-ANGB.726810_AMY_2024EPW | 63 | 70.1095 | 8.807 | 1058.6354 | 217.2941 | 0 | 0 | 0.080605 | 118.7539 | 118.7539 | 0.3 | 1.3001 | 1.2336 | 1.2048 | 1.2105
04/15 19:00:00 | 4 | 15 | 19 | (VS)USA_ID_Boise-AP-Gowen-Field-ANGB.726810_AMY_2024EPW | 63 | 70.2781 | 2.8554 | 320.3142 | 66.412 | 0 | 0 | 0.022718 | 40.7579 | 40.7579 | 0.1 | 1.3119 | 1.2444 | 1.213 | 1.2187
04/15 20:00:00 | 4 | 15 | 20 | (VS)USA_ID_Boise-AP-Gowen-Field-ANGB.726810_AMY_2024EPW | 62 | 70.2902 | 32.9581 | 273.3629 | 57.3515 | 0 | 0 | 0.016667 | 46.0961 | 46.0961 | 1 | 1.2908 | 1.2284 | 1.1992 | 1.2049
04/15 21:00:00 | 4 | 15 | 21 | (VS)USA_ID_Boise-AP-Gowen-Field-ANGB.726810_AMY_2024EPW | 59 | 70.1531 | 5.8335 | 658.425 | 137.1067 | 0 | 0 | 0.051778 | 104.7212 | 104.7212 | 0.2 | 1.2406 | 1.1895 | 1.1635 | 1.1689
04/15 22:00:00 | 4 | 15 | 22 | (VS)USA_ID_Boise-AP-Gowen-Field-ANGB.726810_AMY_2024EPW | 56 | 70.1408 | 5.8716 | 648.9831 | 136.7505 | 0 | 0 | 0.053751 | 122.5339 | 122.5339 | 0.2 | 1.1823 | 1.1441 | 1.1233 | 1.1284
04/15 23:00:00 | 4 | 15 | 23 | (VS)USA_ID_Boise-AP-Gowen-Field-ANGB.726810_AMY_2024EPW | 54 | 70.1543 | 8.6465 | 897.7443 | 193.5691 | 0 | 0 | 0.072304 | 197.9902 | 197.9902 | 0.3 | 1.1482 | 1.1175 | 1.0999 | 1.1049
04/15 24:00:00 | 4 | 15 | 24 | (VS)USA_ID_Boise-AP-Gowen-Field-ANGB.726810_AMY_2024EPW | 54 | 70.122 | 6.16 | 728.4266 | 152.841 | 0 | 0 | 0.068672 | 134.4989 | 134.4989 | 0.23333 | 1.1352 | 1.1069 | 1.091 | 1.0959
04/16 01:00:00 | 4 | 16 | 1 | (VS)USA_ID_Boise-AP-Gowen-Field-ANGB.726810_AMY_2024EPW | 52 | 70.1755 | 11.5973 | 1194.0159 | 260.082 | 0 | 0 | 0.099952 | 285.9677 | 285.9677 | 0.36667 | 1.1122 | 1.0905 | 1.0753 | 1.0802
04/16 02:00:00 | 4 | 16 | 2 | (VS)USA_ID_Boise-AP-Gowen-Field-ANGB.726810_AMY_2024EPW | 49 | 70.1304 | 15.1025 | 1629.7692 | 357.7028 | 0 | 107.0246 | 0.15629 | 405.8636 | 405.8636 | 0.51667 | 1.0553 | 1.0535 | 1.0365 | 1.0414
04/16 03:00:00 | 4 | 16 | 3 | (VS)USA_ID_Boise-AP-Gowen-Field-ANGB.726810_AMY_2024EPW | 47 | 70.1176 | 16.5674 | 2100.743 | 443.3388 | 0 | 153.5867 | 0.23207 | 432.9697 | 432.9697 | 0.58333 | 1.0144 | 1.0485 | 1.0088 | 1.0138
04/16 04:00:00 | 4 | 16 | 4 | (VS)USA_ID_Boise-AP-Gowen-Field-ANGB.726810_AMY_2024EPW | 45 | 70.12 | 19.233 | 2215.4872 | 492.9813 | 0 | 151.1444 | 0.21175 | 554.4099 | 554.4099 | 0.73333 | 0.9778 | 1.0088 | 0.98411 | 0.98915
04/16 05:00:00 | 4 | 16 | 5 | (VS)USA_ID_Boise-AP-Gowen-Field-ANGB.726810_AMY_2024EPW | 44 | 70.0881 | 20.9421 | 2646.2318 | 586.2708 | 0 | 136.8653 | 0.29844 | 585.9175 | 585.9175 | 0.73333 | 0.94019 | 0.9726 | 0.95876 | 0.96395
04/16 06:00:00 | 4 | 16 | 6 | (VS)USA_ID_Boise-AP-Gowen-Field-ANGB.726810_AMY_2024EPW | 43 | 70.0736 | 22.7625 | 2913.5779 | 645.964 | 0 | 132.7399 | 0.29182 | 602.669 | 602.669 | 0.81667 | 0.92144 | 0.94738 | 0.94616 | 0.95145
04/16 07:00:00 | 4 | 16 | 7 | (VS)USA_ID_Boise-AP-Gowen-Field-ANGB.726810_AMY_2024EPW | 42 | 70.0657 | 25.9308 | 3272.0161 | 737.6585 | 0 | 126.4021 | 0.26738 | 618.3186 | 618.3186 | 0.95 | 0.90276 | 0.93359 | 0.93371 | 0.93903
04/16 08:00:00 | 4 | 16 | 8 | (VS)USA_ID_Boise-AP-Gowen-Field-ANGB.726810_AMY_2024EPW | 41 | 70.0982 | 28.8356 | 2495.5512 | 648.5689 | 56.1177 | 131.5941 | 0.28062 | 1056.6486 | 1056.6486 | 1.05 | 0.89178 | 0.92531 | 0.9266 | 0.93183
04/16 09:00:00 | 4 | 16 | 9 | (VS)USA_ID_Boise-AP-Gowen-Field-ANGB.726810_AMY_2024EPW | 42 | 70.0725 | 29.0988 | 3745.3397 | 839.0276 | 0 | 113.0189 | 0.33549 | 713.0319 | 713.0319 | 1.0833 | 0.91043 | 0.93835 | 0.93912 | 0.94426
04/16 10:00:00 | 4 | 16 | 10 | (VS)USA_ID_Boise-AP-Gowen-Field-ANGB.726810_AMY_2024EPW | 45 | 70.0717 | 34.4182 | 4546.2666 | 976.9183 | 0 | 101.5099 | 0.34566 | 754.7763 | 754.7763 | 1.2333 | 0.95725 | 0.97327 | 0.97077 | 0.97552
04/16 11:00:00 | 4 | 16 | 11 | (VS)USA_ID_Boise-AP-Gowen-Field-ANGB.726810_AMY_2024EPW | 48 | 70.0905 | 24.4037 | 3236.3999 | 672.6398 | 0 | 122.6596 | 0.31533 | 586.9454 | 586.9454 | 0.88333 | 1.0226 | 1.0199 | 1.0144 | 1.0193
04/16 12:00:00 | 4 | 16 | 12 | (VS)USA_ID_Boise-AP-Gowen-Field-ANGB.726810_AMY_2024EPW | 52 | 70.09 | 19.1707 | 2437.3275 | 495.7235 | 0 | 0 | 0.24174 | 440.5077 | 440.5077 | 0.7 | 1.088 | 1.0692 | 1.0588 | 1.0637
04/16 13:00:00 | 4 | 16 | 13 | (VS)USA_ID_Boise-AP-Gowen-Field-ANGB.726810_AMY_2024EPW | 54 | 70.0758 | 21.1929 | 2915.3405 | 577.0501 | 0 | 0 | 0.22823 | 405.5902 | 405.5902 | 0.8 | 1.1255 | 1.0997 | 1.0846 | 1.0894
04/16 14:00:00 | 4 | 16 | 14 | (VS)USA_ID_Boise-AP-Gowen-Field-ANGB.726810_AMY_2024EPW | 55 | 70.0962 | 19.8643 | 2694.9238 | 533.1034 | 0 | 0 | 0.25682 | 388.0571 | 388.0571 | 0.66667 | 1.1434 | 1.1105 | 1.0967 | 1.1016
04/16 15:00:00 | 4 | 16 | 15 | (VS)USA_ID_Boise-AP-Gowen-Field-ANGB.726810_AMY_2024EPW | 56 | 70.1004 | 15.9448 | 2084.4434 | 419.3471 | 0 | 0 | 0.19986 | 310.6423 | 310.6423 | 0.58333 | 1.1623 | 1.1261 | 1.1097 | 1.1146
04/16 16:00:00 | 4 | 16 | 16 | (VS)USA_ID_Boise-AP-Gowen-Field-ANGB.726810_AMY_2024EPW | 55 | 70.1275 | 12.6651 | 1628.6566 | 329.2693 | 0 | 0 | 0.15519 | 251.4856 | 251.4856 | 0.46667 | 1.1646 | 1.1301 | 1.1112 | 1.1163
04/16 17:00:00 | 4 | 16 | 17 | (VS)USA_ID_Boise-AP-Gowen-Field-ANGB.726810_AMY_2024EPW | 56 | 70.1139 | 12.0861 | 1427.8988 | 294.4152 | 0 | 0 | 0.12524 | 244.0158 | 244.0158 | 0.41667 | 1.1721 | 1.1344 | 1.1163 | 1.1214
04/16 18:00:00 | 4 | 16 | 18 | (VS)USA_ID_Boise-AP-Gowen-Field-ANGB.726810_AMY_2024EPW | 56 | 70.1612 | 5.9066 | 664.7618 | 139.0444 | 0 | 0 | 0.05556 | 120.0886 | 120.0886 | 0.2 | 1.1852 | 1.1456 | 1.1253 | 1.1304
04/16 19:00:00 | 4 | 16 | 19 | (VS)USA_ID_Boise-AP-Gowen-Field-ANGB.726810_AMY_2024EPW | 56 | 70.21 | 2.894 | 310.2069 | 65.7247 | 0 | 0 | 0.024711 | 60.574 | 60.574 | 0.1 | 1.1787 | 1.1403 | 1.1208 | 1.1259
04/16 20:00:00 | 4 | 16 | 20 | (VS)USA_ID_Boise-AP-Gowen-Field-ANGB.726810_AMY_2024EPW | 56 | 70.3087 | 21.241 | 256.9397 | 55.8466 | 0 | 0 | 0.016667 | 62.6376 | 62.6376 | 0.63333 | 1.1745 | 1.1377 | 1.1184 | 1.1236
04/16 21:00:00 | 4 | 16 | 21 | (VS)USA_ID_Boise-AP-Gowen-Field-ANGB.726810_AMY_2024EPW | 55 | 70.15 | 5.8812 | 644.0346 | 136.4205 | 0 | 0 | 0.05425 | 127.634 | 127.634 | 0.2 | 1.1576 | 1.1244 | 1.1063 | 1.1114
04/16 22:00:00 | 4 | 16 | 22 | (VS)USA_ID_Boise-AP-Gowen-Field-ANGB.726810_AMY_2024EPW | 54 | 70.1568 | 5.8008 | 607.7022 | 130.8951 | 0 | 0 | 0.050087 | 133.3214 | 133.3214 | 0.2 | 1.1438 | 1.1143 | 1.0969 | 1.1019
04/16 23:00:00 | 4 | 16 | 23 | (VS)USA_ID_Boise-AP-Gowen-Field-ANGB.726810_AMY_2024EPW | 53 | 70.1384 | 5.9979 | 663.6326 | 141.7904 | 0 | 0 | 0.060283 | 142.7913 | 142.7913 | 0.2 | 1.1134 | 1.091 | 1.0761 | 1.0811
04/16 24:00:00 | 4 | 16 | 24 | (VS)USA_ID_Boise-AP-Gowen-Field-ANGB.726810_AMY_2024EPW | 51 | 70.1244 | 12.1358 | 1351.4044 | 290.11 | 0 | 0 | 0.12781 | 304.842 | 304.842 | 0.4 | 1.0824 | 1.0682 | 1.0549 | 1.0599
04/17 01:00:00 | 4 | 17 | 1 | (VS)USA_ID_Boise-AP-Gowen-Field-ANGB.726810_AMY_2024EPW | 49 | 70.0893 | 17.0083 | 2332.4057 | 469.5379 | 0 | 149.0249 | 0.25488 | 402.8638 | 402.8638 | 0.58333 | 1.0529 | 1.0512 | 1.0349 | 1.0399
04/17 02:00:00 | 4 | 17 | 2 | (VS)USA_ID_Boise-AP-Gowen-Field-ANGB.726810_AMY_2024EPW | 48 | 70.106 | 19.5692 | 2432.9249 | 513.519 | 0 | 147.5287 | 0.26236 | 501.2369 | 501.2369 | 0.7 | 1.0336 | 1.0363 | 1.0218 | 1.0268
04/17 03:00:00 | 4 | 17 | 3 | (VS)USA_ID_Boise-AP-Gowen-Field-ANGB.726810_AMY_2024EPW | 47 | 70.0877 | 17.7329 | 2375.1218 | 495.7276 | 0 | 146.2297 | 0.26792 | 438.6455 | 438.6455 | 0.61667 | 1.0069 | 1.0176 | 1.0038 | 1.0088
04/17 04:00:00 | 4 | 17 | 4 | (VS)USA_ID_Boise-AP-Gowen-Field-ANGB.726810_AMY_2024EPW | 44 | 70.0949 | 24.7688 | 3119.8138 | 683.2613 | 0 | 128.6157 | 0.30079 | 664.6327 | 664.6327 | 0.91667 | 0.9597 | 0.9772 | 0.97192 | 0.97713
04/17 05:00:00 | 4 | 17 | 5 | (VS)USA_ID_Boise-AP-Gowen-Field-ANGB.726810_AMY_2024EPW | 41 | 70.099 | 31.3189 | 3208.66 | 776.0902 | 42.53 | 116.6919 | 0.35241 | 1044.6186 | 1044.6186 | 1.1 | 0.89331 | 0.92863 | 0.92766 | 0.93295
04/17 06:00:00 | 4 | 17 | 6 | (VS)USA_ID_Boise-AP-Gowen-Field-ANGB.726810_AMY_2024EPW | 38 | 70.0826 | 42.8514 | 3160.7016 | 870.3517 | 83.0677 | 116.5976 | 0.32411 | 1176.1712 | 1176.1712 | 1.35 | 0.83708 | 0.8863 | 0.8901 | 0.89577
04/17 07:00:00 | 4 | 17 | 7 | (VS)USA_ID_Boise-AP-Gowen-Field-ANGB.726810_AMY_2024EPW | 36 | 70.0487 | 66.9653 | 4490.2754 | 1276.8413 | 103.0576 | 93.3333 | 0.41195 | 1403.1409 | 1403.1409 | 1.9333 | 0.8002 | 0.85967 | 0.86543 | 0.87157
04/17 08:00:00 | 4 | 17 | 8 | (VS)USA_ID_Boise-AP-Gowen-Field-ANGB.726810_AMY_2024EPW | 36 | 70.0568 | 55.5025 | 3930.0396 | 1110.2999 | 70.6729 | 105.5168 | 0.35616 | 1201.9713 | 1201.9713 | 1.65 | 0.79945 | 0.85803 | 0.86493 | 0.87107
04/17 09:00:00 | 4 | 17 | 9 | (VS)USA_ID_Boise-AP-Gowen-Field-ANGB.726810_AMY_2024EPW | 38 | 70.0717 | 59.9481 | 4672.3287 | 1275.673 | 56.5296 | 84.9364 | 0.39417 | 1782.7145 | 1782.7145 | 1.8667 | 0.83716 | 0.88514 | 0.88989 | 0.89578
04/17 10:00:00 | 4 | 17 | 10 | (VS)USA_ID_Boise-AP-Gowen-Field-ANGB.726810_AMY_2024EPW | 41 | 70.047 | 57.8673 | 4946.7089 | 1278.9341 | 26.8921 | 100 | 0.39966 | 1094.7307 | 1094.7307 | 1.7 | 0.88351 | 0.919 | 0.921 | 0.92645
04/17 11:00:00 | 4 | 17 | 11 | (VS)USA_ID_Boise-AP-Gowen-Field-ANGB.726810_AMY_2024EPW | 44 | 70.0539 | 47.4126 | 5237.2119 | 1195.983 | 0 | 100.2526 | 0.3592 | 944.6464 | 944.6464 | 1.55 | 0.94919 | 0.96674 | 0.96525 | 0.97031
04/17 12:00:00 | 4 | 17 | 12 | (VS)USA_ID_Boise-AP-Gowen-Field-ANGB.726810_AMY_2024EPW | 47 | 70.0551 | 52.9457 | 5412.9229 | 1219.7165 | 0 | 106.6565 | 0.38344 | 1222.4677 | 1222.4677 | 1.5833 | 1.0054 | 1.0087 | 1.0031 | 1.008
04/17 13:00:00 | 4 | 17 | 13 | (VS)USA_ID_Boise-AP-Gowen-Field-ANGB.726810_AMY_2024EPW | 49 | 70.0369 | 42.123 | 5634.7766 | 1172.0907 | 0 | 93.3333 | 0.35125 | 646.8072 | 646.8072 | 1.5 | 1.0418 | 1.037 | 1.0279 | 1.0326
04/17 14:00:00 | 4 | 17 | 14 | (VS)USA_ID_Boise-AP-Gowen-Field-ANGB.726810_AMY_2024EPW | 51 | 70.0515 | 32.1245 | 4705.9876 | 930.8501 | 0 | 0 | 0.23766 | 535.5085 | 535.5085 | 1.25 | 1.0705 | 1.0589 | 1.0476 | 1.052
04/17 15:00:00 | 4 | 17 | 15 | (VS)USA_ID_Boise-AP-Gowen-Field-ANGB.726810_AMY_2024EPW | 52 | 70.0727 | 26.8537 | 3888.7908 | 763.7556 | 0 | 0 | 0.32716 | 516.4929 | 516.4929 | 0.98333 | 1.0897 | 1.0723 | 1.0602 | 1.065
04/17 16:00:00 | 4 | 17 | 16 | (VS)USA_ID_Boise-AP-Gowen-Field-ANGB.726810_AMY_2024EPW | 53 | 70.0862 | 23.9285 | 3176.3673 | 631.9481 | 0 | 0 | 0.29641 | 494.5913 | 494.5913 | 0.78333 | 1.108 | 1.0863 | 1.0725 | 1.0774
04/17 17:00:00 | 4 | 17 | 17 | (VS)USA_ID_Boise-AP-Gowen-Field-ANGB.726810_AMY_2024EPW | 53 | 70.0819 | 17.4293 | 2613.1951 | 501.1917 | 0 | 0 | 0.27665 | 349.3116 | 349.3116 | 0.58333 | 1.1196 | 1.0953 | 1.0803 | 1.0854
04/17 18:00:00 | 4 | 17 | 18 | (VS)USA_ID_Boise-AP-Gowen-Field-ANGB.726810_AMY_2024EPW | 53 | 70.107 | 16.4987 | 2242.1268 | 445.1925 | 0 | 0 | 0.22851 | 350.5938 | 350.5938 | 0.58333 | 1.1198 | 1.096 | 1.0804 | 1.0855
04/17 19:00:00 | 4 | 17 | 19 | (VS)USA_ID_Boise-AP-Gowen-Field-ANGB.726810_AMY_2024EPW | 53 | 70.1106 | 16.1827 | 2098.203 | 424.87 | 0 | 0 | 0.21216 | 361.0148 | 361.0148 | 0.58333 | 1.1105 | 1.093 | 1.0741 | 1.0792
04/17 20:00:00 | 4 | 17 | 20 | (VS)USA_ID_Boise-AP-Gowen-Field-ANGB.726810_AMY_2024EPW | 51 | 70.1019 | 16.2971 | 2104.7054 | 429.0618 | 0 | 0 | 0.20144 | 382.7259 | 382.7259 | 0.58333 | 1.0825 | 1.08 | 1.055 | 1.0601
04/17 21:00:00 | 4 | 17 | 21 | (VS)USA_ID_Boise-AP-Gowen-Field-ANGB.726810_AMY_2024EPW | 48 | 70.1097 | 16.4366 | 2055.1781 | 435.1342 | 0 | 154.9405 | 0.2253 | 419.6298 | 419.6298 | 0.58333 | 1.0356 | 1.0641 | 1.0232 | 1.0282
04/17 22:00:00 | 4 | 17 | 22 | (VS)USA_ID_Boise-AP-Gowen-Field-ANGB.726810_AMY_2024EPW | 45 | 70.0956 | 16.6477 | 2047.628 | 447.2297 | 0 | 152.7558 | 0.23622 | 467.5837 | 467.5837 | 0.56667 | 0.97025 | 0.99652 | 0.97899 | 0.98418
04/17 23:00:00 | 4 | 17 | 23 | (VS)USA_ID_Boise-AP-Gowen-Field-ANGB.726810_AMY_2024EPW | 42 | 70.1118 | 20.1565 | 2341.6186 | 541.8693 | 0 | 144.0768 | 0.25898 | 610.8681 | 610.8681 | 0.73333 | 0.91253 | 0.95019 | 0.9402 | 0.9456
04/17 24:00:00 | 4 | 17 | 24 | (VS)USA_ID_Boise-AP-Gowen-Field-ANGB.726810_AMY_2024EPW | 41 | 70.1101 | 20.9286 | 1939.7172 | 497.8108 | 25.9411 | 145.1843 | 0.24526 | 828.2504 | 828.2504 | 0.76667 | 0.89289 | 0.92616 | 0.92706 | 0.93253
04/18 01:00:00 | 4 | 18 | 1 | (VS)USA_ID_Boise-AP-Gowen-Field-ANGB.726810_AMY_2024EPW | 39 | 70.0965 | 19.064 | 1874.1836 | 487.7721 | 29.3609 | 141.2648 | 0.2567 | 738.9815 | 738.9815 | 0.7 | 0.86533 | 0.90715 | 0.90865 | 0.91426
04/18 02:00:00 | 4 | 18 | 2 | (VS)USA_ID_Boise-AP-Gowen-Field-ANGB.726810_AMY_2024EPW | 38 | 70.083 | 34.3148 | 2948.4344 | 798.822 | 39.8808 | 122.6799 | 0.22508 | 1047.1025 | 1047.1025 | 1.2333 | 0.83478 | 0.884 | 0.88839 | 0.89419
04/18 03:00:00 | 4 | 18 | 3 | (VS)USA_ID_Boise-AP-Gowen-Field-ANGB.726810_AMY_2024EPW | 38 | 70.0782 | 28.2599 | 2602.3579 | 689.1078 | 37.8435 | 129.7568 | 0.221 | 893.8404 | 893.8404 | 1.1 | 0.84431 | 0.89056 | 0.89476 | 0.90041
04/18 04:00:00 | 4 | 18 | 4 | (VS)USA_ID_Boise-AP-Gowen-Field-ANGB.726810_AMY_2024EPW | 37 | 70.0931 | 39.2107 | 2967.1782 | 831.7933 | 53.3114 | 119.784 | 0.32812 | 1319.0714 | 1319.0714 | 1.2667 | 0.81852 | 0.87366 | 0.87766 | 0.88351
04/18 05:00:00 | 4 | 18 | 5 | (VS)USA_ID_Boise-AP-Gowen-Field-ANGB.726810_AMY_2024EPW | 35 | 70.0964 | 41.2627 | 3360.0776 | 956.6386 | 60.1943 | 101.3081 | 0.32867 | 1270.3761 | 1270.3761 | 1.3833 | 0.78055 | 0.84449 | 0.85256 | 0.85877
04/18 06:00:00 | 4 | 18 | 6 | (VS)USA_ID_Boise-AP-Gowen-Field-ANGB.726810_AMY_2024EPW | 33 | 70.0654 | 50.1118 | 3725.4084 | 1074.7756 | 77.9323 | 96.9594 | 0.39479 | 1485.9825 | 1485.9825 | 1.6 | 0.75238 | 0.82462 | 0.83382 | 0.84038
04/18 07:00:00 | 4 | 18 | 7 | (VS)USA_ID_Boise-AP-Gowen-Field-ANGB.726810_AMY_2024EPW | 33 | 70.0896 | 53.9355 | 4285.3634 | 1261.6875 | 111.8196 | 52.8709 | 0.56457 | 2680.3583 | 2680.3583 | 1.8 | 0.74265 | 0.81655 | 0.82716 | 0.83391
04/18 08:00:00 | 4 | 18 | 8 | (VS)USA_ID_Boise-AP-Gowen-Field-ANGB.726810_AMY_2024EPW | 35 | 70.074 | 47.3349 | 4017.0555 | 1142.8204 | 78.1174 | 67.5233 | 0.47208 | 2232.9884 | 2232.9884 | 1.6667 | 0.77973 | 0.84296 | 0.85168 | 0.85804
04/18 09:00:00 | 4 | 18 | 9 | (VS)USA_ID_Boise-AP-Gowen-Field-ANGB.726810_AMY_2024EPW | 39 | 70.09 | 51.7199 | 4726.9126 | 1228.0378 | 37.7747 | 73.3593 | 0.47844 | 2165.3282 | 2165.3282 | 1.7667 | 0.85618 | 0.89611 | 0.90253 | 0.90823
04/18 10:00:00 | 4 | 18 | 10 | (VS)USA_ID_Boise-AP-Gowen-Field-ANGB.726810_AMY_2024EPW | 44 | 70.0518 | 55.4251 | 5966.6517 | 1356.4663 | 0 | 86.2523 | 0.4345 | 1169.9418 | 1169.9418 | 1.7333 | 0.94939 | 0.96585 | 0.96515 | 0.97025
04/18 11:00:00 | 4 | 18 | 11 | (VS)USA_ID_Boise-AP-Gowen-Field-ANGB.726810_AMY_2024EPW | 47 | 70.0522 | 66.4678 | 6771.1623 | 1508.2644 | 0 | 79.7609 | 0.54389 | 1697.8288 | 1697.8288 | 1.8667 | 1.0057 | 1.0091 | 1.0029 | 1.0079
04/18 12:00:00 | 4 | 18 | 12 | (VS)USA_ID_Boise-AP-Gowen-Field-ANGB.726810_AMY_2024EPW | 49 | 70.0608 | 57.8604 | 5902.1153 | 1308.5419 | 0 | 96.2921 | 0.42166 | 1268.0639 | 1268.0639 | 1.6833 | 1.042 | 1.0359 | 1.0277 | 1.0325
04/18 13:00:00 | 4 | 18 | 13 | (VS)USA_ID_Boise-AP-Gowen-Field-ANGB.726810_AMY_2024EPW | 51 | 70.0586 | 38.3597 | 5141.2809 | 1045.1227 | 0 | 0 | 0.37381 | 673.0921 | 673.0921 | 1.2833 | 1.0782 | 1.0636 | 1.0527 | 1.0572
04/18 14:00:00 | 4 | 18 | 14 | (VS)USA_ID_Boise-AP-Gowen-Field-ANGB.726810_AMY_2024EPW | 53 | 70.0802 | 24.568 | 3425.1678 | 677.9647 | 0 | 0 | 0.31395 | 479.9622 | 479.9622 | 0.86667 | 1.1151 | 1.0907 | 1.0775 | 1.0822
04/18 15:00:00 | 4 | 18 | 15 | (VS)USA_ID_Boise-AP-Gowen-Field-ANGB.726810_AMY_2024EPW | 55 | 70.1044 | 16.3905 | 2231.2609 | 443.9107 | 0 | 0 | 0.22291 | 322.352 | 322.352 | 0.58333 | 1.144 | 1.1013 | 1.0971 | 1.102
04/18 16:00:00 | 4 | 18 | 16 | (VS)USA_ID_Boise-AP-Gowen-Field-ANGB.726810_AMY_2024EPW | 56 | 70.0849 | 13.5584 | 1977.2186 | 384.6646 | 0 | 0 | 0.2014 | 248.4281 | 248.4281 | 0.5 | 1.1629 | 1.1246 | 1.1101 | 1.1151
04/18 17:00:00 | 4 | 18 | 17 | (VS)USA_ID_Boise-AP-Gowen-Field-ANGB.726810_AMY_2024EPW | 56 | 70.1547 | 14.557 | 1593.7276 | 334.5897 | 0 | 0 | 0.12807 | 297.8683 | 297.8683 | 0.48333 | 1.1821 | 1.1424 | 1.1231 | 1.1283
04/18 18:00:00 | 4 | 18 | 18 | (VS)USA_ID_Boise-AP-Gowen-Field-ANGB.726810_AMY_2024EPW | 56 | 70.1551 | 8.8038 | 977.9377 | 205.0586 | 0 | 0 | 0.080442 | 179.1301 | 179.1301 | 0.3 | 1.1848 | 1.1452 | 1.125 | 1.1302
04/18 19:00:00 | 4 | 18 | 19 | (VS)USA_ID_Boise-AP-Gowen-Field-ANGB.726810_AMY_2024EPW | 56 | 70.1499 | 5.9724 | 689.7655 | 143.0435 | 0 | 0 | 0.058965 | 119.6411 | 119.6411 | 0.2 | 1.1812 | 1.1419 | 1.1225 | 1.1277
04/18 20:00:00 | 4 | 18 | 20 | (VS)USA_ID_Boise-AP-Gowen-Field-ANGB.726810_AMY_2024EPW | 56 | 70.1178 | 5.8267 | 631.955 | 133.5809 | 0 | 0 | 0.05143 | 122.8421 | 122.8421 | 0.2 | 1.1776 | 1.1399 | 1.12 | 1.1252
04/18 21:00:00 | 4 | 18 | 21 | (VS)USA_ID_Boise-AP-Gowen-Field-ANGB.726810_AMY_2024EPW | 53 | 70.1333 | 9.1107 | 1047.7115 | 220.4183 | 0 | 0 | 0.096316 | 202.6278 | 202.6278 | 0.33333 | 1.133 | 1.1067 | 1.0894 | 1.0945
04/18 22:00:00 | 4 | 18 | 22 | (VS)USA_ID_Boise-AP-Gowen-Field-ANGB.726810_AMY_2024EPW | 50 | 70.1454 | 11.8909 | 1269.7914 | 275.1504 | 0 | 66.0002 | 0.11514 | 306.3359 | 306.3359 | 0.36667 | 1.0744 | 1.0618 | 1.0494 | 1.0544
04/18 23:00:00 | 4 | 18 | 23 | (VS)USA_ID_Boise-AP-Gowen-Field-ANGB.726810_AMY_2024EPW | 48 | 70.1285 | 12.2909 | 1350.6846 | 297.0846 | 0 | 172.8333 | 0.13583 | 336.514 | 336.514 | 0.43333 | 1.0253 | 1.0263 | 1.0161 | 1.0212
04/18 24:00:00 | 4 | 18 | 24 | (VS)USA_ID_Boise-AP-Gowen-Field-ANGB.726810_AMY_2024EPW | 46 | 70.1411 | 15.2111 | 1610.735 | 361.7946 | 0 | 167.6192 | 0.1619 | 449.2735 | 449.2735 | 0.46667 | 0.98772 | 1.0167 | 0.99074 | 0.99583
04/19 01:00:00 | 4 | 19 | 1 | (VS)USA_ID_Boise-AP-Gowen-Field-ANGB.726810_AMY_2024EPW | 43 | 70.1305 | 15.7185 | 1681.0064 | 392.4905 | 0 | 162.3697 | 0.18815 | 495.1441 | 495.1441 | 0.53333 | 0.93264 | 0.97147 | 0.95368 | 0.95898
04/19 02:00:00 | 4 | 19 | 2 | (VS)USA_ID_Boise-AP-Gowen-Field-ANGB.726810_AMY_2024EPW | 40 | 70.1224 | 19.9406 | 1875.0065 | 490.8909 | 18.9013 | 143.5662 | 0.28217 | 855.0665 | 855.0665 | 0.7 | 0.87567 | 0.91547 | 0.91551 | 0.92117
04/19 03:00:00 | 4 | 19 | 3 | (VS)USA_ID_Boise-AP-Gowen-Field-ANGB.726810_AMY_2024EPW | 39 | 70.0624 | 29.1599 | 2833.7289 | 740.242 | 30.6176 | 121.6801 | 0.21144 | 871.7884 | 871.7884 | 1.1333 | 0.85588 | 0.8994 | 0.9024 | 0.90812
04/19 04:00:00 | 4 | 19 | 4 | (VS)USA_ID_Boise-AP-Gowen-Field-ANGB.726810_AMY_2024EPW | 39 | 70.0987 | 28.9865 | 2629.7841 | 700.5513 | 24.1625 | 129.1925 | 0.26522 | 1004.9469 | 1004.9469 | 1.0333 | 0.85525 | 0.89862 | 0.90213 | 0.90773
04/19 05:00:00 | 4 | 19 | 5 | (VS)USA_ID_Boise-AP-Gowen-Field-ANGB.726810_AMY_2024EPW | 38 | 70.0986 | 26.5248 | 2374.1353 | 638.2883 | 21.439 | 134.8909 | 0.29026 | 1012.7118 | 1012.7118 | 1 | 0.84526 | 0.89184 | 0.89548 | 0.90115
04/19 06:00:00 | 4 | 19 | 6 | (VS)USA_ID_Boise-AP-Gowen-Field-ANGB.726810_AMY_2024EPW | 37 | 70.1139 | 32.5818 | 2828.0266 | 784.2419 | 31.5818 | 120.246 | 0.30847 | 1197.3158 | 1197.3158 | 1.1667 | 0.81654 | 0.87133 | 0.87667 | 0.88226
04/19 07:00:00 | 4 | 19 | 7 | (VS)USA_ID_Boise-AP-Gowen-Field-ANGB.726810_AMY_2024EPW | 35 | 70.0713 | 38.3241 | 3422.5751 | 952.2847 | 39.5738 | 102.1097 | 0.39358 | 1073.2236 | 1073.2236 | 1.2833 | 0.7895 | 0.85105 | 0.85855 | 0.86461
04/19 08:00:00 | 4 | 19 | 8 | (VS)USA_ID_Boise-AP-Gowen-Field-ANGB.726810_AMY_2024EPW | 36 | 70.0845 | 41.8491 | 3711.3052 | 1025.02 | 30.4786 | 100 | 0.33263 | 1195.2188 | 1195.2188 | 1.4333 | 0.79903 | 0.85776 | 0.86488 | 0.87083
04/19 09:00:00 | 4 | 19 | 9 | (VS)USA_ID_Boise-AP-Gowen-Field-ANGB.726810_AMY_2024EPW | 40 | 70.0828 | 29.1818 | 3184.7989 | 795.3669 | 7.4745 | 115.2166 | 0.37379 | 890.1193 | 890.1193 | 1.0333 | 0.87253 | 0.90809 | 0.91382 | 0.91916
04/19 10:00:00 | 4 | 19 | 10 | (VS)USA_ID_Boise-AP-Gowen-Field-ANGB.726810_AMY_2024EPW | 46 | 70.0937 | 24.8196 | 3088.535 | 671.8508 | 0 | 131.9593 | 0.27456 | 639.1304 | 639.1304 | 0.93333 | 0.97506 | 0.98388 | 0.98238 | 0.98735
04/19 11:00:00 | 4 | 19 | 11 | (VS)USA_ID_Boise-AP-Gowen-Field-ANGB.726810_AMY_2024EPW | 50 | 70.0871 | 19.3678 | 2442.7176 | 504.67 | 0 | 70.1811 | 0.25193 | 468.5344 | 468.5344 | 0.7 | 1.0589 | 1.0467 | 1.039 | 1.0439
04/19 12:00:00 | 4 | 19 | 12 | (VS)USA_ID_Boise-AP-Gowen-Field-ANGB.726810_AMY_2024EPW | 54 | 70.1056 | 22.284 | 2886.6626 | 578.4803 | 0 | 0 | 0.2778 | 469.8999 | 469.8999 | 0.78333 | 1.125 | 1.0975 | 1.0841 | 1.089
04/19 13:00:00 | 4 | 19 | 13 | (VS)USA_ID_Boise-AP-Gowen-Field-ANGB.726810_AMY_2024EPW | 56 | 70.0992 | 20.2156 | 2811.0697 | 549.2492 | 0 | 0 | 0.25131 | 358.294 | 358.294 | 0.71667 | 1.1719 | 1.1317 | 1.1164 | 1.1212
04/19 14:00:00 | 4 | 19 | 14 | (VS)USA_ID_Boise-AP-Gowen-Field-ANGB.726810_AMY_2024EPW | 58 | 70.1 | 16.3432 | 2311.029 | 453.8245 | 0 | 0 | 0.22047 | 269.499 | 269.499 | 0.58333 | 1.2083 | 1.1591 | 1.1413 | 1.1464
04/19 15:00:00 | 4 | 19 | 15 | (VS)USA_ID_Boise-AP-Gowen-Field-ANGB.726810_AMY_2024EPW | 60 | 70.0938 | 12.7012 | 1725.0602 | 343.8711 | 0 | 0 | 0.15706 | 199.8062 | 199.8062 | 0.46667 | 1.2377 | 1.1858 | 1.1616 | 1.1669
04/19 16:00:00 | 4 | 19 | 16 | (VS)USA_ID_Boise-AP-Gowen-Field-ANGB.726810_AMY_2024EPW | 61 | 70.1409 | 12.0175 | 1477.5046 | 300.668 | 0 | 0 | 0.12169 | 189.8656 | 189.8656 | 0.41667 | 1.2574 | 1.2006 | 1.1751 | 1.1806
04/19 17:00:00 | 4 | 19 | 17 | (VS)USA_ID_Boise-AP-Gowen-Field-ANGB.726810_AMY_2024EPW | 62 | 70.1242 | 8.6509 | 979.4242 | 202.6235 | 0 | 0 | 0.07253 | 134.2381 | 134.2381 | 0.3 | 1.2746 | 1.2139 | 1.187 | 1.1926
04/19 18:00:00 | 4 | 19 | 18 | (VS)USA_ID_Boise-AP-Gowen-Field-ANGB.726810_AMY_2024EPW | 62 | 70.1605 | 2.8691 | 322.8565 | 66.7818 | 0 | 0 | 0.023424 | 43.6322 | 43.6322 | 0.1 | 1.2871 | 1.2244 | 1.1956 | 1.2014
04/19 19:00:00 | 4 | 19 | 19 | (VS)USA_ID_Boise-AP-Gowen-Field-ANGB.726810_AMY_2024EPW | 63 | 70.2292 | 0 | 0 | 0 | 0 | 0 | 0 | 0 | 0 | 0 | 1.2876 | 1.225 | 1.196 | 1.2017
04/19 20:00:00 | 4 | 19 | 20 | (VS)USA_ID_Boise-AP-Gowen-Field-ANGB.726810_AMY_2024EPW | 62 | 70.2381 | 0 | 0 | 0 | 0 | 0 | 0 | 0 | 0 | 0 | 1.2876 | 1.225 | 1.196 | 1.2017
04/19 21:00:00 | 4 | 19 | 21 | (VS)USA_ID_Boise-AP-Gowen-Field-ANGB.726810_AMY_2024EPW | 58 | 70.1492 | 5.7126 | 603.3046 | 127.8157 | 0 | 0 | 0.045526 | 114.635 | 114.635 | 0.2 | 1.234 | 1.1859 | 1.1589 | 1.1643
04/19 22:00:00 | 4 | 19 | 22 | (VS)USA_ID_Boise-AP-Gowen-Field-ANGB.726810_AMY_2024EPW | 54 | 70.1526 | 5.9681 | 666.3138 | 140.8744 | 0 | 0 | 0.058742 | 136.1416 | 136.1416 | 0.2 | 1.1464 | 1.1166 | 1.0986 | 1.1037
04/19 23:00:00 | 4 | 19 | 23 | (VS)USA_ID_Boise-AP-Gowen-Field-ANGB.726810_AMY_2024EPW | 52 | 70.148 | 5.8629 | 613.7441 | 133.4911 | 0 | 0 | 0.053299 | 147.1271 | 147.1271 | 0.2 | 1.1068 | 1.0862 | 1.0716 | 1.0766
04/19 24:00:00 | 4 | 19 | 24 | (VS)USA_ID_Boise-AP-Gowen-Field-ANGB.726810_AMY_2024EPW | 49 | 70.1294 | 9.1166 | 991.3383 | 217.4951 | 0 | 140.0876 | 0.09662 | 247.8458 | 247.8458 | 0.3 | 1.0506 | 1.0446 | 1.0334 | 1.0383
04/20 01:00:00 | 4 | 20 | 1 | (VS)USA_ID_Boise-AP-Gowen-Field-ANGB.726810_AMY_2024EPW | 45 | 70.1378 | 12.1034 | 1244.8757 | 285.2984 | 0 | 174.7731 | 0.12613 | 370.1723 | 370.1723 | 0.4 | 0.98096 | 0.99715 | 0.98619 | 0.9913
04/20 02:00:00 | 4 | 20 | 2 | (VS)USA_ID_Boise-AP-Gowen-Field-ANGB.726810_AMY_2024EPW | 45 | 70.1008 | 16.7139 | 2037.9788 | 447.5688 | 0 | 153.4283 | 0.20674 | 476.2411 | 476.2411 | 0.58333 | 0.95831 | 0.97336 | 0.97094 | 0.97612
04/20 03:00:00 | 4 | 20 | 3 | (VS)USA_ID_Boise-AP-Gowen-Field-ANGB.726810_AMY_2024EPW | 44 | 70.1297 | 19.244 | 2156.2712 | 488.4073 | 0 | 152.6391 | 0.21247 | 572.1541 | 572.1541 | 0.73333 | 0.95878 | 0.97977 | 0.97128 | 0.97643
04/20 04:00:00 | 4 | 20 | 4 | (VS)USA_ID_Boise-AP-Gowen-Field-ANGB.726810_AMY_2024EPW | 44 | 70.1288 | 19.2392 | 2152.0609 | 493.9411 | 0 | 150.9435 | 0.24528 | 579.2209 | 579.2209 | 0.7 | 0.94988 | 0.9795 | 0.96528 | 0.97046
04/20 05:00:00 | 4 | 20 | 5 | (VS)USA_ID_Boise-AP-Gowen-Field-ANGB.726810_AMY_2024EPW | 44 | 70.0848 | 21.4198 | 2813.3039 | 613.1645 | 0 | 132.4468 | 0.29012 | 587.1829 | 587.1829 | 0.76667 | 0.94016 | 0.96231 | 0.95873 | 0.96394
04/20 06:00:00 | 4 | 20 | 6 | (VS)USA_ID_Boise-AP-Gowen-Field-ANGB.726810_AMY_2024EPW | 41 | 70.0579 | 28.1778 | 3101.7425 | 726.7932 | 37.2203 | 121.9694 | 0.2477 | 740.114 | 740.114 | 1.0333 | 0.90223 | 0.93332 | 0.93334 | 0.93874
04/20 07:00:00 | 4 | 20 | 7 | (VS)USA_ID_Boise-AP-Gowen-Field-ANGB.726810_AMY_2024EPW | 40 | 70.0752 | 42.9609 | 3106.2182 | 823.7842 | 121.1577 | 115.9808 | 0.31717 | 1194.1486 | 1194.1486 | 1.3667 | 0.88192 | 0.91796 | 0.91998 | 0.92536
04/20 08:00:00 | 4 | 20 | 8 | (VS)USA_ID_Boise-AP-Gowen-Field-ANGB.726810_AMY_2024EPW | 43 | 70.0511 | 34.2444 | 4366.212 | 976.9816 | 0 | 103.8342 | 0.3515 | 705.591 | 705.591 | 1.2333 | 0.92045 | 0.94581 | 0.94588 | 0.951
04/20 09:00:00 | 4 | 20 | 9 | (VS)USA_ID_Boise-AP-Gowen-Field-ANGB.726810_AMY_2024EPW | 47 | 70.1019 | 28.745 | 3744.7951 | 795.1544 | 0 | 118.053 | 0.34519 | 714.6752 | 714.6752 | 1.0333 | 0.99432 | 0.99846 | 0.99532 | 1.0003
04/20 10:00:00 | 4 | 20 | 10 | (VS)USA_ID_Boise-AP-Gowen-Field-ANGB.726810_AMY_2024EPW | 50 | 70.0917 | 24.2024 | 3303.7106 | 670.5977 | 0 | 58.4882 | 0.29309 | 555.2445 | 555.2445 | 0.93333 | 1.0606 | 1.0494 | 1.0401 | 1.045
04/20 11:00:00 | 4 | 20 | 11 | (VS)USA_ID_Boise-AP-Gowen-Field-ANGB.726810_AMY_2024EPW | 53 | 70.0784 | 20.8979 | 3080.0972 | 592.2093 | 0 | 0 | 0.2808 | 425.8291 | 425.8291 | 0.73333 | 1.1157 | 1.091 | 1.0778 | 1.0826
04/20 12:00:00 | 4 | 20 | 12 | (VS)USA_ID_Boise-AP-Gowen-Field-ANGB.726810_AMY_2024EPW | 57 | 70.1018 | 19.2736 | 2602.1995 | 516.4378 | 0 | 0 | 0.24707 | 361.9404 | 361.9404 | 0.66667 | 1.1794 | 1.123 | 1.1214 | 1.1264
04/20 13:00:00 | 4 | 20 | 13 | (VS)USA_ID_Boise-AP-Gowen-Field-ANGB.726810_AMY_2024EPW | 60 | 70.1184 | 12.5897 | 1685.9449 | 338.8118 | 0 | 0 | 0.15129 | 202.0755 | 202.0755 | 0.5 | 1.2435 | 1.1893 | 1.1657 | 1.171
04/20 14:00:00 | 4 | 20 | 14 | (VS)USA_ID_Boise-AP-Gowen-Field-ANGB.726810_AMY_2024EPW | 63 | 70.1478 | 14.6646 | 1756.1944 | 360.4338 | 0 | 0 | 0.13363 | 207.6777 | 207.6777 | 0.53333 | 1.3022 | 1.2359 | 1.2064 | 1.212
04/20 15:00:00 | 4 | 20 | 15 | (VS)USA_ID_Boise-AP-Gowen-Field-ANGB.726810_AMY_2024EPW | 66 | 70.1358 | 8.7439 | 1063.9285 | 218.5194 | 0 | 0 | 0.077341 | 101.2979 | 101.2979 | 0.3 | 1.3449 | 1.2683 | 1.2359 | 1.242
04/20 16:00:00 | 4 | 20 | 16 | (VS)USA_ID_Boise-AP-Gowen-Field-ANGB.726810_AMY_2024EPW | 68 | 70.1804 | 2.8658 | 343.8476 | 70.7982 | 0 | 0 | 0.023255 | 26.4587 | 26.4587 | 0.1 | 1.387 | 1.3026 | 1.2654 | 1.2719
04/20 17:00:00 | 4 | 20 | 17 | (VS)USA_ID_Boise-AP-Gowen-Field-ANGB.726810_AMY_2024EPW | 69 | 70.2909 | 0 | 0 | 0 | 0 | 0 | 0 | 0 | 0 | 0 | 1.4003 | 1.314 | 1.2747 | 1.2813
04/20 18:00:00 | 4 | 20 | 18 | (VS)USA_ID_Boise-AP-Gowen-Field-ANGB.726810_AMY_2024EPW | 70 | 70.5433 | 5.4769 | 0 | 0 | 0 | 0 | 0 | 0 | 0 | 0.13333 | 1.4003 | 1.314 | 1.2747 | 1.2813
04/20 19:00:00 | 4 | 20 | 19 | (VS)USA_ID_Boise-AP-Gowen-Field-ANGB.726810_AMY_2024EPW | 71 | 70.4884 | 16.6952 | 0 | 0 | 0 | 0 | 0 | 0 | 0 | 0.5 | 1.4003 | 1.314 | 1.2747 | 1.2813
04/20 20:00:00 | 4 | 20 | 20 | (VS)USA_ID_Boise-AP-Gowen-Field-ANGB.726810_AMY_2024EPW | 69 | 70.5359 | 11.2037 | 0 | 0 | 0 | 0 | 0 | 0 | 0 | 0.33333 | 1.4003 | 1.314 | 1.2747 | 1.2813
04/20 21:00:00 | 4 | 20 | 21 | (VS)USA_ID_Boise-AP-Gowen-Field-ANGB.726810_AMY_2024EPW | 66 | 70.4879 | 5.5336 | 0 | 0 | 0 | 0 | 0 | 0 | 0 | 0.16667 | 1.4003 | 1.314 | 1.2747 | 1.2813
04/20 22:00:00 | 4 | 20 | 22 | (VS)USA_ID_Boise-AP-Gowen-Field-ANGB.726810_AMY_2024EPW | 62 | 70.4985 | 5.5241 | 0 | 0 | 0 | 0 | 0 | 0 | 0 | 0.16667 | 1.4003 | 1.314 | 1.2747 | 1.2813
04/20 23:00:00 | 4 | 20 | 23 | (VS)USA_ID_Boise-AP-Gowen-Field-ANGB.726810_AMY_2024EPW | 60 | 70.5123 | 0 | 0 | 0 | 0 | 0 | 0 | 0 | 0 | 0 | 1.4003 | 1.314 | 1.2747 | 1.2813
04/20 24:00:00 | 4 | 20 | 24 | (VS)USA_ID_Boise-AP-Gowen-Field-ANGB.726810_AMY_2024EPW | 58 | 70.1554 | 2.7385 | 263.9485 | 56.5424 | 0 | 0 | 0.016667 | 57.2635 | 57.2635 | 0.066667 | 1.35 | 1.2796 | 1.2443 | 1.2506
04/21 01:00:00 | 4 | 21 | 1 | (VS)USA_ID_Boise-AP-Gowen-Field-ANGB.726810_AMY_2024EPW | 58 | 70.1514 | 5.8705 | 667.6892 | 139.0683 | 0 | 0 | 0.053691 | 111.1443 | 111.1443 | 0.2 | 1.2169 | 1.1694 | 1.1472 | 1.1523
04/21 02:00:00 | 4 | 21 | 2 | (VS)USA_ID_Boise-AP-Gowen-Field-ANGB.726810_AMY_2024EPW | 57 | 70.1157 | 8.8935 | 1016.7776 | 212.0261 | 0 | 0 | 0.085078 | 180.005 | 180.005 | 0.3 | 1.2054 | 1.162 | 1.1393 | 1.1444
04/21 03:00:00 | 4 | 21 | 3 | (VS)USA_ID_Boise-AP-Gowen-Field-ANGB.726810_AMY_2024EPW | 56 | 70.1449 | 9.0687 | 1070.8017 | 221.4192 | 0 | 0 | 0.094143 | 189.7476 | 189.7476 | 0.3 | 1.1717 | 1.1348 | 1.1161 | 1.1211
04/21 04:00:00 | 4 | 21 | 4 | (VS)USA_ID_Boise-AP-Gowen-Field-ANGB.726810_AMY_2024EPW | 55 | 70.1495 | 11.9718 | 1362.7503 | 286.3561 | 0 | 0 | 0.11933 | 263.5601 | 263.5601 | 0.4 | 1.1557 | 1.1232 | 1.1051 | 1.11
04/21 05:00:00 | 4 | 21 | 5 | (VS)USA_ID_Boise-AP-Gowen-Field-ANGB.726810_AMY_2024EPW | 52 | 70.1038 | 12.4796 | 1506.4609 | 313.0048 | 0 | 0 | 0.1456 | 295.9895 | 295.9895 | 0.4 | 1.1113 | 1.0899 | 1.0748 | 1.0796
04/21 06:00:00 | 4 | 21 | 6 | (VS)USA_ID_Boise-AP-Gowen-Field-ANGB.726810_AMY_2024EPW | 50 | 70.13 | 12.4017 | 1424.4633 | 305.9144 | 0 | 85.5815 | 0.14157 | 322.2538 | 322.2538 | 0.43333 | 1.0624 | 1.0575 | 1.0414 | 1.0463
04/21 07:00:00 | 4 | 21 | 7 | (VS)USA_ID_Boise-AP-Gowen-Field-ANGB.726810_AMY_2024EPW | 49 | 70.1372 | 15.1888 | 1649.4355 | 363.1608 | 0 | 167.8506 | 0.16075 | 415.8197 | 415.8197 | 0.5 | 1.0402 | 1.0522 | 1.0263 | 1.0311
04/21 08:00:00 | 4 | 21 | 8 | (VS)USA_ID_Boise-AP-Gowen-Field-ANGB.726810_AMY_2024EPW | 49 | 70.1098 | 15.9921 | 1947.4083 | 411.5684 | 0 | 157.1093 | 0.20231 | 407.4949 | 407.4949 | 0.53333 | 1.049 | 1.0522 | 1.0323 | 1.0371
04/21 09:00:00 | 4 | 21 | 9 | (VS)USA_ID_Boise-AP-Gowen-Field-ANGB.726810_AMY_2024EPW | 52 | 70.1006 | 19.4267 | 2498.1717 | 511.5621 | 0 | 0 | 0.25499 | 450.1955 | 450.1955 | 0.66667 | 1.0863 | 1.064 | 1.0577 | 1.0625
04/21 10:00:00 | 4 | 21 | 10 | (VS)USA_ID_Boise-AP-Gowen-Field-ANGB.726810_AMY_2024EPW | 54 | 70.1201 | 16.1325 | 2117.6353 | 427.5158 | 0 | 0 | 0.20957 | 339.0274 | 339.0274 | 0.58333 | 1.1344 | 1.086 | 1.0906 | 1.0954
04/21 11:00:00 | 4 | 21 | 11 | (VS)USA_ID_Boise-AP-Gowen-Field-ANGB.726810_AMY_2024EPW | 56 | 70.0683 | 17.3533 | 2679.5496 | 509.5115 | 0 | 0 | 0.27272 | 308.7458 | 308.7458 | 0.58333 | 1.1712 | 1.086 | 1.1158 | 1.1207
04/21 12:00:00 | 4 | 21 | 12 | (VS)USA_ID_Boise-AP-Gowen-Field-ANGB.726810_AMY_2024EPW | 58 | 70.0894 | 16.7966 | 2495.9519 | 483.3408 | 0 | 0 | 0.24392 | 278.3197 | 278.3197 | 0.58333 | 1.2079 | 1.1326 | 1.1411 | 1.1461
04/21 13:00:00 | 4 | 21 | 13 | (VS)USA_ID_Boise-AP-Gowen-Field-ANGB.726810_AMY_2024EPW | 60 | 70.1026 | 19.239 | 2701.0026 | 532.9597 | 0 | 0 | 0.24528 | 297.4681 | 297.4681 | 0.7 | 1.2451 | 1.1898 | 1.1668 | 1.172
04/21 14:00:00 | 4 | 21 | 14 | (VS)USA_ID_Boise-AP-Gowen-Field-ANGB.726810_AMY_2024EPW | 61 | 70.1055 | 15.9966 | 2265.8794 | 446.3079 | 0 | 0 | 0.20254 | 233.3693 | 233.3693 | 0.56667 | 1.2648 | 1.2069 | 1.1805 | 1.1858
04/21 15:00:00 | 4 | 21 | 15 | (VS)USA_ID_Boise-AP-Gowen-Field-ANGB.726810_AMY_2024EPW | 61 | 70.114 | 15.3287 | 1978.3504 | 400.106 | 0 | 0 | 0.16799 | 233.0826 | 233.0826 | 0.56667 | 1.2651 | 1.2071 | 1.1806 | 1.186
04/21 16:00:00 | 4 | 21 | 16 | (VS)USA_ID_Boise-AP-Gowen-Field-ANGB.726810_AMY_2024EPW | 61 | 70.1127 | 12.2288 | 1552.4391 | 315.793 | 0 | 0 | 0.13262 | 193.7537 | 193.7537 | 0.45 | 1.258 | 1.202 | 1.1757 | 1.181
04/21 17:00:00 | 4 | 21 | 17 | (VS)USA_ID_Boise-AP-Gowen-Field-ANGB.726810_AMY_2024EPW | 61 | 70.1494 | 8.8622 | 1049.1225 | 215.8311 | 0 | 0 | 0.083462 | 144.1221 | 144.1221 | 0.3 | 1.2563 | 1.1998 | 1.1744 | 1.1798
04/21 18:00:00 | 4 | 21 | 18 | (VS)USA_ID_Boise-AP-Gowen-Field-ANGB.726810_AMY_2024EPW | 62 | 70.1138 | 5.789 | 659.4555 | 136.6809 | 0 | 0 | 0.049478 | 90.7444 | 90.7444 | 0.2 | 1.2728 | 1.2127 | 1.1858 | 1.1913
04/21 19:00:00 | 4 | 21 | 19 | (VS)USA_ID_Boise-AP-Gowen-Field-ANGB.726810_AMY_2024EPW | 62 | 70.1992 | 5.8048 | 668.0186 | 138.226 | 0 | 0 | 0.050293 | 88.6188 | 88.6188 | 0.2 | 1.2796 | 1.2186 | 1.1906 | 1.1961
04/21 20:00:00 | 4 | 21 | 20 | (VS)USA_ID_Boise-AP-Gowen-Field-ANGB.726810_AMY_2024EPW | 59 | 70.1472 | 6.0286 | 724.8426 | 149.1067 | 0 | 0 | 0.061871 | 108.2231 | 108.2231 | 0.21667 | 1.256 | 1.2018 | 1.1742 | 1.1796
04/21 21:00:00 | 4 | 21 | 21 | (VS)USA_ID_Boise-AP-Gowen-Field-ANGB.726810_AMY_2024EPW | 56 | 70.1368 | 9.0949 | 1084.1269 | 223.8726 | 0 | 0 | 0.095498 | 180.7839 | 180.7839 | 0.31667 | 1.1861 | 1.1468 | 1.126 | 1.131
04/21 22:00:00 | 4 | 21 | 22 | (VS)USA_ID_Boise-AP-Gowen-Field-ANGB.726810_AMY_2024EPW | 53 | 70.151 | 11.8073 | 1272.7384 | 273.545 | 0 | 0 | 0.11082 | 281.3459 | 281.3459 | 0.4 | 1.1232 | 1.0995 | 1.0829 | 1.0878
04/21 23:00:00 | 4 | 21 | 23 | (VS)USA_ID_Boise-AP-Gowen-Field-ANGB.726810_AMY_2024EPW | 51 | 70.1218 | 12.0905 | 1337.346 | 288.263 | 0 | 0 | 0.12547 | 303.2304 | 303.2304 | 0.4 | 1.0816 | 1.0663 | 1.0545 | 1.0593
04/21 24:00:00 | 4 | 21 | 24 | (VS)USA_ID_Boise-AP-Gowen-Field-ANGB.726810_AMY_2024EPW | 50 | 70.126 | 12.3708 | 1416.7595 | 303.8534 | 0 | 83.4774 | 0.13997 | 318.6465 | 318.6465 | 0.4 | 1.0632 | 1.0531 | 1.0419 | 1.0467
04/22 01:00:00 | 4 | 22 | 1 | (VS)USA_ID_Boise-AP-Gowen-Field-ANGB.726810_AMY_2024EPW | 47 | 70.1355 | 12.3724 | 1363.3285 | 302.6989 | 0 | 171.9894 | 0.14005 | 345.5742 | 345.5742 | 0.43333 | 1.0159 | 1.0275 | 1.0099 | 1.0148
04/22 02:00:00 | 4 | 22 | 2 | (VS)USA_ID_Boise-AP-Gowen-Field-ANGB.726810_AMY_2024EPW | 45 | 70.1074 | 19.6635 | 2361.7605 | 519.8796 | 0 | 146.5529 | 0.26724 | 558.6247 | 558.6247 | 0.66667 | 0.96905 | 1.0256 | 0.97821 | 0.98325
04/22 03:00:00 | 4 | 22 | 3 | (VS)USA_ID_Boise-AP-Gowen-Field-ANGB.726810_AMY_2024EPW | 43 | 70.1362 | 18.6236 | 1923.4043 | 457.9489 | 0 | 157.3123 | 0.21344 | 594.6209 | 594.6209 | 0.7 | 0.93152 | 1.0256 | 0.95296 | 0.95814
04/22 04:00:00 | 4 | 22 | 4 | (VS)USA_ID_Boise-AP-Gowen-Field-ANGB.726810_AMY_2024EPW | 40 | 70.088 | 27.2747 | 2642.115 | 664.3757 | 51.1977 | 126.6353 | 0.25519 | 835.2227 | 835.2227 | 0.98333 | 0.88457 | 0.93364 | 0.92152 | 0.92693
04/22 05:00:00 | 4 | 22 | 5 | (VS)USA_ID_Boise-AP-Gowen-Field-ANGB.726810_AMY_2024EPW | 38 | 70.0767 | 35.6498 | 2631.3328 | 724.8299 | 71.4546 | 129.7779 | 0.27254 | 1271.3124 | 1271.3124 | 1.1667 | 0.84473 | 0.8917 | 0.89495 | 0.90064
04/22 06:00:00 | 4 | 22 | 6 | (VS)USA_ID_Boise-AP-Gowen-Field-ANGB.726810_AMY_2024EPW | 37 | 70.0866 | 46.3 | 3178.396 | 881.621 | 91.5957 | 116.2401 | 0.36906 | 1399.4958 | 1399.4958 | 1.35 | 0.82589 | 0.87755 | 0.88247 | 0.88826
04/22 07:00:00 | 4 | 22 | 7 | (VS)USA_ID_Boise-AP-Gowen-Field-ANGB.726810_AMY_2024EPW | 36 | 70.0844 | 48.4389 | 3329.6552 | 970.1795 | 99.6788 | 97.6724 | 0.51164 | 2632.1779 | 2632.1779 | 1.5667 | 0.7987 | 0.85863 | 0.86425 | 0.87035
04/22 08:00:00 | 4 | 22 | 8 | (VS)USA_ID_Boise-AP-Gowen-Field-ANGB.726810_AMY_2024EPW | 36 | 70.0932 | 44.6256 | 3475.0106 | 998.7418 | 81.1013 | 87.4183 | 0.56291 | 2235.589 | 2235.589 | 1.4333 | 0.79944 | 0.85646 | 0.86473 | 0.87084
04/22 09:00:00 | 4 | 22 | 9 | (VS)USA_ID_Boise-AP-Gowen-Field-ANGB.726810_AMY_2024EPW | 39 | 70.0674 | 45.989 | 3610.7493 | 987.6169 | 55.7001 | 101.0053 | 0.44632 | 1937.8407 | 1937.8407 | 1.5167 | 0.85475 | 0.89624 | 0.90165 | 0.90721
04/22 10:00:00 | 4 | 22 | 10 | (VS)USA_ID_Boise-AP-Gowen-Field-ANGB.726810_AMY_2024EPW | 43 | 70.0905 | 25.7904 | 3053.0632 | 696.2558 | 0 | 131.8024 | 0.25429 | 688.4731 | 688.4731 | 0.98333 | 0.92737 | 0.94986 | 0.95021 | 0.95534
04/22 11:00:00 | 4 | 22 | 11 | (VS)USA_ID_Boise-AP-Gowen-Field-ANGB.726810_AMY_2024EPW | 47 | 70.1039 | 22.5604 | 2690.8936 | 581.0404 | 0 | 143.0512 | 0.25898 | 606.5821 | 606.5821 | 0.81667 | 1.0012 | 1.0037 | 0.99993 | 1.0048
04/22 12:00:00 | 4 | 22 | 12 | (VS)USA_ID_Boise-AP-Gowen-Field-ANGB.726810_AMY_2024EPW | 51 | 70.086 | 19.3197 | 2442.1653 | 503.6864 | 0 | 50.2114 | 0.24945 | 455.9353 | 455.9353 | 0.7 | 1.0669 | 1.0533 | 1.0445 | 1.0492
04/22 13:00:00 | 4 | 22 | 13 | (VS)USA_ID_Boise-AP-Gowen-Field-ANGB.726810_AMY_2024EPW | 54 | 70.0785 | 19.821 | 2770.8159 | 541.5302 | 0 | 0 | 0.24237 | 392.4553 | 392.4553 | 0.73333 | 1.1317 | 1.1009 | 1.0887 | 1.0935
04/22 14:00:00 | 4 | 22 | 14 | (VS)USA_ID_Boise-AP-Gowen-Field-ANGB.726810_AMY_2024EPW | 58 | 70.0727 | 17.315 | 2629.6506 | 502.0476 | 0 | 0 | 0.23592 | 277.3193 | 277.3193 | 0.61667 | 1.197 | 1.1513 | 1.1336 | 1.1386
04/22 15:00:00 | 4 | 22 | 15 | (VS)USA_ID_Boise-AP-Gowen-Field-ANGB.726810_AMY_2024EPW | 60 | 70.1051 | 15.8771 | 2183.319 | 432.1643 | 0 | 0 | 0.19635 | 244.8394 | 244.8394 | 0.55 | 1.2445 | 1.1909 | 1.1664 | 1.1716
04/22 16:00:00 | 4 | 22 | 16 | (VS)USA_ID_Boise-AP-Gowen-Field-ANGB.726810_AMY_2024EPW | 62 | 70.1145 | 12.3785 | 1640.8336 | 329.2145 | 0 | 0 | 0.14037 | 177.929 | 177.929 | 0.43333 | 1.2741 | 1.2137 | 1.1868 | 1.1923
04/22 17:00:00 | 4 | 22 | 17 | (VS)USA_ID_Boise-AP-Gowen-Field-ANGB.726810_AMY_2024EPW | 63 | 70.162 | 8.7427 | 1025.1977 | 211.1331 | 0 | 0 | 0.077278 | 125.465 | 125.465 | 0.3 | 1.2928 | 1.2282 | 1.1997 | 1.2053
04/22 18:00:00 | 4 | 22 | 18 | (VS)USA_ID_Boise-AP-Gowen-Field-ANGB.726810_AMY_2024EPW | 63 | 70.1499 | 5.7441 | 654.0856 | 135.2987 | 0 | 0 | 0.047154 | 80.8163 | 80.8163 | 0.2 | 1.3025 | 1.2363 | 1.2064 | 1.2121
04/22 19:00:00 | 4 | 22 | 19 | (VS)USA_ID_Boise-AP-Gowen-Field-ANGB.726810_AMY_2024EPW | 62 | 70.0204 | 0 | 0 | 0 | 0 | 0 | 0 | 0 | 0 | 0 | 1.3029 | 1.2369 | 1.2068 | 1.2124
04/22 20:00:00 | 4 | 22 | 20 | (VS)USA_ID_Boise-AP-Gowen-Field-ANGB.726810_AMY_2024EPW | 60 | 70.2587 | 0 | 0 | 0 | 0 | 0 | 0 | 0 | 0 | 0 | 1.3029 | 1.2369 | 1.2068 | 1.2124
04/22 21:00:00 | 4 | 22 | 21 | (VS)USA_ID_Boise-AP-Gowen-Field-ANGB.726810_AMY_2024EPW | 58 | 70.2023 | 5.7175 | 610.3698 | 128.8321 | 0 | 0 | 0.045777 | 109.425 | 109.425 | 0.2 | 1.2178 | 1.1729 | 1.1478 | 1.153
04/22 22:00:00 | 4 | 22 | 22 | (VS)USA_ID_Boise-AP-Gowen-Field-ANGB.726810_AMY_2024EPW | 55 | 70.1565 | 5.7351 | 594.8861 | 127.8367 | 0 | 0 | 0.046691 | 126.758 | 126.758 | 0.2 | 1.1752 | 1.1391 | 1.1185 | 1.1235
04/22 23:00:00 | 4 | 22 | 23 | (VS)USA_ID_Boise-AP-Gowen-Field-ANGB.726810_AMY_2024EPW | 52 | 70.1394 | 5.9269 | 638.0505 | 137.7723 | 0 | 0 | 0.056611 | 143.6314 | 143.6314 | 0.2 | 1.1172 | 1.0945 | 1.0787 | 1.0836
04/22 24:00:00 | 4 | 22 | 24 | (VS)USA_ID_Boise-AP-Gowen-Field-ANGB.726810_AMY_2024EPW | 50 | 70.1478 | 8.6379 | 846.3769 | 190.105 | 0 | 95.1896 | 0.071855 | 235.0092 | 235.0092 | 0.3 | 1.0649 | 1.0546 | 1.0431 | 1.048
04/23 01:00:00 | 4 | 23 | 1 | (VS)USA_ID_Boise-AP-Gowen-Field-ANGB.726810_AMY_2024EPW | 48 | 70.1346 | 12.4591 | 1402.943 | 308.2306 | 0 | 171.093 | 0.14453 | 336.2985 | 336.2985 | 0.43333 | 1.0239 | 1.0252 | 1.0152 | 1.0201
04/23 02:00:00 | 4 | 23 | 2 | (VS)USA_ID_Boise-AP-Gowen-Field-ANGB.726810_AMY_2024EPW | 45 | 70.1112 | 15.796 | 1803.7654 | 397.8539 | 0 | 161.5676 | 0.19216 | 454.6048 | 454.6048 | 0.48333 | 0.97859 | 0.99693 | 0.98462 | 0.98962
04/23 03:00:00 | 4 | 23 | 3 | (VS)USA_ID_Boise-AP-Gowen-Field-ANGB.726810_AMY_2024EPW | 44 | 70.1186 | 20.0155 | 2423.7673 | 540.7856 | 0 | 143.2101 | 0.25235 | 573.6386 | 573.6386 | 0.73333 | 0.94922 | 0.96943 | 0.96484 | 0.96995
04/23 04:00:00 | 4 | 23 | 4 | (VS)USA_ID_Boise-AP-Gowen-Field-ANGB.726810_AMY_2024EPW | 42 | 70.1021 | 20.8079 | 2616.7687 | 591.8254 | 0 | 134.7133 | 0.32643 | 599.9599 | 599.9599 | 0.7 | 0.92185 | 0.95033 | 0.94644 | 0.95169
04/23 05:00:00 | 4 | 23 | 5 | (VS)USA_ID_Boise-AP-Gowen-Field-ANGB.726810_AMY_2024EPW | 41 | 70.0726 | 26.3031 | 2441.1368 | 622.7711 | 51.7535 | 131.4296 | 0.2643 | 898.6521 | 898.6521 | 0.98333 | 0.89192 | 0.92543 | 0.92649 | 0.93185
04/23 06:00:00 | 4 | 23 | 6 | (VS)USA_ID_Boise-AP-Gowen-Field-ANGB.726810_AMY_2024EPW | 41 | 70.1029 | 27.0395 | 2379.886 | 614.4341 | 51.2818 | 133.5295 | 0.29124 | 1053.8221 | 1053.8221 | 0.95 | 0.89144 | 0.92492 | 0.92639 | 0.9316
04/23 07:00:00 | 4 | 23 | 7 | (VS)USA_ID_Boise-AP-Gowen-Field-ANGB.726810_AMY_2024EPW | 40 | 70.091 | 28.5233 | 2531.2072 | 660.0346 | 65.557 | 124.2361 | 0.31922 | 1078.0554 | 1078.0554 | 1.05 | 0.88154 | 0.91814 | 0.91987 | 0.92503
04/23 08:00:00 | 4 | 23 | 8 | (VS)USA_ID_Boise-AP-Gowen-Field-ANGB.726810_AMY_2024EPW | 42 | 70.117 | 28.9069 | 2938.12 | 713.1002 | 24.1314 | 128.2524 | 0.27201 | 965.1396 | 965.1396 | 1.0833 | 0.89959 | 0.92941 | 0.93179 | 0.93696
04/23 09:00:00 | 4 | 23 | 9 | (VS)USA_ID_Boise-AP-Gowen-Field-ANGB.726810_AMY_2024EPW | 46 | 70.0806 | 21.1734 | 2734.9357 | 583.4096 | 0 | 139.357 | 0.23766 | 539.6051 | 539.6051 | 0.83333 | 0.98224 | 0.98992 | 0.98713 | 0.9921
04/23 10:00:00 | 4 | 23 | 10 | (VS)USA_ID_Boise-AP-Gowen-Field-ANGB.726810_AMY_2024EPW | 51 | 70.0809 | 20.5308 | 2922.4266 | 575.3097 | 0 | 28.2557 | 0.27919 | 448.5989 | 448.5989 | 0.7 | 1.0756 | 1.0522 | 1.0504 | 1.0551
04/23 11:00:00 | 4 | 23 | 11 | (VS)USA_ID_Boise-AP-Gowen-Field-ANGB.726810_AMY_2024EPW | 55 | 70.0815 | 17.0418 | 2448.4575 | 478.1964 | 0 | 0 | 0.23771 | 313.1655 | 313.1655 | 0.58333 | 1.1504 | 1.1014 | 1.1016 | 1.1064
04/23 12:00:00 | 4 | 23 | 12 | (VS)USA_ID_Boise-AP-Gowen-Field-ANGB.726810_AMY_2024EPW | 59 | 70.0906 | 16.4179 | 2359.2807 | 462.8872 | 0 | 0 | 0.22433 | 265.4818 | 265.4818 | 0.61667 | 1.2168 | 1.1673 | 1.1473 | 1.1523
04/23 13:00:00 | 4 | 23 | 13 | (VS)USA_ID_Boise-AP-Gowen-Field-ANGB.726810_AMY_2024EPW | 62 | 70.0925 | 16.2448 | 2383.0673 | 469.8182 | 0 | 0 | 0.21538 | 215.1658 | 215.1658 | 0.58333 | 1.2813 | 1.2187 | 1.192 | 1.1973
04/23 14:00:00 | 4 | 23 | 14 | (VS)USA_ID_Boise-AP-Gowen-Field-ANGB.726810_AMY_2024EPW | 65 | 70.1332 | 15.0817 | 1969.6614 | 401.7997 | 0 | 0 | 0.15521 | 168.803 | 168.803 | 0.55 | 1.3377 | 1.2641 | 1.2313 | 1.237
04/23 15:00:00 | 4 | 23 | 15 | (VS)USA_ID_Boise-AP-Gowen-Field-ANGB.726810_AMY_2024EPW | 68 | 70.098 | 8.6961 | 1066.324 | 218.7726 | 0 | 0 | 0.074869 | 79.4043 | 79.4043 | 0.3 | 1.3822 | 1.2984 | 1.2622 | 1.2685
04/23 16:00:00 | 4 | 23 | 16 | (VS)USA_ID_Boise-AP-Gowen-Field-ANGB.726810_AMY_2024EPW | 70 | 70.1646 | 5.7661 | 713.1704 | 147.5123 | 0 | 0 | 0.048295 | 39.6813 | 39.6813 | 0.2 | 1.4284 | 1.3354 | 1.2945 | 1.3014
04/23 17:00:00 | 4 | 23 | 17 | (VS)USA_ID_Boise-AP-Gowen-Field-ANGB.726810_AMY_2024EPW | 72 | 69.9608 | 0 | 0 | 0 | 0 | 0 | 0 | 0 | 0 | 0 | 1.4364 | 1.3427 | 1.3002 | 1.3071
04/23 18:00:00 | 4 | 23 | 18 | (VS)USA_ID_Boise-AP-Gowen-Field-ANGB.726810_AMY_2024EPW | 72 | 70.3924 | 5.4769 | 0 | 0 | 0 | 0 | 0 | 0 | 0 | 0.13333 | 1.4364 | 1.3427 | 1.3002 | 1.3071
04/23 19:00:00 | 4 | 23 | 19 | (VS)USA_ID_Boise-AP-Gowen-Field-ANGB.726810_AMY_2024EPW | 72 | 70.4403 | 11.283 | 0 | 0 | 0 | 0 | 0 | 0 | 0 | 0.33333 | 1.4364 | 1.3427 | 1.3002 | 1.3071
04/23 20:00:00 | 4 | 23 | 20 | (VS)USA_ID_Boise-AP-Gowen-Field-ANGB.726810_AMY_2024EPW | 70 | 70.4619 | 3.3411 | 0 | 0 | 0 | 0 | 0 | 0 | 0 | 0.13333 | 1.4364 | 1.3427 | 1.3002 | 1.3071
04/23 21:00:00 | 4 | 23 | 21 | (VS)USA_ID_Boise-AP-Gowen-Field-ANGB.726810_AMY_2024EPW | 68 | 70.4952 | 5.5383 | 0 | 0 | 0 | 0 | 0 | 0 | 0 | 0.16667 | 1.4364 | 1.3427 | 1.3002 | 1.3071
04/23 22:00:00 | 4 | 23 | 22 | (VS)USA_ID_Boise-AP-Gowen-Field-ANGB.726810_AMY_2024EPW | 65 | 70.5235 | 5.5158 | 0 | 0 | 0 | 0 | 0 | 0 | 0 | 0.16667 | 1.4364 | 1.3427 | 1.3002 | 1.3071
04/23 23:00:00 | 4 | 23 | 23 | (VS)USA_ID_Boise-AP-Gowen-Field-ANGB.726810_AMY_2024EPW | 61 | 70.3485 | 0 | 0 | 0 | 0 | 0 | 0 | 0 | 0 | 0 | 1.4364 | 1.3427 | 1.3002 | 1.3071
04/23 24:00:00 | 4 | 23 | 24 | (VS)USA_ID_Boise-AP-Gowen-Field-ANGB.726810_AMY_2024EPW | 58 | 70.2816 | 0 | 0 | 0 | 0 | 0 | 0 | 0 | 0 | 0 | 1.4364 | 1.3427 | 1.3002 | 1.3071
04/24 01:00:00 | 4 | 24 | 1 | (VS)USA_ID_Boise-AP-Gowen-Field-ANGB.726810_AMY_2024EPW | 54 | 70.1556 | 5.6707 | 565.8496 | 123.1508 | 0 | 0 | 0.04336 | 133.7749 | 133.7749 | 0.16667 | 1.1806 | 1.1509 | 1.1292 | 1.1345
04/24 02:00:00 | 4 | 24 | 2 | (VS)USA_ID_Boise-AP-Gowen-Field-ANGB.726810_AMY_2024EPW | 53 | 70.1161 | 9.3345 | 1115.5946 | 233.6949 | 0 | 0 | 0.10789 | 213.9206 | 213.9206 | 0.33333 | 1.1078 | 1.0861 | 1.0723 | 1.0772
04/24 03:00:00 | 4 | 24 | 3 | (VS)USA_ID_Boise-AP-Gowen-Field-ANGB.726810_AMY_2024EPW | 53 | 70.1229 | 15.3206 | 1814.4365 | 376.1405 | 0 | 0 | 0.16756 | 347.754 | 347.754 | 0.46667 | 1.1173 | 1.0932 | 1.0788 | 1.0837
04/24 04:00:00 | 4 | 24 | 4 | (VS)USA_ID_Boise-AP-Gowen-Field-ANGB.726810_AMY_2024EPW | 53 | 70.1424 | 12.0281 | 1358.8523 | 287.231 | 0 | 0 | 0.12224 | 278.1127 | 278.1127 | 0.4 | 1.1172 | 1.0931 | 1.0787 | 1.0836
04/24 05:00:00 | 4 | 24 | 5 | (VS)USA_ID_Boise-AP-Gowen-Field-ANGB.726810_AMY_2024EPW | 51 | 70.1121 | 12.4749 | 1493.4635 | 312.4156 | 0 | 0 | 0.14535 | 296.4882 | 296.4882 | 0.4 | 1.0912 | 1.0745 | 1.0611 | 1.0658
04/24 06:00:00 | 4 | 24 | 6 | (VS)USA_ID_Boise-AP-Gowen-Field-ANGB.726810_AMY_2024EPW | 50 | 70.1185 | 15.5414 | 1802.7368 | 385.5456 | 0 | 0 | 0.17899 | 391.5865 | 391.5865 | 0.51667 | 1.0597 | 1.0555 | 1.0396 | 1.0444
04/24 07:00:00 | 4 | 24 | 7 | (VS)USA_ID_Boise-AP-Gowen-Field-ANGB.726810_AMY_2024EPW | 51 | 70.0788 | 17.1415 | 2402.9584 | 481.7745 | 0 | 0 | 0.26177 | 384.0275 | 384.0275 | 0.58333 | 1.0685 | 1.0578 | 1.0457 | 1.0504
04/24 08:00:00 | 4 | 24 | 8 | (VS)USA_ID_Boise-AP-Gowen-Field-ANGB.726810_AMY_2024EPW | 52 | 70.082 | 17.0679 | 2426.0433 | 480.1644 | 0 | 0 | 0.25796 | 361.2982 | 361.2982 | 0.58333 | 1.0962 | 1.0769 | 1.0645 | 1.0692
04/24 09:00:00 | 4 | 24 | 9 | (VS)USA_ID_Boise-AP-Gowen-Field-ANGB.726810_AMY_2024EPW | 55 | 70.1059 | 16.2237 | 2147.0584 | 434.7262 | 0 | 0 | 0.21428 | 326.3494 | 326.3494 | 0.58333 | 1.1407 | 1.1106 | 1.095 | 1.0997
04/24 10:00:00 | 4 | 24 | 10 | (VS)USA_ID_Boise-AP-Gowen-Field-ANGB.726810_AMY_2024EPW | 59 | 70.1438 | 14.8656 | 1723.225 | 359.3478 | 0 | 0 | 0.14403 | 270.2702 | 270.2702 | 0.58333 | 1.2129 | 1.1656 | 1.1447 | 1.1496
04/24 11:00:00 | 4 | 24 | 11 | (VS)USA_ID_Boise-AP-Gowen-Field-ANGB.726810_AMY_2024EPW | 63 | 70.1296 | 15.1052 | 1935.5443 | 393.6645 | 0 | 0 | 0.15642 | 200.0329 | 200.0329 | 0.58333 | 1.2972 | 1.2313 | 1.2031 | 1.2085
04/24 12:00:00 | 4 | 24 | 12 | (VS)USA_ID_Boise-AP-Gowen-Field-ANGB.726810_AMY_2024EPW | 66 | 70.1013 | 12.2506 | 1669.28 | 340.6552 | 0 | 0 | 0.13375 | 124.166 | 124.166 | 0.46667 | 1.3532 | 1.2763 | 1.2421 | 1.248
04/24 13:00:00 | 4 | 24 | 13 | (VS)USA_ID_Boise-AP-Gowen-Field-ANGB.726810_AMY_2024EPW | 67 | 70.1125 | 15.0769 | 2017.3343 | 415.1173 | 0 | 0 | 0.15496 | 129.6364 | 129.6364 | 0.55 | 1.3832 | 1.2998 | 1.2631 | 1.2692
04/24 14:00:00 | 4 | 24 | 14 | (VS)USA_ID_Boise-AP-Gowen-Field-ANGB.726810_AMY_2024EPW | 70 | 70.1532 | 8.8884 | 1173.151 | 243.4742 | 0 | 0 | 0.084817 | 57.7531 | 57.7531 | 0.3 | 1.4192 | 1.3274 | 1.2882 | 1.2948
04/24 15:00:00 | 4 | 24 | 15 | (VS)USA_ID_Boise-AP-Gowen-Field-ANGB.726810_AMY_2024EPW | 72 | 70.0951 | 5.8582 | 769.031 | 161.2446 | 0 | 0 | 0.053059 | 24.9191 | 24.9191 | 0.2 | 1.4632 | 1.3634 | 1.3193 | 1.3263
04/24 16:00:00 | 4 | 24 | 16 | (VS)USA_ID_Boise-AP-Gowen-Field-ANGB.726810_AMY_2024EPW | 73 | 70.3004 | 2.8383 | 349.6033 | 72.787 | 0 | 0 | 0.021832 | 8.4526 | 8.4526 | 0.1 | 1.487 | 1.3832 | 1.3361 | 1.3435
04/24 17:00:00 | 4 | 24 | 17 | (VS)USA_ID_Boise-AP-Gowen-Field-ANGB.726810_AMY_2024EPW | 72 | 70.5434 | 5.4769 | 0 | 0 | 0 | 0 | 0 | 0 | 0 | 0.13333 | 1.4881 | 1.3846 | 1.3369 | 1.3443
04/24 18:00:00 | 4 | 24 | 18 | (VS)USA_ID_Boise-AP-Gowen-Field-ANGB.726810_AMY_2024EPW | 72 | 70.4605 | 5.506 | 0 | 0 | 0 | 0 | 0 | 0 | 0 | 0.16667 | 1.4881 | 1.3846 | 1.3369 | 1.3443
04/24 19:00:00 | 4 | 24 | 19 | (VS)USA_ID_Boise-AP-Gowen-Field-ANGB.726810_AMY_2024EPW | 71 | 70.4979 | 11.1426 | 0 | 0 | 0 | 0 | 0 | 0 | 0 | 0.33333 | 1.4881 | 1.3846 | 1.3369 | 1.3443
04/24 20:00:00 | 4 | 24 | 20 | (VS)USA_ID_Boise-AP-Gowen-Field-ANGB.726810_AMY_2024EPW | 70 | 70.4678 | 5.5922 | 0 | 0 | 0 | 0 | 0 | 0 | 0 | 0.16667 | 1.4881 | 1.3846 | 1.3369 | 1.3443
04/24 21:00:00 | 4 | 24 | 21 | (VS)USA_ID_Boise-AP-Gowen-Field-ANGB.726810_AMY_2024EPW | 67 | 70.4929 | 0 | 0 | 0 | 0 | 0 | 0 | 0 | 0 | 0 | 1.4881 | 1.3846 | 1.3369 | 1.3443
04/24 22:00:00 | 4 | 24 | 22 | (VS)USA_ID_Boise-AP-Gowen-Field-ANGB.726810_AMY_2024EPW | 62 | 70.2891 | 0 | 0 | 0 | 0 | 0 | 0 | 0 | 0 | 0 | 1.4881 | 1.3846 | 1.3369 | 1.3443
04/24 23:00:00 | 4 | 24 | 23 | (VS)USA_ID_Boise-AP-Gowen-Field-ANGB.726810_AMY_2024EPW | 59 | 70.0976 | 2.7385 | 265.2607 | 56.7746 | 0 | 0 | 0.016667 | 54.4601 | 54.4601 | 0.066667 | 1.3811 | 1.3071 | 1.2685 | 1.275
04/24 24:00:00 | 4 | 24 | 24 | (VS)USA_ID_Boise-AP-Gowen-Field-ANGB.726810_AMY_2024EPW | 56 | 70.1333 | 2.8732 | 302.9779 | 64.7594 | 0 | 0 | 0.023636 | 60.7546 | 60.7546 | 0.1 | 1.1988 | 1.1568 | 1.1348 | 1.1398
04/25 01:00:00 | 4 | 25 | 1 | (VS)USA_ID_Boise-AP-Gowen-Field-ANGB.726810_AMY_2024EPW | 54 | 70.1388 | 8.7827 | 943.5266 | 202.3615 | 0 | 0 | 0.079348 | 199.4491 | 199.4491 | 0.3 | 1.1482 | 1.1179 | 1.1 | 1.1049
04/25 02:00:00 | 4 | 25 | 2 | (VS)USA_ID_Boise-AP-Gowen-Field-ANGB.726810_AMY_2024EPW | 52 | 70.1604 | 8.9913 | 981.4622 | 212.3425 | 0 | 0 | 0.090141 | 226.4585 | 226.4585 | 0.3 | 1.104 | 1.0848 | 1.0698 | 1.0745
04/25 03:00:00 | 4 | 25 | 3 | (VS)USA_ID_Boise-AP-Gowen-Field-ANGB.726810_AMY_2024EPW | 50 | 70.1443 | 12.015 | 1293.4004 | 283.5007 | 0 | 0 | 0.12156 | 316.8991 | 316.8991 | 0.4 | 1.0602 | 1.05 | 1.0399 | 1.0447
04/25 04:00:00 | 4 | 25 | 4 | (VS)USA_ID_Boise-AP-Gowen-Field-ANGB.726810_AMY_2024EPW | 49 | 70.1222 | 12.4455 | 1436.7749 | 308.4358 | 0 | 171.2339 | 0.14383 | 328.5098 | 328.5098 | 0.4 | 1.0431 | 1.0387 | 1.0283 | 1.0331
04/25 05:00:00 | 4 | 25 | 5 | (VS)USA_ID_Boise-AP-Gowen-Field-ANGB.726810_AMY_2024EPW | 46 | 70.0971 | 16.9903 | 2166.077 | 464.4761 | 0 | 151.2891 | 0.22067 | 443.3208 | 443.3208 | 0.61667 | 0.99576 | 1.0123 | 0.99627 | 1.0011
04/25 06:00:00 | 4 | 25 | 6 | (VS)USA_ID_Boise-AP-Gowen-Field-ANGB.726810_AMY_2024EPW | 45 | 70.1323 | 18.5976 | 1972.7896 | 457.2102 | 0 | 157.5815 | 0.21209 | 560.9591 | 560.9591 | 0.7 | 0.96501 | 0.98098 | 0.97552 | 0.98044
04/25 07:00:00 | 4 | 25 | 7 | (VS)USA_ID_Boise-AP-Gowen-Field-ANGB.726810_AMY_2024EPW | 46 | 70.1286 | 19.1509 | 2157.0151 | 490.9061 | 0 | 151.8567 | 0.24072 | 550.8398 | 550.8398 | 0.7 | 0.97439 | 0.98098 | 0.98185 | 0.98671
04/25 08:00:00 | 4 | 25 | 8 | (VS)USA_ID_Boise-AP-Gowen-Field-ANGB.726810_AMY_2024EPW | 47 | 70.0989 | 20.6695 | 2767.5513 | 581.9448 | 0 | 136.145 | 0.31927 | 524.2992 | 524.2992 | 0.7 | 1.0027 | 0.98659 | 1.0009 | 1.0057
04/25 09:00:00 | 4 | 25 | 9 | (VS)USA_ID_Boise-AP-Gowen-Field-ANGB.726810_AMY_2024EPW | 48 | 70.0864 | 21.0886 | 2992.5074 | 607.6708 | 0 | 131.8086 | 0.34096 | 497.6397 | 497.6397 | 0.7 | 1.03 | 1.0184 | 1.0195 | 1.0242
04/25 10:00:00 | 4 | 25 | 10 | (VS)USA_ID_Boise-AP-Gowen-Field-ANGB.726810_AMY_2024EPW | 52 | 70.0943 | 20.3978 | 2865.1968 | 570.9244 | 0 | 23.6242 | 0.30522 | 448.0464 | 448.0464 | 0.66667 | 1.0831 | 1.0277 | 1.0556 | 1.0602
04/25 11:00:00 | 4 | 25 | 11 | (VS)USA_ID_Boise-AP-Gowen-Field-ANGB.726810_AMY_2024EPW | 56 | 70.0595 | 17.4898 | 2726.0925 | 516.9378 | 0 | 0 | 0.27978 | 308.7875 | 308.7875 | 0.58333 | 1.1586 | 1.1221 | 1.1073 | 1.112
04/25 12:00:00 | 4 | 25 | 12 | (VS)USA_ID_Boise-AP-Gowen-Field-ANGB.726810_AMY_2024EPW | 57 | 70.1443 | 18.0047 | 2118.2159 | 440.2964 | 0 | 0 | 0.18142 | 338.3821 | 338.3821 | 0.7 | 1.1975 | 1.1444 | 1.1341 | 1.1389
04/25 13:00:00 | 4 | 25 | 13 | (VS)USA_ID_Boise-AP-Gowen-Field-ANGB.726810_AMY_2024EPW | 60 | 70.0939 | 15.7637 | 2121.2472 | 423.7794 | 0 | 0 | 0.19049 | 251.4187 | 251.4187 | 0.56667 | 1.2325 | 1.1766 | 1.1582 | 1.1632
04/25 14:00:00 | 4 | 25 | 14 | (VS)USA_ID_Boise-AP-Gowen-Field-ANGB.726810_AMY_2024EPW | 62 | 70.1082 | 16.0628 | 2299.2795 | 455.9368 | 0 | 0 | 0.20596 | 213.8573 | 213.8573 | 0.58333 | 1.2803 | 1.2187 | 1.1913 | 1.1966
04/25 15:00:00 | 4 | 25 | 15 | (VS)USA_ID_Boise-AP-Gowen-Field-ANGB.726810_AMY_2024EPW | 64 | 70.1184 | 11.9923 | 1515.7034 | 311.2082 | 0 | 0 | 0.12039 | 149.8217 | 149.8217 | 0.48333 | 1.3172 | 1.2474 | 1.2169 | 1.2225
04/25 16:00:00 | 4 | 25 | 16 | (VS)USA_ID_Boise-AP-Gowen-Field-ANGB.726810_AMY_2024EPW | 67 | 70.158 | 8.6009 | 1013.0184 | 208.733 | 0 | 0 | 0.069945 | 92.0806 | 92.0806 | 0.26667 | 1.3607 | 1.2812 | 1.2471 | 1.2532
04/25 17:00:00 | 4 | 25 | 17 | (VS)USA_ID_Boise-AP-Gowen-Field-ANGB.726810_AMY_2024EPW | 68 | 70.0829 | 5.7492 | 693.5709 | 143.159 | 0 | 0 | 0.04742 | 49.6931 | 49.6931 | 0.2 | 1.3942 | 1.3085 | 1.2706 | 1.277
04/25 18:00:00 | 4 | 25 | 18 | (VS)USA_ID_Boise-AP-Gowen-Field-ANGB.726810_AMY_2024EPW | 68 | 70.3368 | 0 | 0 | 0 | 0 | 0 | 0 | 0 | 0 | 0 | 1.3963 | 1.3109 | 1.272 | 1.2784
04/25 19:00:00 | 4 | 25 | 19 | (VS)USA_ID_Boise-AP-Gowen-Field-ANGB.726810_AMY_2024EPW | 68 | 70.4976 | 5.4769 | 0 | 0 | 0 | 0 | 0 | 0 | 0 | 0.13333 | 1.3963 | 1.3109 | 1.272 | 1.2784
04/25 20:00:00 | 4 | 25 | 20 | (VS)USA_ID_Boise-AP-Gowen-Field-ANGB.726810_AMY_2024EPW | 66 | 70.6095 | 24.4111 | 0 | 0 | 0 | 0 | 0 | 0 | 0 | 0.73333 | 1.3963 | 1.3109 | 1.272 | 1.2784
04/25 21:00:00 | 4 | 25 | 21 | (VS)USA_ID_Boise-AP-Gowen-Field-ANGB.726810_AMY_2024EPW | 62 | 70.2638 | 2.7385 | 268.7872 | 57.0242 | 0 | 0 | 0.016667 | 49.7597 | 49.7597 | 0.066667 | 1.3654 | 1.2907 | 1.2542 | 1.2605
04/25 22:00:00 | 4 | 25 | 22 | (VS)USA_ID_Boise-AP-Gowen-Field-ANGB.726810_AMY_2024EPW | 58 | 70.1587 | 5.884 | 672.1437 | 139.9811 | 0 | 0 | 0.054394 | 106.7068 | 106.7068 | 0.2 | 1.224 | 1.1759 | 1.1521 | 1.1572
04/25 23:00:00 | 4 | 25 | 23 | (VS)USA_ID_Boise-AP-Gowen-Field-ANGB.726810_AMY_2024EPW | 56 | 70.1584 | 5.8209 | 632.421 | 134.1254 | 0 | 0 | 0.051126 | 119.2067 | 119.2067 | 0.2 | 1.1901 | 1.1502 | 1.1288 | 1.1338
04/25 24:00:00 | 4 | 25 | 24 | (VS)USA_ID_Boise-AP-Gowen-Field-ANGB.726810_AMY_2024EPW | 54 | 70.1111 | 9.0032 | 1024.2524 | 215.5412 | 0 | 0 | 0.090757 | 197.1565 | 197.1565 | 0.3 | 1.1489 | 1.1181 | 1.1005 | 1.1053
04/26 01:00:00 | 4 | 26 | 1 | (VS)USA_ID_Boise-AP-Gowen-Field-ANGB.726810_AMY_2024EPW | 52 | 70.1513 | 9.1807 | 1065.7334 | 224.2389 | 0 | 0 | 0.099938 | 214.79 | 214.79 | 0.3 | 1.1116 | 1.0899 | 1.0749 | 1.0798
04/26 02:00:00 | 4 | 26 | 2 | (VS)USA_ID_Boise-AP-Gowen-Field-ANGB.726810_AMY_2024EPW | 51 | 70.1397 | 12.0573 | 1315.8346 | 286.3428 | 0 | 0 | 0.12375 | 305.9512 | 305.9512 | 0.4 | 1.0717 | 1.0593 | 1.0477 | 1.0525
04/26 03:00:00 | 4 | 26 | 3 | (VS)USA_ID_Boise-AP-Gowen-Field-ANGB.726810_AMY_2024EPW | 50 | 70.132 | 12.0736 | 1322.3972 | 286.9454 | 0 | 0 | 0.1246 | 311.4334 | 311.4334 | 0.4 | 1.06 | 1.0498 | 1.0397 | 1.0445
04/26 04:00:00 | 4 | 26 | 4 | (VS)USA_ID_Boise-AP-Gowen-Field-ANGB.726810_AMY_2024EPW | 49 | 70.1102 | 16.1962 | 2003.998 | 423.8019 | 0 | 157.4275 | 0.21286 | 402.4259 | 402.4259 | 0.58333 | 1.0423 | 1.0496 | 1.0278 | 1.0326
04/26 05:00:00 | 4 | 26 | 5 | (VS)USA_ID_Boise-AP-Gowen-Field-ANGB.726810_AMY_2024EPW | 48 | 70.125 | 19.209 | 2269.7351 | 490.9216 | 0 | 152.4917 | 0.21084 | 501.4464 | 501.4464 | 0.7 | 1.0223 | 1.0368 | 1.0143 | 1.019
04/26 06:00:00 | 4 | 26 | 6 | (VS)USA_ID_Boise-AP-Gowen-Field-ANGB.726810_AMY_2024EPW | 47 | 70.1306 | 18.8555 | 2126.9932 | 473.2678 | 0 | 154.9125 | 0.22544 | 510.1988 | 510.1988 | 0.7 | 1.0127 | 1.024 | 1.0077 | 1.0125
04/26 07:00:00 | 4 | 26 | 7 | (VS)USA_ID_Boise-AP-Gowen-Field-ANGB.726810_AMY_2024EPW | 46 | 70.0981 | 20.5557 | 2697.1233 | 574.8338 | 0 | 137.3225 | 0.31339 | 525.8749 | 525.8749 | 0.7 | 0.99417 | 1.0163 | 0.99517 | 1
04/26 08:00:00 | 4 | 26 | 8 | (VS)USA_ID_Boise-AP-Gowen-Field-ANGB.726810_AMY_2024EPW | 46 | 70.062 | 23.0632 | 3340.7493 | 687.1063 | 0 | 123.4572 | 0.30411 | 532.9447 | 532.9447 | 0.83333 | 0.98549 | 0.99478 | 0.9893 | 0.99418
04/26 09:00:00 | 4 | 26 | 9 | (VS)USA_ID_Boise-AP-Gowen-Field-ANGB.726810_AMY_2024EPW | 48 | 70.0805 | 21.4872 | 2897.2331 | 596.9418 | 0 | 131.5883 | 0.25369 | 499.1493 | 499.1493 | 0.8 | 1.0206 | 1.0197 | 1.0131 | 1.0179
04/26 10:00:00 | 4 | 26 | 10 | (VS)USA_ID_Boise-AP-Gowen-Field-ANGB.726810_AMY_2024EPW | 52 | 70.0996 | 18.8098 | 2304.3334 | 475.8317 | 0 | 0 | 0.22307 | 429.0837 | 429.0837 | 0.7 | 1.0949 | 1.0743 | 1.0636 | 1.0683
04/26 11:00:00 | 4 | 26 | 11 | (VS)USA_ID_Boise-AP-Gowen-Field-ANGB.726810_AMY_2024EPW | 55 | 70.0832 | 19.8777 | 2794.5377 | 543.1005 | 0 | 0 | 0.24542 | 384.2654 | 384.2654 | 0.73333 | 1.143 | 1.1124 | 1.0965 | 1.1013
04/26 12:00:00 | 4 | 26 | 12 | (VS)USA_ID_Boise-AP-Gowen-Field-ANGB.726810_AMY_2024EPW | 57 | 70.0778 | 20.1944 | 2968.9517 | 570.0078 | 0 | 0 | 0.26151 | 344.4572 | 344.4572 | 0.7 | 1.1787 | 1.1368 | 1.121 | 1.1259
04/26 13:00:00 | 4 | 26 | 13 | (VS)USA_ID_Boise-AP-Gowen-Field-ANGB.726810_AMY_2024EPW | 58 | 70.0912 | 16.4873 | 2375.11 | 466.7437 | 0 | 0 | 0.22792 | 259.2675 | 259.2675 | 0.58333 | 1.2162 | 1.1689 | 1.1469 | 1.1519
04/26 14:00:00 | 4 | 26 | 14 | (VS)USA_ID_Boise-AP-Gowen-Field-ANGB.726810_AMY_2024EPW | 61 | 70.1113 | 15.9094 | 2204.252 | 438.8709 | 0 | 0 | 0.19803 | 227.4674 | 227.4674 | 0.58333 | 1.254 | 1.1975 | 1.173 | 1.1782
04/26 15:00:00 | 4 | 26 | 15 | (VS)USA_ID_Boise-AP-Gowen-Field-ANGB.726810_AMY_2024EPW | 63 | 70.0994 | 15.3839 | 2044.2255 | 413.9368 | 0 | 0 | 0.17084 | 189.6111 | 189.6111 | 0.56667 | 1.3008 | 1.2345 | 1.2055 | 1.211
04/26 16:00:00 | 4 | 26 | 16 | (VS)USA_ID_Boise-AP-Gowen-Field-ANGB.726810_AMY_2024EPW | 65 | 70.1502 | 8.9526 | 1136.4032 | 232.0681 | 0 | 0 | 0.088135 | 101.215 | 101.215 | 0.3 | 1.3289 | 1.2566 | 1.2249 | 1.2307
04/26 17:00:00 | 4 | 26 | 17 | (VS)USA_ID_Boise-AP-Gowen-Field-ANGB.726810_AMY_2024EPW | 64 | 70.1097 | 8.821 | 1080.8518 | 221.9074 | 0 | 0 | 0.081331 | 103.1765 | 103.1765 | 0.3 | 1.3317 | 1.2596 | 1.2269 | 1.2327
04/26 18:00:00 | 4 | 26 | 18 | (VS)USA_ID_Boise-AP-Gowen-Field-ANGB.726810_AMY_2024EPW | 65 | 70.1694 | 2.9093 | 347.3663 | 71.5927 | 0 | 0 | 0.025504 | 34.3655 | 34.3655 | 0.1 | 1.3271 | 1.2557 | 1.2236 | 1.2294
04/26 19:00:00 | 4 | 26 | 19 | (VS)USA_ID_Boise-AP-Gowen-Field-ANGB.726810_AMY_2024EPW | 64 | 69.9447 | 0 | 0 | 0 | 0 | 0 | 0 | 0 | 0 | 0 | 1.3308 | 1.2591 | 1.2263 | 1.2321
04/26 20:00:00 | 4 | 26 | 20 | (VS)USA_ID_Boise-AP-Gowen-Field-ANGB.726810_AMY_2024EPW | 63 | 70.2272 | 8.7428 | 278.5497 | 58.0131 | 0 | 0 | 0.016667 | 39.4699 | 39.4699 | 0.23333 | 1.326 | 1.2562 | 1.2238 | 1.2296
04/26 21:00:00 | 4 | 26 | 21 | (VS)USA_ID_Boise-AP-Gowen-Field-ANGB.726810_AMY_2024EPW | 61 | 70.1121 | 9.0406 | 1118.3043 | 227.869 | 0 | 0 | 0.092691 | 141.9765 | 141.9765 | 0.3 | 1.2732 | 1.2152 | 1.1862 | 1.1916
04/26 22:00:00 | 4 | 26 | 22 | (VS)USA_ID_Boise-AP-Gowen-Field-ANGB.726810_AMY_2024EPW | 58 | 70.1445 | 9.0393 | 1085.1422 | 222.8233 | 0 | 0 | 0.092621 | 165.6794 | 165.6794 | 0.3 | 1.2127 | 1.1671 | 1.1444 | 1.1494
04/26 23:00:00 | 4 | 26 | 23 | (VS)USA_ID_Boise-AP-Gowen-Field-ANGB.726810_AMY_2024EPW | 56 | 70.1543 | 11.9025 | 1358.6672 | 284.0387 | 0 | 0 | 0.11574 | 242.2172 | 242.2172 | 0.4 | 1.1754 | 1.1384 | 1.1186 | 1.1236
04/26 24:00:00 | 4 | 26 | 24 | (VS)USA_ID_Boise-AP-Gowen-Field-ANGB.726810_AMY_2024EPW | 53 | 70.1355 | 11.9777 | 1335.1933 | 284.5422 | 0 | 0 | 0.11963 | 272.7013 | 272.7013 | 0.43333 | 1.1292 | 1.1036 | 1.0869 | 1.0918
04/27 01:00:00 | 4 | 27 | 1 | (VS)USA_ID_Boise-AP-Gowen-Field-ANGB.726810_AMY_2024EPW | 52 | 70.1441 | 14.7153 | 1548.5718 | 337.6067 | 0 | 0 | 0.13625 | 370.0323 | 370.0323 | 0.51667 | 1.0894 | 1.074 | 1.0598 | 1.0646
04/27 02:00:00 | 4 | 27 | 2 | (VS)USA_ID_Boise-AP-Gowen-Field-ANGB.726810_AMY_2024EPW | 50 | 70.1121 | 19.007 | 2276.6951 | 483.277 | 0 | 74.2381 | 0.23327 | 474.0564 | 474.0564 | 0.7 | 1.0613 | 1.0721 | 1.0407 | 1.0455
04/27 03:00:00 | 4 | 27 | 3 | (VS)USA_ID_Boise-AP-Gowen-Field-ANGB.726810_AMY_2024EPW | 48 | 70.136 | 18.7233 | 2092.4158 | 464.5435 | 0 | 156.2808 | 0.2186 | 511.5666 | 511.5666 | 0.7 | 1.0224 | 1.0721 | 1.0143 | 1.0191
04/27 04:00:00 | 4 | 27 | 4 | (VS)USA_ID_Boise-AP-Gowen-Field-ANGB.726810_AMY_2024EPW | 46 | 70.0956 | 17.8711 | 2463.5431 | 516.8441 | 0 | 141.9582 | 0.26638 | 442.8991 | 442.8991 | 0.65 | 0.99499 | 1.0462 | 0.99571 | 1.0006
04/27 05:00:00 | 4 | 27 | 5 | (VS)USA_ID_Boise-AP-Gowen-Field-ANGB.726810_AMY_2024EPW | 45 | 70.0811 | 20.5593 | 2553.764 | 551.3717 | 0 | 144.5461 | 0.2433 | 546.3764 | 546.3764 | 0.73333 | 0.97646 | 0.98808 | 0.9832 | 0.98816
04/27 06:00:00 | 4 | 27 | 6 | (VS)USA_ID_Boise-AP-Gowen-Field-ANGB.726810_AMY_2024EPW | 44 | 70.0843 | 20.0849 | 2415.0575 | 533.8084 | 0 | 146.1208 | 0.23738 | 564.004 | 564.004 | 0.78333 | 0.95775 | 0.9744 | 0.97058 | 0.97562
04/27 07:00:00 | 4 | 27 | 7 | (VS)USA_ID_Boise-AP-Gowen-Field-ANGB.726810_AMY_2024EPW | 44 | 70.0916 | 24.7243 | 3107.8109 | 686.5239 | 0 | 128.1074 | 0.29842 | 667.1068 | 667.1068 | 0.91667 | 0.94898 | 0.96742 | 0.96471 | 0.96979
04/27 08:00:00 | 4 | 27 | 8 | (VS)USA_ID_Boise-AP-Gowen-Field-ANGB.726810_AMY_2024EPW | 45 | 70.1008 | 28.5058 | 3679.3367 | 796.2123 | 0 | 116.3976 | 0.33677 | 738.6967 | 738.6967 | 1.0333 | 0.96711 | 0.97984 | 0.97694 | 0.98194
04/27 09:00:00 | 4 | 27 | 9 | (VS)USA_ID_Boise-AP-Gowen-Field-ANGB.726810_AMY_2024EPW | 48 | 70.0891 | 24.3409 | 3285.6841 | 685.6941 | 0 | 125.2512 | 0.26891 | 596.9185 | 596.9185 | 0.96667 | 1.0125 | 1.0132 | 1.0076 | 1.0124
04/27 10:00:00 | 4 | 27 | 10 | (VS)USA_ID_Boise-AP-Gowen-Field-ANGB.726810_AMY_2024EPW | 51 | 70.1096 | 26.6231 | 3589.8731 | 723.5611 | 0 | 29.8488 | 0.34414 | 599.6712 | 599.6712 | 0.93333 | 1.0779 | 1.0615 | 1.052 | 1.0568
04/27 11:00:00 | 4 | 27 | 11 | (VS)USA_ID_Boise-AP-Gowen-Field-ANGB.726810_AMY_2024EPW | 55 | 70.0926 | 19.2511 | 2553.0008 | 509.621 | 0 | 0 | 0.2459 | 380.0323 | 380.0323 | 0.7 | 1.1523 | 1.1183 | 1.1028 | 1.1077
04/27 12:00:00 | 4 | 27 | 12 | (VS)USA_ID_Boise-AP-Gowen-Field-ANGB.726810_AMY_2024EPW | 58 | 70.0916 | 20.8108 | 2916.2984 | 569.2615 | 0 | 0 | 0.22111 | 323.2442 | 323.2442 | 0.76667 | 1.2078 | 1.159 | 1.1413 | 1.1461
04/27 13:00:00 | 4 | 27 | 13 | (VS)USA_ID_Boise-AP-Gowen-Field-ANGB.726810_AMY_2024EPW | 60 | 70.0945 | 19.6168 | 2817.9605 | 545.9792 | 0 | 0 | 0.23088 | 285.6029 | 285.6029 | 0.66667 | 1.2444 | 1.1907 | 1.1664 | 1.1715
04/27 14:00:00 | 4 | 27 | 14 | (VS)USA_ID_Boise-AP-Gowen-Field-ANGB.726810_AMY_2024EPW | 62 | 70.1095 | 15.7543 | 2169.2465 | 434.9676 | 0 | 0 | 0.19 | 208.8495 | 208.8495 | 0.58333 | 1.2811 | 1.2191 | 1.1918 | 1.1972
04/27 15:00:00 | 4 | 27 | 15 | (VS)USA_ID_Boise-AP-Gowen-Field-ANGB.726810_AMY_2024EPW | 64 | 70.1333 | 11.5899 | 1364.7823 | 280.9622 | 0 | 0 | 0.099571 | 142.8503 | 142.8503 | 0.41667 | 1.3177 | 1.2474 | 1.2171 | 1.2228
04/27 16:00:00 | 4 | 27 | 16 | (VS)USA_ID_Boise-AP-Gowen-Field-ANGB.726810_AMY_2024EPW | 65 | 70.1627 | 5.7201 | 658.9954 | 136.1577 | 0 | 0 | 0.045916 | 66.2725 | 66.2725 | 0.2 | 1.3387 | 1.2648 | 1.2317 | 1.2376
04/27 17:00:00 | 4 | 27 | 17 | (VS)USA_ID_Boise-AP-Gowen-Field-ANGB.726810_AMY_2024EPW | 64 | 70.0109 | 0 | 0 | 0 | 0 | 0 | 0 | 0 | 0 | 0 | 1.3393 | 1.2656 | 1.2321 | 1.238
04/27 18:00:00 | 4 | 27 | 18 | (VS)USA_ID_Boise-AP-Gowen-Field-ANGB.726810_AMY_2024EPW | 65 | 69.8746 | 0 | 0 | 0 | 0 | 0 | 0 | 0 | 0 | 0 | 1.3393 | 1.2656 | 1.2321 | 1.238
04/27 19:00:00 | 4 | 27 | 19 | (VS)USA_ID_Boise-AP-Gowen-Field-ANGB.726810_AMY_2024EPW | 64 | 70.0803 | 0 | 0 | 0 | 0 | 0 | 0 | 0 | 0 | 0 | 1.3393 | 1.2656 | 1.2321 | 1.238
04/27 20:00:00 | 4 | 27 | 20 | (VS)USA_ID_Boise-AP-Gowen-Field-ANGB.726810_AMY_2024EPW | 63 | 70.1451 | 0 | 0 | 0 | 0 | 0 | 0 | 0 | 0 | 0 | 1.3393 | 1.2656 | 1.2321 | 1.238
04/27 21:00:00 | 4 | 27 | 21 | (VS)USA_ID_Boise-AP-Gowen-Field-ANGB.726810_AMY_2024EPW | 62 | 70.2114 | 2.87 | 324.7626 | 67.4435 | 0 | 0 | 0.023469 | 40.0277 | 40.0277 | 0.1 | 1.2999 | 1.2358 | 1.2048 | 1.2103
04/27 22:00:00 | 4 | 27 | 22 | (VS)USA_ID_Boise-AP-Gowen-Field-ANGB.726810_AMY_2024EPW | 60 | 70.0967 | 2.8858 | 320.4289 | 67.0364 | 0 | 0 | 0.024291 | 48.5909 | 48.5909 | 0.1 | 1.2697 | 1.2124 | 1.1838 | 1.1892
04/27 23:00:00 | 4 | 27 | 23 | (VS)USA_ID_Boise-AP-Gowen-Field-ANGB.726810_AMY_2024EPW | 58 | 70.1369 | 5.887 | 671.7124 | 139.9945 | 0 | 0 | 0.054547 | 106.8832 | 106.8832 | 0.2 | 1.2165 | 1.1704 | 1.147 | 1.1521
04/27 24:00:00 | 4 | 27 | 24 | (VS)USA_ID_Boise-AP-Gowen-Field-ANGB.726810_AMY_2024EPW | 56 | 70.1427 | 8.9827 | 1036.2487 | 216.5331 | 0 | 0 | 0.089694 | 180.0388 | 180.0388 | 0.3 | 1.1775 | 1.1404 | 1.1201 | 1.125
04/28 01:00:00 | 4 | 28 | 1 | (VS)USA_ID_Boise-AP-Gowen-Field-ANGB.726810_AMY_2024EPW | 54 | 70.124 | 9.342 | 1150.6276 | 236.288 | 0 | 0 | 0.10828 | 194.2119 | 194.2119 | 0.33333 | 1.1462 | 1.1157 | 1.0986 | 1.1035
04/28 02:00:00 | 4 | 28 | 2 | (VS)USA_ID_Boise-AP-Gowen-Field-ANGB.726810_AMY_2024EPW | 53 | 70.1399 | 14.851 | 1611.0968 | 347.8058 | 0 | 0 | 0.14328 | 344.109 | 344.109 | 0.58333 | 1.1168 | 1.0974 | 1.0786 | 1.0834
04/28 03:00:00 | 4 | 28 | 3 | (VS)USA_ID_Boise-AP-Gowen-Field-ANGB.726810_AMY_2024EPW | 50 | 70.1229 | 18.9863 | 2293.5713 | 482.7303 | 0 | 56.2797 | 0.2322 | 459.837 | 459.837 | 0.66667 | 1.0703 | 1.0941 | 1.0469 | 1.0517
04/28 04:00:00 | 4 | 28 | 4 | (VS)USA_ID_Boise-AP-Gowen-Field-ANGB.726810_AMY_2024EPW | 47 | 70.1138 | 16.6758 | 2098.1073 | 451.021 | 0 | 152.4654 | 0.23767 | 425.8203 | 425.8203 | 0.61667 | 1.0147 | 1.0941 | 1.009 | 1.0139
04/28 05:00:00 | 4 | 28 | 5 | (VS)USA_ID_Boise-AP-Gowen-Field-ANGB.726810_AMY_2024EPW | 46 | 70.107 | 20.0888 | 2524.3396 | 545.8936 | 0 | 142.1525 | 0.28924 | 533.7535 | 533.7535 | 0.7 | 0.98599 | 0.99682 | 0.98963 | 0.99457
04/28 06:00:00 | 4 | 28 | 6 | (VS)USA_ID_Boise-AP-Gowen-Field-ANGB.726810_AMY_2024EPW | 45 | 70.1222 | 19.7393 | 2343.2213 | 519.5697 | 0 | 147.9369 | 0.20521 | 547.0966 | 547.0966 | 0.73333 | 0.96788 | 0.98699 | 0.97744 | 0.98237
04/28 07:00:00 | 4 | 28 | 7 | (VS)USA_ID_Boise-AP-Gowen-Field-ANGB.726810_AMY_2024EPW | 43 | 70.1334 | 18.866 | 1997.0594 | 474.4071 | 0 | 154.8041 | 0.22598 | 580.452 | 580.452 | 0.7 | 0.93038 | 0.97573 | 0.9522 | 0.95726
04/28 08:00:00 | 4 | 28 | 8 | (VS)USA_ID_Boise-AP-Gowen-Field-ANGB.726810_AMY_2024EPW | 42 | 70.0994 | 20.9003 | 2630.2713 | 600.3695 | 0 | 133.7574 | 0.33121 | 595.8215 | 595.8215 | 0.7 | 0.9112 | 0.94256 | 0.93929 | 0.94447
04/28 09:00:00 | 4 | 28 | 9 | (VS)USA_ID_Boise-AP-Gowen-Field-ANGB.726810_AMY_2024EPW | 46 | 70.1109 | 20.1048 | 2504.7988 | 549.7956 | 0 | 135.3211 | 0.29006 | 526.5053 | 526.5053 | 0.7 | 0.98191 | 0.94949 | 0.98696 | 0.99184
04/28 10:00:00 | 4 | 28 | 10 | (VS)USA_ID_Boise-AP-Gowen-Field-ANGB.726810_AMY_2024EPW | 52 | 70.0994 | 19.1673 | 2405.1172 | 497.2486 | 0 | 0 | 0.24156 | 431.8743 | 431.8743 | 0.68333 | 1.0857 | 1.0015 | 1.0574 | 1.062
04/28 11:00:00 | 4 | 28 | 11 | (VS)USA_ID_Boise-AP-Gowen-Field-ANGB.726810_AMY_2024EPW | 55 | 70.1148 | 16.248 | 2184.9129 | 437.0036 | 0 | 0 | 0.21555 | 316.7546 | 316.7546 | 0.58333 | 1.1411 | 1.1072 | 1.0953 | 1.1
04/28 12:00:00 | 4 | 28 | 12 | (VS)USA_ID_Boise-AP-Gowen-Field-ANGB.726810_AMY_2024EPW | 56 | 70.0789 | 16.7595 | 2451.4507 | 475.0583 | 0 | 0 | 0.24201 | 288.5871 | 288.5871 | 0.58333 | 1.1788 | 1.1392 | 1.1211 | 1.126
04/28 13:00:00 | 4 | 28 | 13 | (VS)USA_ID_Boise-AP-Gowen-Field-ANGB.726810_AMY_2024EPW | 57 | 70.1165 | 15.9779 | 2141.0779 | 429.0703 | 0 | 0 | 0.20157 | 274.1374 | 274.1374 | 0.58333 | 1.1974 | 1.1548 | 1.1339 | 1.1388
04/28 14:00:00 | 4 | 28 | 14 | (VS)USA_ID_Boise-AP-Gowen-Field-ANGB.726810_AMY_2024EPW | 59 | 70.1134 | 14.9895 | 1800.0888 | 369.8376 | 0 | 0 | 0.15044 | 251.1771 | 251.1771 | 0.56667 | 1.2248 | 1.1756 | 1.1529 | 1.1579
04/28 15:00:00 | 4 | 28 | 15 | (VS)USA_ID_Boise-AP-Gowen-Field-ANGB.726810_AMY_2024EPW | 61 | 70.1567 | 8.9323 | 1085.2438 | 222.1387 | 0 | 0 | 0.087087 | 131.9852 | 131.9852 | 0.3 | 1.2636 | 1.2051 | 1.1795 | 1.1849
04/28 16:00:00 | 4 | 28 | 16 | (VS)USA_ID_Boise-AP-Gowen-Field-ANGB.726810_AMY_2024EPW | 62 | 70.1414 | 5.888 | 703.2067 | 144.6861 | 0 | 0 | 0.054598 | 83.0279 | 83.0279 | 0.2 | 1.2843 | 1.222 | 1.1939 | 1.1993
04/28 17:00:00 | 4 | 28 | 17 | (VS)USA_ID_Boise-AP-Gowen-Field-ANGB.726810_AMY_2024EPW | 63 | 69.9051 | 0 | 0 | 0 | 0 | 0 | 0 | 0 | 0 | 0 | 1.2851 | 1.2229 | 1.1944 | 1.1999
04/28 18:00:00 | 4 | 28 | 18 | (VS)USA_ID_Boise-AP-Gowen-Field-ANGB.726810_AMY_2024EPW | 62 | 70.0783 | 0 | 0 | 0 | 0 | 0 | 0 | 0 | 0 | 0 | 1.2851 | 1.2229 | 1.1944 | 1.1999
04/28 19:00:00 | 4 | 28 | 19 | (VS)USA_ID_Boise-AP-Gowen-Field-ANGB.726810_AMY_2024EPW | 62 | 70.4102 | 0 | 0 | 0 | 0 | 0 | 0 | 0 | 0 | 0 | 1.2851 | 1.2229 | 1.1944 | 1.1999
04/28 20:00:00 | 4 | 28 | 20 | (VS)USA_ID_Boise-AP-Gowen-Field-ANGB.726810_AMY_2024EPW | 62 | 70.5655 | 0 | 0 | 0 | 0 | 0 | 0 | 0 | 0 | 0 | 1.2851 | 1.2229 | 1.1944 | 1.1999
04/28 21:00:00 | 4 | 28 | 21 | (VS)USA_ID_Boise-AP-Gowen-Field-ANGB.726810_AMY_2024EPW | 61 | 70.1691 | 0 | 0 | 0 | 0 | 0 | 0 | 0 | 0 | 0 | 1.2851 | 1.2229 | 1.1944 | 1.1999
04/28 22:00:00 | 4 | 28 | 22 | (VS)USA_ID_Boise-AP-Gowen-Field-ANGB.726810_AMY_2024EPW | 58 | 70.0033 | 2.906 | 313.3462 | 66.7333 | 0 | 0 | 0.025331 | 59.7453 | 59.7453 | 0.1 | 1.274 | 1.2171 | 1.1868 | 1.1922
04/28 23:00:00 | 4 | 28 | 23 | (VS)USA_ID_Boise-AP-Gowen-Field-ANGB.726810_AMY_2024EPW | 54 | 70.1925 | 5.8189 | 605.0976 | 131.7119 | 0 | 0 | 0.051026 | 138.9465 | 138.9465 | 0.2 | 1.1483 | 1.1188 | 1.1001 | 1.1049
04/28 24:00:00 | 4 | 28 | 24 | (VS)USA_ID_Boise-AP-Gowen-Field-ANGB.726810_AMY_2024EPW | 52 | 70.1696 | 8.8542 | 933.825 | 204.0471 | 0 | 0 | 0.083046 | 221.0202 | 221.0202 | 0.3 | 1.0906 | 1.0734 | 1.0606 | 1.0654
04/29 01:00:00 | 4 | 29 | 1 | (VS)USA_ID_Boise-AP-Gowen-Field-ANGB.726810_AMY_2024EPW | 51 | 70.1313 | 11.9777 | 1299.7135 | 282.1459 | 0 | 0 | 0.11963 | 298.0785 | 298.0785 | 0.4 | 1.0803 | 1.0651 | 1.0536 | 1.0583
04/29 02:00:00 | 4 | 29 | 2 | (VS)USA_ID_Boise-AP-Gowen-Field-ANGB.726810_AMY_2024EPW | 51 | 70.1143 | 12.9576 | 1636.1496 | 339.991 | 0 | 0 | 0.17032 | 304.8467 | 304.8467 | 0.45 | 1.0708 | 1.0603 | 1.0472 | 1.0519
04/29 03:00:00 | 4 | 29 | 3 | (VS)USA_ID_Boise-AP-Gowen-Field-ANGB.726810_AMY_2024EPW | 50 | 70.0873 | 16.9511 | 2309.4902 | 469.922 | 0 | 0 | 0.25191 | 386.7263 | 386.7263 | 0.58333 | 1.0592 | 1.053 | 1.0393 | 1.044
04/29 04:00:00 | 4 | 29 | 4 | (VS)USA_ID_Boise-AP-Gowen-Field-ANGB.726810_AMY_2024EPW | 50 | 70.1281 | 15.4516 | 1742.0253 | 380.7813 | 0 | 0 | 0.17435 | 385.8766 | 385.8766 | 0.58333 | 1.0587 | 1.0494 | 1.039 | 1.0437
04/29 05:00:00 | 4 | 29 | 5 | (VS)USA_ID_Boise-AP-Gowen-Field-ANGB.726810_AMY_2024EPW | 49 | 70.1079 | 16.3466 | 2039.1171 | 433.7416 | 0 | 155.8717 | 0.22064 | 396.9438 | 396.9438 | 0.58333 | 1.0415 | 1.0494 | 1.0273 | 1.032
04/29 06:00:00 | 4 | 29 | 6 | (VS)USA_ID_Boise-AP-Gowen-Field-ANGB.726810_AMY_2024EPW | 48 | 70.1338 | 18.6789 | 2120.9641 | 463.5608 | 0 | 156.7399 | 0.2163 | 496.4502 | 496.4502 | 0.66667 | 1.0216 | 1.0494 | 1.0138 | 1.0185
04/29 07:00:00 | 4 | 29 | 7 | (VS)USA_ID_Boise-AP-Gowen-Field-ANGB.726810_AMY_2024EPW | 47 | 70.1204 | 19.0333 | 2188.6698 | 480.524 | 0 | 154.4083 | 0.20173 | 507.7996 | 507.7996 | 0.73333 | 1.0121 | 1.0299 | 1.0074 | 1.0121
04/29 08:00:00 | 4 | 29 | 8 | (VS)USA_ID_Boise-AP-Gowen-Field-ANGB.726810_AMY_2024EPW | 47 | 70.1293 | 19.0754 | 2214.6721 | 487.0158 | 0 | 152.6384 | 0.23681 | 506.4396 | 506.4396 | 0.7 | 1.0113 | 1.0169 | 1.0068 | 1.0115
04/29 09:00:00 | 4 | 29 | 9 | (VS)USA_ID_Boise-AP-Gowen-Field-ANGB.726810_AMY_2024EPW | 49 | 70.089 | 20.2318 | 2673.1725 | 549.9159 | 0 | 136.377 | 0.26312 | 479.359 | 479.359 | 0.73333 | 1.0399 | 1.0338 | 1.0262 | 1.0309
04/29 10:00:00 | 4 | 29 | 10 | (VS)USA_ID_Boise-AP-Gowen-Field-ANGB.726810_AMY_2024EPW | 51 | 70.0843 | 19.8792 | 2638.2432 | 533.6192 | 0 | 0 | 0.22898 | 446.1366 | 446.1366 | 0.75 | 1.0769 | 1.0621 | 1.0513 | 1.0561
04/29 11:00:00 | 4 | 29 | 11 | (VS)USA_ID_Boise-AP-Gowen-Field-ANGB.726810_AMY_2024EPW | 52 | 70.068 | 20.4188 | 2920.3356 | 571.3645 | 0 | 0 | 0.24012 | 425.8315 | 425.8315 | 0.76667 | 1.0959 | 1.0775 | 1.0643 | 1.0689
04/29 12:00:00 | 4 | 29 | 12 | (VS)USA_ID_Boise-AP-Gowen-Field-ANGB.726810_AMY_2024EPW | 54 | 70.0915 | 20.0319 | 2837.2762 | 554.6239 | 0 | 0 | 0.28629 | 395.0698 | 395.0698 | 0.7 | 1.123 | 1.0928 | 1.0828 | 1.0876
04/29 13:00:00 | 4 | 29 | 13 | (VS)USA_ID_Boise-AP-Gowen-Field-ANGB.726810_AMY_2024EPW | 55 | 70.0861 | 17.019 | 2522.3616 | 485.9753 | 0 | 0 | 0.25543 | 308.8482 | 308.8482 | 0.58333 | 1.1531 | 1.1213 | 1.1034 | 1.1082
04/29 14:00:00 | 4 | 29 | 14 | (VS)USA_ID_Boise-AP-Gowen-Field-ANGB.726810_AMY_2024EPW | 56 | 70.091 | 16.3345 | 2242.4757 | 444.8186 | 0 | 0 | 0.22002 | 303.089 | 303.089 | 0.58333 | 1.161 | 1.1248 | 1.1089 | 1.1137
04/29 15:00:00 | 4 | 29 | 15 | (VS)USA_ID_Boise-AP-Gowen-Field-ANGB.726810_AMY_2024EPW | 56 | 70.1151 | 16.1028 | 2169.7279 | 433.0496 | 0 | 0 | 0.20803 | 289.3191 | 289.3191 | 0.58333 | 1.1796 | 1.1407 | 1.1216 | 1.1265
04/29 16:00:00 | 4 | 29 | 16 | (VS)USA_ID_Boise-AP-Gowen-Field-ANGB.726810_AMY_2024EPW | 58 | 70.1355 | 11.7786 | 1345.1657 | 279.722 | 0 | 0 | 0.10933 | 214.7152 | 214.7152 | 0.4 | 1.2076 | 1.1616 | 1.1408 | 1.1459
04/29 17:00:00 | 4 | 29 | 17 | (VS)USA_ID_Boise-AP-Gowen-Field-ANGB.726810_AMY_2024EPW | 56 | 70.1337 | 15.1214 | 1780.0035 | 369.4398 | 0 | 0 | 0.15726 | 300.3593 | 300.3593 | 0.53333 | 1.1775 | 1.1427 | 1.1201 | 1.1251
04/29 18:00:00 | 4 | 29 | 18 | (VS)USA_ID_Boise-AP-Gowen-Field-ANGB.726810_AMY_2024EPW | 54 | 70.1084 | 15.4668 | 1849.856 | 384.6025 | 0 | 0 | 0.17513 | 337.6556 | 337.6556 | 0.56667 | 1.1275 | 1.1097 | 1.0858 | 1.0908
04/29 19:00:00 | 4 | 29 | 19 | (VS)USA_ID_Boise-AP-Gowen-Field-ANGB.726810_AMY_2024EPW | 53 | 70.1175 | 5.9488 | 657.0045 | 139.4577 | 0 | 0 | 0.057743 | 134.8794 | 134.8794 | 0.2 | 1.1296 | 1.1029 | 1.0872 | 1.0922
04/29 20:00:00 | 4 | 29 | 20 | (VS)USA_ID_Boise-AP-Gowen-Field-ANGB.726810_AMY_2024EPW | 51 | 70.1734 | 11.4253 | 634.0404 | 137.8546 | 0 | 0 | 0.057723 | 151.8778 | 151.8778 | 0.33333 | 1.1034 | 1.0846 | 1.0705 | 1.0755
04/29 21:00:00 | 4 | 29 | 21 | (VS)USA_ID_Boise-AP-Gowen-Field-ANGB.726810_AMY_2024EPW | 49 | 70.0935 | 20.7536 | 2677.438 | 556.7389 | 0 | 142.9716 | 0.27511 | 485.464 | 485.464 | 0.7 | 1.0445 | 1.0463 | 1.0292 | 1.0342
04/29 22:00:00 | 4 | 29 | 22 | (VS)USA_ID_Boise-AP-Gowen-Field-ANGB.726810_AMY_2024EPW | 46 | 70.1136 | 16.3955 | 1986.3562 | 432.4825 | 0 | 155.3658 | 0.22317 | 450.1663 | 450.1663 | 0.58333 | 0.9899 | 1.009 | 0.99235 | 0.99737
04/29 23:00:00 | 4 | 29 | 23 | (VS)USA_ID_Boise-AP-Gowen-Field-ANGB.726810_AMY_2024EPW | 44 | 70.084 | 17.3136 | 2207.175 | 483.3005 | 0 | 147.7291 | 0.23754 | 473.4035 | 473.4035 | 0.61667 | 0.95004 | 0.98368 | 0.96538 | 0.97054
04/29 24:00:00 | 4 | 29 | 24 | (VS)USA_ID_Boise-AP-Gowen-Field-ANGB.726810_AMY_2024EPW | 43 | 70.0949 | 21.0511 | 2660.1089 | 590.7042 | 0 | 136.7874 | 0.24008 | 584.7441 | 584.7441 | 0.8 | 0.93196 | 0.95852 | 0.95323 | 0.95844
04/30 01:00:00 | 4 | 30 | 1 | (VS)USA_ID_Boise-AP-Gowen-Field-ANGB.726810_AMY_2024EPW | 40 | 70.0972 | 18.5002 | 1916.5529 | 477.8319 | 22.5054 | 145.0952 | 0.24512 | 651.5578 | 651.5578 | 0.68333 | 0.88514 | 0.92863 | 0.92189 | 0.92731
04/30 02:00:00 | 4 | 30 | 2 | (VS)USA_ID_Boise-AP-Gowen-Field-ANGB.726810_AMY_2024EPW | 39 | 70.1125 | 20.7933 | 1983.0487 | 527.2795 | 34.5661 | 134.6215 | 0.32689 | 890.9987 | 890.9987 | 0.7 | 0.85435 | 0.89755 | 0.90126 | 0.90686
04/30 03:00:00 | 4 | 30 | 3 | (VS)USA_ID_Boise-AP-Gowen-Field-ANGB.726810_AMY_2024EPW | 37 | 70.0795 | 35.5861 | 2994.6205 | 821.7624 | 44.1782 | 118.3413 | 0.26108 | 1203.3949 | 1203.3949 | 1.2167 | 0.82669 | 0.87876 | 0.88291 | 0.8887
04/30 04:00:00 | 4 | 30 | 4 | (VS)USA_ID_Boise-AP-Gowen-Field-ANGB.726810_AMY_2024EPW | 35 | 70.0693 | 38.1957 | 2910.4902 | 834.5609 | 41.9884 | 120.9036 | 0.34663 | 1078.7379 | 1078.7379 | 1.2 | 0.78862 | 0.85073 | 0.85766 | 0.86382
04/30 05:00:00 | 4 | 30 | 5 | (VS)USA_ID_Boise-AP-Gowen-Field-ANGB.726810_AMY_2024EPW | 34 | 70.1013 | 46.0523 | 3273.9753 | 982.5261 | 55.3665 | 102.8148 | 0.48567 | 2373.1778 | 2373.1778 | 1.4667 | 0.7614 | 0.83247 | 0.83954 | 0.84597
04/30 06:00:00 | 4 | 30 | 6 | (VS)USA_ID_Boise-AP-Gowen-Field-ANGB.726810_AMY_2024EPW | 33 | 70.078 | 44.8286 | 3438.5804 | 1049.0255 | 59.642 | 85.3287 | 0.57336 | 2245.106 | 2245.106 | 1.4333 | 0.74327 | 0.81705 | 0.82753 | 0.83418
04/30 07:00:00 | 4 | 30 | 7 | (VS)USA_ID_Boise-AP-Gowen-Field-ANGB.726810_AMY_2024EPW | 33 | 70.0903 | 52.4626 | 4283.2097 | 1293.1782 | 56.9603 | 56.5488 | 0.71726 | 2546.1279 | 2546.1279 | 1.5667 | 0.73316 | 0.81113 | 0.82086 | 0.82765
04/30 08:00:00 | 4 | 30 | 8 | (VS)USA_ID_Boise-AP-Gowen-Field-ANGB.726810_AMY_2024EPW | 34 | 70.0741 | 46.9977 | 4075.4263 | 1200.7606 | 35.3975 | 67.3043 | 0.55128 | 2153.3578 | 2153.3578 | 1.5667 | 0.75234 | 0.82252 | 0.83354 | 0.84012
04/30 09:00:00 | 4 | 30 | 9 | (VS)USA_ID_Boise-AP-Gowen-Field-ANGB.726810_AMY_2024EPW | 39 | 70.0862 | 48.1591 | 4313.0759 | 1157.133 | 18.2326 | 82.7224 | 0.54094 | 2061.8153 | 2061.8153 | 1.55 | 0.84673 | 0.88835 | 0.89624 | 0.9019
04/30 10:00:00 | 4 | 30 | 10 | (VS)USA_ID_Boise-AP-Gowen-Field-ANGB.726810_AMY_2024EPW | 44 | 70.1083 | 24.2486 | 2920.9491 | 657.3786 | 0 | 134.0415 | 0.2585 | 662.2657 | 662.2657 | 0.93333 | 0.93737 | 0.95737 | 0.95699 | 0.96198
04/30 11:00:00 | 4 | 30 | 11 | (VS)USA_ID_Boise-AP-Gowen-Field-ANGB.726810_AMY_2024EPW | 46 | 70.0839 | 25.5405 | 3184.955 | 692.9717 | 0 | 131.1937 | 0.26371 | 613.9368 | 613.9368 | 0.96667 | 0.98289 | 0.99173 | 0.9876 | 0.99243
04/30 12:00:00 | 4 | 30 | 12 | (VS)USA_ID_Boise-AP-Gowen-Field-ANGB.726810_AMY_2024EPW | 48 | 70.077 | 21.7809 | 3007.2957 | 616.8816 | 0 | 134.8086 | 0.25421 | 492.617 | 492.617 | 0.85 | 1.0197 | 1.0194 | 1.0125 | 1.0172
04/30 13:00:00 | 4 | 30 | 13 | (VS)USA_ID_Boise-AP-Gowen-Field-ANGB.726810_AMY_2024EPW | 50 | 70.0755 | 21.3343 | 2951.1678 | 593.0202 | 0 | 66.4822 | 0.27666 | 458.1782 | 458.1782 | 0.76667 | 1.0579 | 1.0481 | 1.0384 | 1.0431
04/30 14:00:00 | 4 | 30 | 14 | (VS)USA_ID_Boise-AP-Gowen-Field-ANGB.726810_AMY_2024EPW | 52 | 70.0902 | 23.8498 | 2963.4892 | 611.402 | 0 | 0 | 0.25906 | 490.6846 | 490.6846 | 0.81667 | 1.0969 | 1.0765 | 1.0651 | 1.0697
04/30 15:00:00 | 4 | 30 | 15 | (VS)USA_ID_Boise-AP-Gowen-Field-ANGB.726810_AMY_2024EPW | 54 | 70.0987 | 16.7151 | 2339.7099 | 462.1569 | 0 | 0 | 0.23971 | 330.3781 | 330.3781 | 0.58333 | 1.1245 | 1.0963 | 1.0838 | 1.0886
04/30 16:00:00 | 4 | 30 | 16 | (VS)USA_ID_Boise-AP-Gowen-Field-ANGB.726810_AMY_2024EPW | 55 | 70.1077 | 16.1585 | 2153.6101 | 431.2953 | 0 | 0 | 0.21091 | 311.6259 | 311.6259 | 0.58333 | 1.1512 | 1.117 | 1.1021 | 1.107
04/30 17:00:00 | 4 | 30 | 17 | (VS)USA_ID_Boise-AP-Gowen-Field-ANGB.726810_AMY_2024EPW | 55 | 70.1131 | 15.4069 | 1877.8084 | 385.968 | 0 | 0 | 0.17203 | 306.0508 | 306.0508 | 0.58333 | 1.1637 | 1.1292 | 1.1106 | 1.1156
04/30 18:00:00 | 4 | 30 | 18 | (VS)USA_ID_Boise-AP-Gowen-Field-ANGB.726810_AMY_2024EPW | 56 | 70.1241 | 12.3147 | 1504.9929 | 307.9469 | 0 | 0 | 0.13706 | 244.4096 | 244.4096 | 0.43333 | 1.1627 | 1.1278 | 1.1099 | 1.1149
04/30 19:00:00 | 4 | 30 | 19 | (VS)USA_ID_Boise-AP-Gowen-Field-ANGB.726810_AMY_2024EPW | 56 | 70.1348 | 12.1003 | 1431.1794 | 295.5684 | 0 | 0 | 0.12597 | 238.8573 | 238.8573 | 0.4 | 1.172 | 1.1349 | 1.1163 | 1.1213
04/30 20:00:00 | 4 | 30 | 20 | (VS)USA_ID_Boise-AP-Gowen-Field-ANGB.726810_AMY_2024EPW | 54 | 70.1743 | 14.2278 | 1412.1319 | 279.25 | 0 | 0 | 0.14682 | 199.9369 | 199.9369 | 0.5 | 1.1417 | 1.1136 | 1.0955 | 1.1005
04/30 21:00:00 | 4 | 30 | 21 | (VS)USA_ID_Boise-AP-Gowen-Field-ANGB.726810_AMY_2024EPW | 50 | 70.1125 | 19.632 | 2557.0422 | 520.0121 | 0 | 54.3203 | 0.26561 | 456.3664 | 456.3664 | 0.66667 | 1.0715 | 1.0884 | 1.0475 | 1.0525
04/30 22:00:00 | 4 | 30 | 22 | (VS)USA_ID_Boise-AP-Gowen-Field-ANGB.726810_AMY_2024EPW | 47 | 70.1016 | 16.6516 | 2118.983 | 448.4496 | 0 | 152.7157 | 0.23642 | 423.0651 | 423.0651 | 0.61667 | 1.0156 | 1.0884 | 1.0097 | 1.0146
04/30 23:00:00 | 4 | 30 | 23 | (VS)USA_ID_Boise-AP-Gowen-Field-ANGB.726810_AMY_2024EPW | 45 | 70.1221 | 19.878 | 2385.542 | 524.9415 | 0 | 146.672 | 0.24485 | 548.9286 | 548.9286 | 0.7 | 0.96929 | 1.0385 | 0.97836 | 0.98344
04/30 24:00:00 | 4 | 30 | 24 | (VS)USA_ID_Boise-AP-Gowen-Field-ANGB.726810_AMY_2024EPW | 43 | 70.1241 | 19.5423 | 2223.9865 | 513.3472 | 0 | 147.8073 | 0.26096 | 584.1262 | 584.1262 | 0.7 | 0.93206 | 0.96759 | 0.9533 | 0.95854
05/01 01:00:00 | 5 | 1 | 1 | (VS)USA_ID_Boise-AP-Gowen-Field-ANGB.726810_AMY_2024EPW | 41 | 70.066 | 21.2928 | 2470.4889 | 579.405 | 0.0086599 | 139.8671 | 0.21341 | 666.2399 | 666.2399 | 0.83333 | 0.89997 | 0.93195 | 0.93177 | 0.93718
05/01 02:00:00 | 5 | 1 | 2 | (VS)USA_ID_Boise-AP-Gowen-Field-ANGB.726810_AMY_2024EPW | 40 | 70.0859 | 27.0483 | 2587.622 | 684.9498 | 0.034538 | 135.453 | 0.24414 | 796.4545 | 796.4545 | 0.96667 | 0.87064 | 0.91055 | 0.91227 | 0.91781
05/01 03:00:00 | 5 | 1 | 3 | (VS)USA_ID_Boise-AP-Gowen-Field-ANGB.726810_AMY_2024EPW | 37 | 70.08 | 33.8473 | 3077.323 | 841.2738 | 0.042356 | 121.7904 | 0.33339 | 967.6466 | 967.6466 | 1.1333 | 0.82665 | 0.879 | 0.88299 | 0.88887
05/01 04:00:00 | 5 | 1 | 4 | (VS)USA_ID_Boise-AP-Gowen-Field-ANGB.726810_AMY_2024EPW | 37 | 70.1042 | 29.9647 | 2742.6479 | 757.3433 | 0.49276 | 125.8704 | 0.35969 | 1113.2757 | 1113.2757 | 1.0667 | 0.8154 | 0.86855 | 0.87546 | 0.88141
05/01 05:00:00 | 5 | 1 | 5 | (VS)USA_ID_Boise-AP-Gowen-Field-ANGB.726810_AMY_2024EPW | 38 | 70.0975 | 29.6063 | 2927.3344 | 779.7926 | 0.3141 | 121.5641 | 0.30409 | 948.0884 | 948.0884 | 1.0667 | 0.84395 | 0.88986 | 0.89481 | 0.90018
05/01 06:00:00 | 5 | 1 | 6 | (VS)USA_ID_Boise-AP-Gowen-Field-ANGB.726810_AMY_2024EPW | 39 | 70.058 | 44.5482 | 4391.568 | 1157.9569 | 0.77983 | 93.3333 | 0.4003 | 1072.9113 | 1072.9113 | 1.5167 | 0.85416 | 0.89787 | 0.90158 | 0.90701
05/01 07:00:00 | 5 | 1 | 7 | (VS)USA_ID_Boise-AP-Gowen-Field-ANGB.726810_AMY_2024EPW | 38 | 70.0711 | 36.0124 | 3632.6691 | 966.859 | 0.11014 | 106.6667 | 0.32402 | 955.4733 | 955.4733 | 1.2833 | 0.83593 | 0.8847 | 0.88947 | 0.89493
05/01 08:00:00 | 5 | 1 | 8 | (VS)USA_ID_Boise-AP-Gowen-Field-ANGB.726810_AMY_2024EPW | 39 | 70.068 | 39.026 | 4044.5568 | 1064.1561 | 0.054365 | 93.3333 | 0.30224 | 1078.5969 | 1078.5969 | 1.4667 | 0.84358 | 0.89006 | 0.89457 | 0.89992
05/01 09:00:00 | 5 | 1 | 9 | (VS)USA_ID_Boise-AP-Gowen-Field-ANGB.726810_AMY_2024EPW | 40 | 70.0665 | 37.2084 | 3825.1059 | 983.8967 | 0.049657 | 106.6667 | 0.31382 | 911.4069 | 911.4069 | 1.3167 | 0.88083 | 0.91734 | 0.91944 | 0.92463
05/01 10:00:00 | 5 | 1 | 10 | (VS)USA_ID_Boise-AP-Gowen-Field-ANGB.726810_AMY_2024EPW | 42 | 70.0643 | 49.5913 | 5576.388 | 1289.0896 | 0 | 84.8014 | 0.39952 | 1093.8024 | 1093.8024 | 1.6667 | 0.91029 | 0.93834 | 0.93899 | 0.94417
05/01 11:00:00 | 5 | 1 | 11 | (VS)USA_ID_Boise-AP-Gowen-Field-ANGB.726810_AMY_2024EPW | 43 | 70.0641 | 50.4467 | 5579.5056 | 1282.2267 | 0 | 86.8463 | 0.40893 | 1068.9389 | 1068.9389 | 1.65 | 0.92902 | 0.95263 | 0.95151 | 0.95666
05/01 12:00:00 | 5 | 1 | 12 | (VS)USA_ID_Boise-AP-Gowen-Field-ANGB.726810_AMY_2024EPW | 45 | 70.0392 | 43.7167 | 5412.2751 | 1207.0794 | 0 | 93.3333 | 0.43392 | 736.9165 | 736.9165 | 1.4667 | 0.9569 | 0.97339 | 0.9705 | 0.97529
05/01 13:00:00 | 5 | 1 | 13 | (VS)USA_ID_Boise-AP-Gowen-Field-ANGB.726810_AMY_2024EPW | 47 | 70.0728 | 29.0755 | 4012.8603 | 837.8969 | 0 | 113.0104 | 0.33535 | 605.4572 | 605.4572 | 1.05 | 0.99418 | 1.0008 | 0.99551 | 1.0002
05/01 14:00:00 | 5 | 1 | 14 | (VS)USA_ID_Boise-AP-Gowen-Field-ANGB.726810_AMY_2024EPW | 49 | 70.0891 | 28.2823 | 3823.9052 | 789.6946 | 0 | 116.9171 | 0.32879 | 644.3459 | 644.3459 | 1.0667 | 1.0313 | 1.027 | 1.0203 | 1.0252
05/01 15:00:00 | 5 | 1 | 15 | (VS)USA_ID_Boise-AP-Gowen-Field-ANGB.726810_AMY_2024EPW | 51 | 70.1104 | 23.4886 | 3145.0538 | 636.8497 | 0 | 0 | 0.27422 | 525.1056 | 525.1056 | 0.88333 | 1.0707 | 1.058 | 1.047 | 1.0519
05/01 16:00:00 | 5 | 1 | 16 | (VS)USA_ID_Boise-AP-Gowen-Field-ANGB.726810_AMY_2024EPW | 52 | 70.081 | 21.0536 | 2876.8662 | 574.4139 | 0 | 0 | 0.24052 | 431.5993 | 431.5993 | 0.75 | 1.0887 | 1.0713 | 1.0594 | 1.0642
05/01 17:00:00 | 5 | 1 | 17 | (VS)USA_ID_Boise-AP-Gowen-Field-ANGB.726810_AMY_2024EPW | 54 | 70.1187 | 15.7262 | 1949.0349 | 402.2171 | 0 | 0 | 0.18855 | 326.3724 | 326.3724 | 0.58333 | 1.1321 | 1.075 | 1.0889 | 1.0939
05/01 18:00:00 | 5 | 1 | 18 | (VS)USA_ID_Boise-AP-Gowen-Field-ANGB.726810_AMY_2024EPW | 55 | 70.1099 | 16.0542 | 2122.8973 | 426.2962 | 0 | 0 | 0.20552 | 303.231 | 303.231 | 0.58333 | 1.1638 | 1.075 | 1.1107 | 1.1156
05/01 19:00:00 | 5 | 1 | 19 | (VS)USA_ID_Boise-AP-Gowen-Field-ANGB.726810_AMY_2024EPW | 55 | 70.0952 | 12.6197 | 1597.5085 | 325.6716 | 0 | 0 | 0.15285 | 249.2715 | 249.2715 | 0.46667 | 1.1553 | 1.1194 | 1.1048 | 1.1098
05/01 20:00:00 | 5 | 1 | 20 | (VS)USA_ID_Boise-AP-Gowen-Field-ANGB.726810_AMY_2024EPW | 54 | 70.398 | 26.6212 | 577.815 | 124.3127 | 0 | 0 | 0.0446 | 132.0948 | 132.0948 | 0.86667 | 1.1466 | 1.1167 | 1.0996 | 1.1047
05/01 21:00:00 | 5 | 1 | 21 | (VS)USA_ID_Boise-AP-Gowen-Field-ANGB.726810_AMY_2024EPW | 51 | 70.1374 | 11.9128 | 1289.6007 | 277.5545 | 0 | 0 | 0.11627 | 290.9931 | 290.9931 | 0.4 | 1.0942 | 1.077 | 1.063 | 1.068
05/01 22:00:00 | 5 | 1 | 22 | (VS)USA_ID_Boise-AP-Gowen-Field-ANGB.726810_AMY_2024EPW | 49 | 70.1299 | 15.429 | 1734.8822 | 376.214 | 0 | 165.3646 | 0.17318 | 401.0032 | 401.0032 | 0.53333 | 1.0448 | 1.0397 | 1.0294 | 1.0343
05/01 23:00:00 | 5 | 1 | 23 | (VS)USA_ID_Boise-AP-Gowen-Field-ANGB.726810_AMY_2024EPW | 46 | 70.119 | 15.4107 | 1661.1089 | 373.5271 | 0 | 165.5548 | 0.17223 | 441.1112 | 441.1112 | 0.56667 | 0.99811 | 1.0296 | 0.99782 | 1.0029
05/01 24:00:00 | 5 | 1 | 24 | (VS)USA_ID_Boise-AP-Gowen-Field-ANGB.726810_AMY_2024EPW | 46 | 70.1086 | 13.4132 | 1686.5026 | 363.3133 | 0 | 161.2213 | 0.19389 | 359.648 | 359.648 | 0.45 | 0.97649 | 0.99508 | 0.98317 | 0.98829
05/02 01:00:00 | 5 | 2 | 1 | (VS)USA_ID_Boise-AP-Gowen-Field-ANGB.726810_AMY_2024EPW | 45 | 70.1216 | 19.7994 | 2364.2709 | 517.783 | 0 | 148.0101 | 0.24024 | 540.9285 | 540.9285 | 0.7 | 0.97769 | 0.9917 | 0.98401 | 0.98911
05/02 02:00:00 | 5 | 2 | 2 | (VS)USA_ID_Boise-AP-Gowen-Field-ANGB.726810_AMY_2024EPW | 44 | 70.0774 | 21.7954 | 2762.6988 | 600.9565 | 0 | 137.6608 | 0.26051 | 559.4468 | 559.4468 | 0.8 | 0.95904 | 0.97573 | 0.97153 | 0.97665
05/02 03:00:00 | 5 | 2 | 3 | (VS)USA_ID_Boise-AP-Gowen-Field-ANGB.726810_AMY_2024EPW | 44 | 70.0883 | 29.5867 | 3785.9377 | 830.0119 | 0 | 112.9605 | 0.3763 | 754.0737 | 754.0737 | 1.0667 | 0.94993 | 0.96814 | 0.96537 | 0.97056
05/02 04:00:00 | 5 | 2 | 4 | (VS)USA_ID_Boise-AP-Gowen-Field-ANGB.726810_AMY_2024EPW | 45 | 70.1085 | 24.1436 | 3016.2015 | 662.4946 | 0 | 130.5672 | 0.25841 | 649.7245 | 649.7245 | 0.93333 | 0.95812 | 0.97394 | 0.97082 | 0.97597
05/02 05:00:00 | 5 | 2 | 5 | (VS)USA_ID_Boise-AP-Gowen-Field-ANGB.726810_AMY_2024EPW | 45 | 70.0939 | 24.2666 | 3031.3721 | 662.9773 | 0 | 131.1955 | 0.26079 | 640.2714 | 640.2714 | 0.93333 | 0.96649 | 0.98053 | 0.97648 | 0.98157
05/02 06:00:00 | 5 | 2 | 6 | (VS)USA_ID_Boise-AP-Gowen-Field-ANGB.726810_AMY_2024EPW | 45 | 70.0901 | 24.5509 | 3066.726 | 672.2432 | 0 | 130.7413 | 0.27429 | 641.5528 | 641.5528 | 0.96667 | 0.96642 | 0.98054 | 0.97644 | 0.98152
05/02 07:00:00 | 5 | 2 | 7 | (VS)USA_ID_Boise-AP-Gowen-Field-ANGB.726810_AMY_2024EPW | 46 | 70.0876 | 30.9097 | 4125.3095 | 875.8167 | 0 | 108.8148 | 0.42852 | 718.7942 | 718.7942 | 1.0333 | 0.976 | 0.98679 | 0.98299 | 0.98801
05/02 08:00:00 | 5 | 2 | 8 | (VS)USA_ID_Boise-AP-Gowen-Field-ANGB.726810_AMY_2024EPW | 46 | 70.0877 | 25.8374 | 3460.7393 | 731.3109 | 0 | 122.1353 | 0.34637 | 618.6181 | 618.6181 | 0.91667 | 0.98638 | 0.99508 | 0.98994 | 0.99493
05/02 09:00:00 | 5 | 2 | 9 | (VS)USA_ID_Boise-AP-Gowen-Field-ANGB.726810_AMY_2024EPW | 47 | 70.0781 | 25.8151 | 3466.5038 | 729.8433 | 0 | 122.6138 | 0.33073 | 610.3222 | 610.3222 | 0.96667 | 0.99476 | 1.0009 | 0.9956 | 1.0006
05/02 10:00:00 | 5 | 2 | 10 | (VS)USA_ID_Boise-AP-Gowen-Field-ANGB.726810_AMY_2024EPW | 49 | 70.103 | 27.9228 | 3724.8513 | 765.9236 | 0 | 85.4613 | 0.35366 | 637.1485 | 637.1485 | 0.98333 | 1.0412 | 1.0339 | 1.0271 | 1.0319
05/02 11:00:00 | 5 | 2 | 11 | (VS)USA_ID_Boise-AP-Gowen-Field-ANGB.726810_AMY_2024EPW | 52 | 70.093 | 19.3306 | 2473.6921 | 504.9662 | 0 | 0 | 0.25001 | 435.2595 | 435.2595 | 0.73333 | 1.0888 | 1.0712 | 1.0593 | 1.0642
05/02 12:00:00 | 5 | 2 | 12 | (VS)USA_ID_Boise-AP-Gowen-Field-ANGB.726810_AMY_2024EPW | 50 | 70.1048 | 26.4887 | 3442.8656 | 703.7623 | 0 | 43.4577 | 0.30283 | 607.6066 | 607.6066 | 0.96667 | 1.0699 | 1.0595 | 1.0465 | 1.0514
05/02 13:00:00 | 5 | 2 | 13 | (VS)USA_ID_Boise-AP-Gowen-Field-ANGB.726810_AMY_2024EPW | 48 | 70.0944 | 25.5805 | 3501.9565 | 722.9331 | 0 | 123.2528 | 0.32518 | 583.1338 | 583.1338 | 0.93333 | 1.0227 | 1.0235 | 1.0145 | 1.0195
05/02 14:00:00 | 5 | 2 | 14 | (VS)USA_ID_Boise-AP-Gowen-Field-ANGB.726810_AMY_2024EPW | 47 | 70.0989 | 27.0881 | 3472.1818 | 734.873 | 0 | 122.8198 | 0.33489 | 687.9633 | 687.9633 | 1 | 1.0041 | 1.0086 | 1.0018 | 1.0068
05/02 15:00:00 | 5 | 2 | 15 | (VS)USA_ID_Boise-AP-Gowen-Field-ANGB.726810_AMY_2024EPW | 48 | 70.0941 | 17.2034 | 2304.3214 | 474.5878 | 0 | 149.2726 | 0.23155 | 415.525 | 415.525 | 0.61667 | 1.0212 | 1.0196 | 1.0134 | 1.0184
05/02 16:00:00 | 5 | 2 | 16 | (VS)USA_ID_Boise-AP-Gowen-Field-ANGB.726810_AMY_2024EPW | 50 | 70.1308 | 15.6848 | 1845.9341 | 392.4883 | 0 | 66.6366 | 0.18641 | 386.9553 | 386.9553 | 0.55 | 1.0597 | 1.0317 | 1.0395 | 1.0444
05/02 17:00:00 | 5 | 2 | 17 | (VS)USA_ID_Boise-AP-Gowen-Field-ANGB.726810_AMY_2024EPW | 52 | 70.1333 | 11.8611 | 1276.5977 | 275.0571 | 0 | 0 | 0.1136 | 284.6871 | 284.6871 | 0.4 | 1.0978 | 1.0775 | 1.0654 | 1.0704
05/02 18:00:00 | 5 | 2 | 18 | (VS)USA_ID_Boise-AP-Gowen-Field-ANGB.726810_AMY_2024EPW | 53 | 70.1477 | 8.7952 | 926.5123 | 200.3324 | 0 | 0 | 0.079995 | 212.2979 | 212.2979 | 0.3 | 1.1108 | 1.0887 | 1.0743 | 1.0793
05/02 19:00:00 | 5 | 2 | 19 | (VS)USA_ID_Boise-AP-Gowen-Field-ANGB.726810_AMY_2024EPW | 52 | 70.1617 | 5.9121 | 631.7721 | 136.2214 | 0 | 0 | 0.055846 | 143.7524 | 143.7524 | 0.2 | 1.0992 | 1.0796 | 1.0664 | 1.0714
05/02 20:00:00 | 5 | 2 | 20 | (VS)USA_ID_Boise-AP-Gowen-Field-ANGB.726810_AMY_2024EPW | 52 | 70.3265 | 30.8015 | 285.6682 | 62.3656 | 0 | 0 | 0.023035 | 73.0376 | 73.0376 | 0.95 | 1.0985 | 1.0795 | 1.0662 | 1.0712
05/02 21:00:00 | 5 | 2 | 21 | (VS)USA_ID_Boise-AP-Gowen-Field-ANGB.726810_AMY_2024EPW | 51 | 70.1408 | 8.6909 | 873.0097 | 192.979 | 0 | 0 | 0.0746 | 226.1244 | 226.1244 | 0.3 | 1.0845 | 1.0694 | 1.0563 | 1.0614
05/02 22:00:00 | 5 | 2 | 22 | (VS)USA_ID_Boise-AP-Gowen-Field-ANGB.726810_AMY_2024EPW | 49 | 70.1653 | 5.7626 | 557.7996 | 126.2509 | 0 | 190.3779 | 0.048111 | 160.5837 | 160.5837 | 0.2 | 1.048 | 1.0416 | 1.0316 | 1.0365
05/02 23:00:00 | 5 | 2 | 23 | (VS)USA_ID_Boise-AP-Gowen-Field-ANGB.726810_AMY_2024EPW | 48 | 70.1341 | 12.1429 | 1303.6181 | 288.4924 | 0 | 174.3643 | 0.12818 | 331.665 | 331.665 | 0.4 | 1.0245 | 1.0234 | 1.0156 | 1.0206
05/02 24:00:00 | 5 | 2 | 24 | (VS)USA_ID_Boise-AP-Gowen-Field-ANGB.726810_AMY_2024EPW | 47 | 70.1205 | 9.3979 | 1065.7043 | 233.478 | 0 | 177.7658 | 0.11117 | 253.1209 | 253.1209 | 0.31667 | 1.0158 | 1.0172 | 1.0097 | 1.0147
05/03 01:00:00 | 5 | 3 | 1 | (VS)USA_ID_Boise-AP-Gowen-Field-ANGB.726810_AMY_2024EPW | 46 | 70.1197 | 15.2105 | 1612.7638 | 362.1677 | 0 | 167.6252 | 0.16187 | 442.8503 | 442.8503 | 0.46667 | 0.98751 | 0.99764 | 0.9906 | 0.99565
05/03 02:00:00 | 5 | 3 | 2 | (VS)USA_ID_Boise-AP-Gowen-Field-ANGB.726810_AMY_2024EPW | 45 | 70.1241 | 12.4691 | 1347.8811 | 307.6308 | 0 | 170.9893 | 0.14505 | 365.8418 | 365.8418 | 0.48333 | 0.96647 | 0.9824 | 0.97646 | 0.98155
05/03 03:00:00 | 5 | 3 | 3 | (VS)USA_ID_Boise-AP-Gowen-Field-ANGB.726810_AMY_2024EPW | 44 | 70.1239 | 19.1814 | 2176.0717 | 490.7645 | 0 | 151.5411 | 0.24229 | 555.9351 | 555.9351 | 0.66667 | 0.9584 | 0.98204 | 0.97103 | 0.97612
05/03 04:00:00 | 5 | 3 | 4 | (VS)USA_ID_Boise-AP-Gowen-Field-ANGB.726810_AMY_2024EPW | 44 | 70.1255 | 19.4566 | 2202.588 | 508.0221 | 0 | 148.6938 | 0.25653 | 574.9109 | 574.9109 | 0.7 | 0.93988 | 0.97714 | 0.95855 | 0.96373
05/03 05:00:00 | 5 | 3 | 5 | (VS)USA_ID_Boise-AP-Gowen-Field-ANGB.726810_AMY_2024EPW | 43 | 70.0887 | 21.6631 | 2911.2605 | 640.1635 | 0 | 127.0001 | 0.33781 | 589.939 | 589.939 | 0.73333 | 0.92125 | 0.9474 | 0.94602 | 0.95128
05/03 06:00:00 | 5 | 3 | 6 | (VS)USA_ID_Boise-AP-Gowen-Field-ANGB.726810_AMY_2024EPW | 42 | 70.0842 | 23.3608 | 2925.268 | 660.7705 | 0 | 132.5927 | 0.24514 | 607.0633 | 607.0633 | 0.88333 | 0.90261 | 0.93352 | 0.93356 | 0.9389
05/03 07:00:00 | 5 | 3 | 7 | (VS)USA_ID_Boise-AP-Gowen-Field-ANGB.726810_AMY_2024EPW | 40 | 70.0768 | 32.3413 | 3133.1227 | 821.2554 | 7.963 | 121.0833 | 0.28486 | 940.3795 | 940.3795 | 1.1667 | 0.87373 | 0.91288 | 0.91436 | 0.91984
05/03 08:00:00 | 5 | 3 | 8 | (VS)USA_ID_Boise-AP-Gowen-Field-ANGB.726810_AMY_2024EPW | 41 | 70.0645 | 31.6554 | 3454.6842 | 837.8374 | 2.2048 | 119.6202 | 0.27666 | 795.6442 | 795.6442 | 1.15 | 0.89082 | 0.92352 | 0.92577 | 0.93113
05/03 09:00:00 | 5 | 3 | 9 | (VS)USA_ID_Boise-AP-Gowen-Field-ANGB.726810_AMY_2024EPW | 45 | 70.1041 | 19.6153 | 2289.5091 | 509.9337 | 0 | 149.6577 | 0.21514 | 553.7307 | 553.7307 | 0.75 | 0.95642 | 0.97145 | 0.96969 | 0.97476
05/03 10:00:00 | 5 | 3 | 10 | (VS)USA_ID_Boise-AP-Gowen-Field-ANGB.726810_AMY_2024EPW | 48 | 70.0897 | 22.7648 | 2784.8124 | 592.8453 | 0 | 140.9229 | 0.25299 | 587.1443 | 587.1443 | 0.86667 | 1.0122 | 1.0126 | 1.0074 | 1.0123
05/03 11:00:00 | 5 | 3 | 11 | (VS)USA_ID_Boise-AP-Gowen-Field-ANGB.726810_AMY_2024EPW | 50 | 70.074 | 17.2816 | 2410.8289 | 480.6649 | 0 | 76.7095 | 0.23504 | 381.9119 | 381.9119 | 0.61667 | 1.0587 | 1.0484 | 1.0389 | 1.0437
05/03 12:00:00 | 5 | 3 | 12 | (VS)USA_ID_Boise-AP-Gowen-Field-ANGB.726810_AMY_2024EPW | 54 | 70.0552 | 21.3696 | 3284.4298 | 622.063 | 0 | 0 | 0.25438 | 391.3717 | 391.3717 | 0.76667 | 1.1224 | 1.0963 | 1.0824 | 1.0872
05/03 13:00:00 | 5 | 3 | 13 | (VS)USA_ID_Boise-AP-Gowen-Field-ANGB.726810_AMY_2024EPW | 57 | 70.0973 | 16.4407 | 2255.0219 | 445.6937 | 0 | 0 | 0.20624 | 279.5603 | 279.5603 | 0.58333 | 1.1873 | 1.1466 | 1.1269 | 1.1318
05/03 14:00:00 | 5 | 3 | 14 | (VS)USA_ID_Boise-AP-Gowen-Field-ANGB.726810_AMY_2024EPW | 59 | 70.1168 | 15.8207 | 2122.1402 | 423.7692 | 0 | 0 | 0.19344 | 251.5368 | 251.5368 | 0.58333 | 1.2262 | 1.1766 | 1.1537 | 1.1588
05/03 15:00:00 | 5 | 3 | 15 | (VS)USA_ID_Boise-AP-Gowen-Field-ANGB.726810_AMY_2024EPW | 62 | 70.1183 | 12.1921 | 1561.1782 | 316.0554 | 0 | 0 | 0.13072 | 172.363 | 172.363 | 0.43333 | 1.2723 | 1.2119 | 1.1856 | 1.191
05/03 16:00:00 | 5 | 3 | 16 | (VS)USA_ID_Boise-AP-Gowen-Field-ANGB.726810_AMY_2024EPW | 63 | 70.1467 | 8.7026 | 1014.595 | 209.2405 | 0 | 0 | 0.075204 | 116.7217 | 116.7217 | 0.3 | 1.3027 | 1.2361 | 1.2066 | 1.2123
05/03 17:00:00 | 5 | 3 | 17 | (VS)USA_ID_Boise-AP-Gowen-Field-ANGB.726810_AMY_2024EPW | 64 | 70.1572 | 5.8128 | 684.4752 | 140.8274 | 0 | 0 | 0.05071 | 75.4214 | 75.4214 | 0.2 | 1.3104 | 1.2423 | 1.2119 | 1.2177
05/03 18:00:00 | 5 | 3 | 18 | (VS)USA_ID_Boise-AP-Gowen-Field-ANGB.726810_AMY_2024EPW | 65 | 69.9385 | 0 | 0 | 0 | 0 | 0 | 0 | 0 | 0 | 0 | 1.3168 | 1.2478 | 1.2164 | 1.2222
05/03 19:00:00 | 5 | 3 | 19 | (VS)USA_ID_Boise-AP-Gowen-Field-ANGB.726810_AMY_2024EPW | 64 | 70.1033 | 0 | 0 | 0 | 0 | 0 | 0 | 0 | 0 | 0 | 1.3168 | 1.2478 | 1.2164 | 1.2222
05/03 20:00:00 | 5 | 3 | 20 | (VS)USA_ID_Boise-AP-Gowen-Field-ANGB.726810_AMY_2024EPW | 63 | 70.3295 | 0 | 0 | 0 | 0 | 0 | 0 | 0 | 0 | 0 | 1.3168 | 1.2478 | 1.2164 | 1.2222
05/03 21:00:00 | 5 | 3 | 21 | (VS)USA_ID_Boise-AP-Gowen-Field-ANGB.726810_AMY_2024EPW | 60 | 70.0985 | 5.7439 | 631.6486 | 132.1905 | 0 | 0 | 0.047143 | 95.3478 | 95.3478 | 0.2 | 1.2788 | 1.2202 | 1.19 | 1.1955
05/03 22:00:00 | 5 | 3 | 22 | (VS)USA_ID_Boise-AP-Gowen-Field-ANGB.726810_AMY_2024EPW | 57 | 70.1555 | 5.9065 | 661.187 | 139.0596 | 0 | 0 | 0.055558 | 119.1929 | 119.1929 | 0.2 | 1.2057 | 1.1628 | 1.1395 | 1.1446
05/03 23:00:00 | 5 | 3 | 23 | (VS)USA_ID_Boise-AP-Gowen-Field-ANGB.726810_AMY_2024EPW | 56 | 70.1733 | 5.9949 | 690.5506 | 144.1832 | 0 | 0 | 0.06013 | 120.7454 | 120.7454 | 0.2 | 1.1608 | 1.1262 | 1.1086 | 1.1135
05/03 24:00:00 | 5 | 3 | 24 | (VS)USA_ID_Boise-AP-Gowen-Field-ANGB.726810_AMY_2024EPW | 54 | 70.1481 | 8.8543 | 970.072 | 206.2537 | 0 | 0 | 0.08305 | 193.4161 | 193.4161 | 0.3 | 1.1487 | 1.1182 | 1.1003 | 1.1052
05/04 01:00:00 | 5 | 4 | 1 | (VS)USA_ID_Boise-AP-Gowen-Field-ANGB.726810_AMY_2024EPW | 53 | 70.1327 | 12.0688 | 1371.0667 | 289.3178 | 0 | 0 | 0.12434 | 271.9774 | 271.9774 | 0.4 | 1.1183 | 1.0941 | 1.0794 | 1.0843
05/04 02:00:00 | 5 | 4 | 2 | (VS)USA_ID_Boise-AP-Gowen-Field-ANGB.726810_AMY_2024EPW | 51 | 70.114 | 15.1503 | 1699.4486 | 363.3651 | 0 | 0 | 0.15876 | 363.7582 | 363.7582 | 0.5 | 1.0917 | 1.0748 | 1.0613 | 1.0662
05/04 03:00:00 | 5 | 4 | 3 | (VS)USA_ID_Boise-AP-Gowen-Field-ANGB.726810_AMY_2024EPW | 53 | 70.097 | 16.2386 | 2123.5092 | 431.9389 | 0 | 0 | 0.21506 | 338.8103 | 338.8103 | 0.56667 | 1.1032 | 1.0777 | 1.0693 | 1.0741
05/04 04:00:00 | 5 | 4 | 4 | (VS)USA_ID_Boise-AP-Gowen-Field-ANGB.726810_AMY_2024EPW | 56 | 70.0794 | 16.9315 | 2495.9403 | 482.2981 | 0 | 0 | 0.2509 | 299.7291 | 299.7291 | 0.56667 | 1.1613 | 1.1213 | 1.109 | 1.1139
05/04 05:00:00 | 5 | 4 | 5 | (VS)USA_ID_Boise-AP-Gowen-Field-ANGB.726810_AMY_2024EPW | 55 | 70.0736 | 20.602 | 3033.5872 | 580.9581 | 0 | 0 | 0.24707 | 361.9006 | 361.9006 | 0.73333 | 1.1622 | 1.1302 | 1.1097 | 1.1145
05/04 06:00:00 | 5 | 4 | 6 | (VS)USA_ID_Boise-AP-Gowen-Field-ANGB.726810_AMY_2024EPW | 56 | 70.073 | 20.7321 | 3050.6406 | 584.5358 | 0 | 0 | 0.25287 | 360.5383 | 360.5383 | 0.73333 | 1.1611 | 1.1266 | 1.1089 | 1.1137
05/04 07:00:00 | 5 | 4 | 7 | (VS)USA_ID_Boise-AP-Gowen-Field-ANGB.726810_AMY_2024EPW | 55 | 70.0666 | 20.8498 | 3153.5169 | 600.158 | 0 | 0 | 0.29409 | 363.3556 | 363.3556 | 0.7 | 1.162 | 1.1281 | 1.1096 | 1.1144
05/04 08:00:00 | 5 | 4 | 8 | (VS)USA_ID_Boise-AP-Gowen-Field-ANGB.726810_AMY_2024EPW | 56 | 70.076 | 17.1693 | 2604.7568 | 499.915 | 0 | 0 | 0.2632 | 293.0523 | 293.0523 | 0.58333 | 1.1703 | 1.1258 | 1.1152 | 1.12
05/04 09:00:00 | 5 | 4 | 9 | (VS)USA_ID_Boise-AP-Gowen-Field-ANGB.726810_AMY_2024EPW | 59 | 70.1041 | 16.5013 | 2424.7467 | 469.7 | 0 | 0 | 0.22865 | 249.6726 | 249.6726 | 0.58333 | 1.2244 | 1.1744 | 1.1526 | 1.1576
05/04 10:00:00 | 5 | 4 | 10 | (VS)USA_ID_Boise-AP-Gowen-Field-ANGB.726810_AMY_2024EPW | 62 | 70.0858 | 16.5556 | 2518.3091 | 491.9433 | 0 | 0 | 0.23146 | 205.8847 | 205.8847 | 0.58333 | 1.2804 | 1.2184 | 1.1913 | 1.1966
05/04 11:00:00 | 5 | 4 | 11 | (VS)USA_ID_Boise-AP-Gowen-Field-ANGB.726810_AMY_2024EPW | 65 | 70.1064 | 15.9548 | 2317.6291 | 464.9303 | 0 | 0 | 0.20038 | 166.7035 | 166.7035 | 0.58333 | 1.3267 | 1.2543 | 1.2236 | 1.2293
05/04 12:00:00 | 5 | 4 | 12 | (VS)USA_ID_Boise-AP-Gowen-Field-ANGB.726810_AMY_2024EPW | 67 | 70.111 | 14.9078 | 1943.5463 | 399.3146 | 0 | 0 | 0.14621 | 125.2305 | 125.2305 | 0.53333 | 1.374 | 1.2916 | 1.2566 | 1.2627
05/04 13:00:00 | 5 | 4 | 13 | (VS)USA_ID_Boise-AP-Gowen-Field-ANGB.726810_AMY_2024EPW | 69 | 70.1482 | 8.6997 | 1077.4369 | 223.2477 | 0 | 0 | 0.075052 | 61.0355 | 61.0355 | 0.3 | 1.4025 | 1.3149 | 1.2766 | 1.2829
05/04 14:00:00 | 5 | 4 | 14 | (VS)USA_ID_Boise-AP-Gowen-Field-ANGB.726810_AMY_2024EPW | 69 | 70.1284 | 8.8476 | 1142.0813 | 236.7516 | 0 | 0 | 0.082707 | 59.1978 | 59.1978 | 0.3 | 1.4059 | 1.3184 | 1.279 | 1.2853
05/04 15:00:00 | 5 | 4 | 15 | (VS)USA_ID_Boise-AP-Gowen-Field-ANGB.726810_AMY_2024EPW | 69 | 70.1054 | 5.9032 | 756.1365 | 157.6372 | 0 | 0 | 0.055387 | 41.7221 | 41.7221 | 0.23333 | 1.4005 | 1.3136 | 1.2752 | 1.2814
05/04 16:00:00 | 5 | 4 | 16 | (VS)USA_ID_Boise-AP-Gowen-Field-ANGB.726810_AMY_2024EPW | 70 | 70.2562 | 2.7385 | 296.522 | 60.3912 | 0 | 0 | 0.016667 | 18.4557 | 18.4557 | 0.066667 | 1.4148 | 1.3256 | 1.2852 | 1.2916
05/04 17:00:00 | 5 | 4 | 17 | (VS)USA_ID_Boise-AP-Gowen-Field-ANGB.726810_AMY_2024EPW | 70 | 70.3443 | 0 | 0 | 0 | 0 | 0 | 0 | 0 | 0 | 0 | 1.4148 | 1.3256 | 1.2852 | 1.2916
05/04 18:00:00 | 5 | 4 | 18 | (VS)USA_ID_Boise-AP-Gowen-Field-ANGB.726810_AMY_2024EPW | 66 | 70.4233 | 3.9165 | 0 | 0 | 0 | 0 | 0 | 0 | 0 | 0.13333 | 1.4148 | 1.3256 | 1.2852 | 1.2916
05/04 19:00:00 | 5 | 4 | 19 | (VS)USA_ID_Boise-AP-Gowen-Field-ANGB.726810_AMY_2024EPW | 62 | 70.4702 | 3.618 | 0 | 0 | 0 | 0 | 0 | 0 | 0 | 0.16667 | 1.4148 | 1.3256 | 1.2852 | 1.2916
05/04 20:00:00 | 5 | 4 | 20 | (VS)USA_ID_Boise-AP-Gowen-Field-ANGB.726810_AMY_2024EPW | 59 | 70.3722 | 21.9275 | 0 | 0 | 0 | 0 | 0 | 0 | 0 | 0.7 | 1.4148 | 1.3256 | 1.2852 | 1.2916
05/04 21:00:00 | 5 | 4 | 21 | (VS)USA_ID_Boise-AP-Gowen-Field-ANGB.726810_AMY_2024EPW | 56 | 70.0806 | 2.7385 | 258.0764 | 56.1444 | 0 | 0 | 0.016667 | 58.6099 | 58.6099 | 0.066667 | 1.3031 | 1.2445 | 1.2133 | 1.2191
05/04 22:00:00 | 5 | 4 | 22 | (VS)USA_ID_Boise-AP-Gowen-Field-ANGB.726810_AMY_2024EPW | 53 | 70.1417 | 5.7961 | 601.8637 | 130.5379 | 0 | 0 | 0.049846 | 133.1487 | 133.1487 | 0.2 | 1.1386 | 1.1112 | 1.0934 | 1.0983
05/04 23:00:00 | 5 | 4 | 23 | (VS)USA_ID_Boise-AP-Gowen-Field-ANGB.726810_AMY_2024EPW | 50 | 70.1293 | 12.2495 | 1389.7351 | 296.9081 | 0 | 60.7107 | 0.13369 | 303.1435 | 303.1435 | 0.4 | 1.0737 | 1.0616 | 1.049 | 1.0539
05/04 24:00:00 | 5 | 4 | 24 | (VS)USA_ID_Boise-AP-Gowen-Field-ANGB.726810_AMY_2024EPW | 48 | 70.1562 | 11.9945 | 1253.3709 | 280.0477 | 0 | 175.8995 | 0.1205 | 332.5505 | 332.5505 | 0.4 | 1.0247 | 1.0241 | 1.0157 | 1.0207
05/05 01:00:00 | 5 | 5 | 1 | (VS)USA_ID_Boise-AP-Gowen-Field-ANGB.726810_AMY_2024EPW | 46 | 70.1642 | 11.5089 | 1073.7486 | 250.8675 | 0 | 180.9237 | 0.095381 | 347.0549 | 347.0549 | 0.4 | 0.99613 | 1.0063 | 0.99644 | 1.0014
05/05 02:00:00 | 5 | 5 | 2 | (VS)USA_ID_Boise-AP-Gowen-Field-ANGB.726810_AMY_2024EPW | 46 | 70.1257 | 12.6267 | 1426.6064 | 318.0032 | 0 | 169.3587 | 0.15321 | 349.9477 | 349.9477 | 0.43333 | 0.98596 | 0.99738 | 0.98959 | 0.99452
05/05 03:00:00 | 5 | 5 | 3 | (VS)USA_ID_Boise-AP-Gowen-Field-ANGB.726810_AMY_2024EPW | 46 | 70.1297 | 15.495 | 1687.7097 | 380.5644 | 0 | 164.6824 | 0.17659 | 436.7577 | 436.7577 | 0.5 | 0.98572 | 0.99405 | 0.98942 | 0.99433
05/05 04:00:00 | 5 | 5 | 4 | (VS)USA_ID_Boise-AP-Gowen-Field-ANGB.726810_AMY_2024EPW | 45 | 70.1033 | 19.7028 | 2373.3056 | 518.7739 | 0 | 147.8103 | 0.23625 | 533.2024 | 533.2024 | 0.66667 | 0.97586 | 0.99072 | 0.98281 | 0.9877
05/05 05:00:00 | 5 | 5 | 5 | (VS)USA_ID_Boise-AP-Gowen-Field-ANGB.726810_AMY_2024EPW | 45 | 70.1047 | 20.0847 | 2507.0898 | 546.6739 | 0 | 142.3481 | 0.27248 | 544.1062 | 544.1062 | 0.71667 | 0.96512 | 0.98028 | 0.97555 | 0.98049
05/05 06:00:00 | 5 | 5 | 6 | (VS)USA_ID_Boise-AP-Gowen-Field-ANGB.726810_AMY_2024EPW | 45 | 70.1058 | 22.7092 | 2666.2241 | 591.9417 | 0 | 140.9802 | 0.25033 | 636.4114 | 636.4114 | 0.86667 | 0.96524 | 0.97954 | 0.97563 | 0.98058
05/05 07:00:00 | 5 | 5 | 7 | (VS)USA_ID_Boise-AP-Gowen-Field-ANGB.726810_AMY_2024EPW | 45 | 70.0933 | 23.635 | 2903.6985 | 638.9671 | 0 | 134.2548 | 0.26376 | 636.6516 | 636.6516 | 0.93333 | 0.96511 | 0.9795 | 0.97556 | 0.9805
05/05 08:00:00 | 5 | 5 | 8 | (VS)USA_ID_Boise-AP-Gowen-Field-ANGB.726810_AMY_2024EPW | 44 | 70.0895 | 29.9873 | 3977.1493 | 859.8547 | 0 | 109.098 | 0.40251 | 736.1614 | 736.1614 | 1.0333 | 0.95661 | 0.97348 | 0.96991 | 0.97486
05/05 09:00:00 | 5 | 5 | 9 | (VS)USA_ID_Boise-AP-Gowen-Field-ANGB.726810_AMY_2024EPW | 45 | 70.0502 | 32.0389 | 4447.7777 | 946.6916 | 0 | 102.4121 | 0.36912 | 633.693 | 633.693 | 1.1667 | 0.96622 | 0.97991 | 0.97668 | 0.98139
05/05 10:00:00 | 5 | 5 | 10 | (VS)USA_ID_Boise-AP-Gowen-Field-ANGB.726810_AMY_2024EPW | 47 | 70.0639 | 35.7768 | 4779.4346 | 1013.0065 | 0 | 101.4189 | 0.35683 | 691.1196 | 691.1196 | 1.2667 | 0.99315 | 1.0003 | 0.99499 | 0.99948
05/05 11:00:00 | 5 | 5 | 11 | (VS)USA_ID_Boise-AP-Gowen-Field-ANGB.726810_AMY_2024EPW | 48 | 70.0957 | 23.8402 | 3091.1433 | 648.8015 | 0 | 132.9357 | 0.30591 | 574.5342 | 574.5342 | 0.86667 | 1.02 | 1.019 | 1.0127 | 1.0174
05/05 12:00:00 | 5 | 5 | 12 | (VS)USA_ID_Boise-AP-Gowen-Field-ANGB.726810_AMY_2024EPW | 48 | 70.0817 | 20.8059 | 2816.3198 | 577.4302 | 0 | 139.2949 | 0.22691 | 483.8296 | 483.8296 | 0.8 | 1.0308 | 1.0288 | 1.02 | 1.0247
05/05 13:00:00 | 5 | 5 | 13 | (VS)USA_ID_Boise-AP-Gowen-Field-ANGB.726810_AMY_2024EPW | 50 | 70.0732 | 21.6449 | 3228.6676 | 635.9994 | 0 | 76.9576 | 0.30348 | 461.3169 | 461.3169 | 0.76667 | 1.0495 | 1.0328 | 1.0327 | 1.0374
05/05 14:00:00 | 5 | 5 | 14 | (VS)USA_ID_Boise-AP-Gowen-Field-ANGB.726810_AMY_2024EPW | 52 | 70.1112 | 19.6148 | 2537.5629 | 523.5321 | 0 | 0 | 0.26471 | 429.7367 | 429.7367 | 0.7 | 1.0871 | 1.0349 | 1.0583 | 1.0629
05/05 15:00:00 | 5 | 5 | 15 | (VS)USA_ID_Boise-AP-Gowen-Field-ANGB.726810_AMY_2024EPW | 52 | 70.1032 | 16.2999 | 2137.0486 | 433.7836 | 0 | 0 | 0.21823 | 352.9724 | 352.9724 | 0.58333 | 1.0962 | 1.0719 | 1.0645 | 1.0692
05/05 16:00:00 | 5 | 5 | 16 | (VS)USA_ID_Boise-AP-Gowen-Field-ANGB.726810_AMY_2024EPW | 52 | 70.1307 | 15.6426 | 1887.8176 | 393.9912 | 0 | 0 | 0.18423 | 353.209 | 353.209 | 0.55 | 1.0967 | 1.0778 | 1.0648 | 1.0696
05/05 17:00:00 | 5 | 5 | 17 | (VS)USA_ID_Boise-AP-Gowen-Field-ANGB.726810_AMY_2024EPW | 54 | 70.1482 | 11.7935 | 1283.8302 | 274.1055 | 0 | 0 | 0.1101 | 259.3858 | 259.3858 | 0.4 | 1.1298 | 1.1012 | 1.0874 | 1.0922
05/05 18:00:00 | 5 | 5 | 18 | (VS)USA_ID_Boise-AP-Gowen-Field-ANGB.726810_AMY_2024EPW | 56 | 70.1374 | 8.8925 | 1002.2755 | 210.4968 | 0 | 0 | 0.085029 | 178.2504 | 178.2504 | 0.3 | 1.1707 | 1.1339 | 1.1154 | 1.1204
05/05 19:00:00 | 5 | 5 | 19 | (VS)USA_ID_Boise-AP-Gowen-Field-ANGB.726810_AMY_2024EPW | 55 | 70.1438 | 5.8573 | 637.3636 | 135.3012 | 0 | 0 | 0.053013 | 123.5856 | 123.5856 | 0.2 | 1.1593 | 1.1258 | 1.1075 | 1.1125
05/05 20:00:00 | 5 | 5 | 20 | (VS)USA_ID_Boise-AP-Gowen-Field-ANGB.726810_AMY_2024EPW | 53 | 70.4822 | 57.1647 | 0 | 0 | 0 | 0 | 0 | 0 | 0 | 1.5167 | 1.1523 | 1.1201 | 1.1027 | 1.1077
05/05 21:00:00 | 5 | 5 | 21 | (VS)USA_ID_Boise-AP-Gowen-Field-ANGB.726810_AMY_2024EPW | 52 | 70.1103 | 5.7227 | 567.6313 | 124.779 | 0 | 0 | 0.046047 | 146.4671 | 146.4671 | 0.16667 | 1.1012 | 1.0833 | 1.0694 | 1.0743
05/05 22:00:00 | 5 | 5 | 22 | (VS)USA_ID_Boise-AP-Gowen-Field-ANGB.726810_AMY_2024EPW | 49 | 70.1502 | 8.7949 | 882.7015 | 198.6226 | 0 | 141.9727 | 0.079981 | 240.6917 | 240.6917 | 0.3 | 1.0548 | 1.0479 | 1.0362 | 1.0411
05/05 23:00:00 | 5 | 5 | 23 | (VS)USA_ID_Boise-AP-Gowen-Field-ANGB.726810_AMY_2024EPW | 47 | 70.1778 | 5.9419 | 604.1918 | 136.7636 | 0 | 188.5226 | 0.057387 | 167.1795 | 167.1795 | 0.2 | 1.0109 | 1.0127 | 1.0064 | 1.0114
05/05 24:00:00 | 5 | 5 | 24 | (VS)USA_ID_Boise-AP-Gowen-Field-ANGB.726810_AMY_2024EPW | 47 | 70.1206 | 12.5477 | 1437.041 | 312.7611 | 0 | 170.1761 | 0.14912 | 336.0573 | 336.0573 | 0.4 | 1.0148 | 1.016 | 1.009 | 1.014
05/06 01:00:00 | 5 | 6 | 1 | (VS)USA_ID_Boise-AP-Gowen-Field-ANGB.726810_AMY_2024EPW | 46 | 70.0982 | 16.3156 | 1978.4223 | 428.0359 | 0 | 156.1922 | 0.21904 | 436.5165 | 436.5165 | 0.55 | 0.99616 | 1.0042 | 0.99646 | 1.0015
05/06 02:00:00 | 5 | 6 | 2 | (VS)USA_ID_Boise-AP-Gowen-Field-ANGB.726810_AMY_2024EPW | 45 | 70.0741 | 21.1326 | 2779.7881 | 587.5721 | 0 | 137.5323 | 0.24267 | 542.84 | 542.84 | 0.8 | 0.97791 | 0.98915 | 0.98413 | 0.98926
05/06 03:00:00 | 5 | 6 | 3 | (VS)USA_ID_Boise-AP-Gowen-Field-ANGB.726810_AMY_2024EPW | 44 | 70.0859 | 20.6591 | 2584.7927 | 572.1457 | 0 | 138.8606 | 0.28499 | 569.2724 | 569.2724 | 0.73333 | 0.94901 | 0.96949 | 0.96468 | 0.96985
05/06 04:00:00 | 5 | 6 | 4 | (VS)USA_ID_Boise-AP-Gowen-Field-ANGB.726810_AMY_2024EPW | 43 | 70.0916 | 22.1237 | 2892.963 | 639.0248 | 0 | 130.3704 | 0.31899 | 581.7332 | 581.7332 | 0.76667 | 0.92909 | 0.95583 | 0.9513 | 0.95651
05/06 05:00:00 | 5 | 6 | 5 | (VS)USA_ID_Boise-AP-Gowen-Field-ANGB.726810_AMY_2024EPW | 43 | 70.0806 | 23.693 | 2990.9365 | 667.3688 | 0 | 132.2149 | 0.2347 | 589.9199 | 589.9199 | 0.9 | 0.92086 | 0.94673 | 0.94583 | 0.95101
05/06 06:00:00 | 5 | 6 | 6 | (VS)USA_ID_Boise-AP-Gowen-Field-ANGB.726810_AMY_2024EPW | 42 | 70.0585 | 24.4632 | 3155.7528 | 706.8657 | 0 | 127.3177 | 0.27632 | 594.6255 | 594.6255 | 0.9 | 0.9117 | 0.94 | 0.93966 | 0.94487
05/06 07:00:00 | 5 | 6 | 7 | (VS)USA_ID_Boise-AP-Gowen-Field-ANGB.726810_AMY_2024EPW | 43 | 70.0555 | 25.0562 | 3365.3759 | 742.4851 | 0 | 122.4839 | 0.31558 | 584.6129 | 584.6129 | 0.9 | 0.91924 | 0.94557 | 0.94471 | 0.94985
05/06 08:00:00 | 5 | 6 | 8 | (VS)USA_ID_Boise-AP-Gowen-Field-ANGB.726810_AMY_2024EPW | 44 | 70.0755 | 26.2834 | 3242.9355 | 721.7611 | 0 | 128.3608 | 0.31549 | 662.8759 | 662.8759 | 0.95 | 0.93783 | 0.95881 | 0.9572 | 0.96226
05/06 09:00:00 | 5 | 6 | 9 | (VS)USA_ID_Boise-AP-Gowen-Field-ANGB.726810_AMY_2024EPW | 45 | 70.1101 | 19.3017 | 2207.9888 | 494.2083 | 0 | 152.0883 | 0.19919 | 554.3519 | 554.3519 | 0.75 | 0.95672 | 0.97253 | 0.96989 | 0.9749
05/06 10:00:00 | 5 | 6 | 10 | (VS)USA_ID_Boise-AP-Gowen-Field-ANGB.726810_AMY_2024EPW | 47 | 70.0985 | 22.7646 | 2750.3144 | 592.7914 | 0 | 141.2862 | 0.23684 | 595.9365 | 595.9365 | 0.88333 | 1.0014 | 1.004 | 1 | 1.0049
05/06 11:00:00 | 5 | 6 | 11 | (VS)USA_ID_Boise-AP-Gowen-Field-ANGB.726810_AMY_2024EPW | 50 | 70.0883 | 23.1869 | 3017.6261 | 619.0107 | 0 | 67.1692 | 0.27484 | 533.4326 | 533.4326 | 0.86667 | 1.0591 | 1.0481 | 1.0392 | 1.0439
05/06 12:00:00 | 5 | 6 | 12 | (VS)USA_ID_Boise-AP-Gowen-Field-ANGB.726810_AMY_2024EPW | 52 | 70.0962 | 19.7472 | 2664.906 | 532.4806 | 0 | 0 | 0.27157 | 420.9484 | 420.9484 | 0.7 | 1.0974 | 1.0774 | 1.0653 | 1.07
05/06 13:00:00 | 5 | 6 | 13 | (VS)USA_ID_Boise-AP-Gowen-Field-ANGB.726810_AMY_2024EPW | 54 | 70.0537 | 18.0146 | 2810.2619 | 531.3525 | 0 | 0 | 0.25598 | 319.5806 | 319.5806 | 0.65 | 1.1335 | 1.1045 | 1.09 | 1.0947
05/06 14:00:00 | 5 | 6 | 14 | (VS)USA_ID_Boise-AP-Gowen-Field-ANGB.726810_AMY_2024EPW | 55 | 70.0871 | 19.9727 | 2798.3183 | 549.1439 | 0 | 0 | 0.26572 | 365.8029 | 365.8029 | 0.66667 | 1.1531 | 1.1202 | 1.1034 | 1.1082
05/06 15:00:00 | 5 | 6 | 15 | (VS)USA_ID_Boise-AP-Gowen-Field-ANGB.726810_AMY_2024EPW | 56 | 70.1172 | 15.862 | 2054.9929 | 415.1307 | 0 | 0 | 0.19557 | 301.1966 | 301.1966 | 0.58333 | 1.1615 | 1.1251 | 1.1092 | 1.114
05/06 16:00:00 | 5 | 6 | 16 | (VS)USA_ID_Boise-AP-Gowen-Field-ANGB.726810_AMY_2024EPW | 56 | 70.114 | 15.4612 | 1926.5389 | 392.2077 | 0 | 0 | 0.17484 | 287.4907 | 287.4907 | 0.56667 | 1.1801 | 1.1412 | 1.122 | 1.1269
05/06 17:00:00 | 5 | 6 | 17 | (VS)USA_ID_Boise-AP-Gowen-Field-ANGB.726810_AMY_2024EPW | 59 | 70.1512 | 8.779 | 999.2879 | 206.464 | 0 | 0 | 0.079154 | 154.3475 | 154.3475 | 0.26667 | 1.2153 | 1.1646 | 1.1461 | 1.1513
05/06 18:00:00 | 5 | 6 | 18 | (VS)USA_ID_Boise-AP-Gowen-Field-ANGB.726810_AMY_2024EPW | 58 | 70.1447 | 8.67 | 945.4863 | 199.0279 | 0 | 0 | 0.073516 | 161.5335 | 161.5335 | 0.3 | 1.2158 | 1.1677 | 1.1464 | 1.1516
05/06 19:00:00 | 5 | 6 | 19 | (VS)USA_ID_Boise-AP-Gowen-Field-ANGB.726810_AMY_2024EPW | 55 | 70.2212 | 5.8459 | 633.647 | 134.5227 | 0 | 0 | 0.05242 | 123.1744 | 123.1744 | 0.2 | 1.1609 | 1.1272 | 1.1086 | 1.1136
05/06 20:00:00 | 5 | 6 | 20 | (VS)USA_ID_Boise-AP-Gowen-Field-ANGB.726810_AMY_2024EPW | 50 | 70.4773 | 44.412 | 282.5829 | 63.8749 | 0 | 41.7564 | 0.025076 | 86.3591 | 86.3591 | 1.3167 | 1.135 | 1.1108 | 1.0943 | 1.0993
05/06 21:00:00 | 5 | 6 | 21 | (VS)USA_ID_Boise-AP-Gowen-Field-ANGB.726810_AMY_2024EPW | 48 | 70.1616 | 8.9338 | 916.603 | 206.1278 | 0 | 182.5669 | 0.087165 | 249.7812 | 249.7812 | 0.3 | 1.02 | 1.0195 | 1.0126 | 1.0176
05/06 22:00:00 | 5 | 6 | 22 | (VS)USA_ID_Boise-AP-Gowen-Field-ANGB.726810_AMY_2024EPW | 47 | 70.1222 | 9.0591 | 947.9029 | 213.8957 | 0 | 181.2702 | 0.093649 | 252.5501 | 252.5501 | 0.3 | 1.0175 | 1.0189 | 1.0109 | 1.0158
05/06 23:00:00 | 5 | 6 | 23 | (VS)USA_ID_Boise-AP-Gowen-Field-ANGB.726810_AMY_2024EPW | 46 | 70.1598 | 8.7554 | 837.3815 | 195.3746 | 0 | 184.413 | 0.077935 | 262.8675 | 262.8675 | 0.3 | 0.98693 | 0.99518 | 0.99022 | 0.99521
05/06 24:00:00 | 5 | 6 | 24 | (VS)USA_ID_Boise-AP-Gowen-Field-ANGB.726810_AMY_2024EPW | 46 | 70.1535 | 8.8792 | 875.5053 | 202.9982 | 0 | 183.1323 | 0.084339 | 261.6128 | 261.6128 | 0.3 | 0.98613 | 0.9945 | 0.98969 | 0.99464
05/07 01:00:00 | 5 | 7 | 1 | (VS)USA_ID_Boise-AP-Gowen-Field-ANGB.726810_AMY_2024EPW | 45 | 70.1383 | 12.34 | 1315.8287 | 300.4577 | 0 | 172.3255 | 0.13837 | 362.9002 | 362.9002 | 0.4 | 0.9698 | 0.98716 | 0.97867 | 0.98368
05/07 02:00:00 | 5 | 7 | 2 | (VS)USA_ID_Boise-AP-Gowen-Field-ANGB.726810_AMY_2024EPW | 44 | 70.1126 | 16.2407 | 1888.1887 | 425.057 | 0 | 156.9667 | 0.21517 | 464.4623 | 464.4623 | 0.53333 | 0.94918 | 0.97025 | 0.96479 | 0.96988
05/07 03:00:00 | 5 | 7 | 3 | (VS)USA_ID_Boise-AP-Gowen-Field-ANGB.726810_AMY_2024EPW | 44 | 70.0819 | 17.3706 | 2237.7731 | 488.7546 | 0 | 146.8017 | 0.24066 | 466.0246 | 466.0246 | 0.65 | 0.94918 | 0.96802 | 0.9648 | 0.9699
05/07 04:00:00 | 5 | 7 | 4 | (VS)USA_ID_Boise-AP-Gowen-Field-ANGB.726810_AMY_2024EPW | 44 | 70.0726 | 22.1496 | 2773.928 | 614.4577 | 0 | 137.1632 | 0.24287 | 568.603 | 568.603 | 0.83333 | 0.93967 | 0.9612 | 0.95842 | 0.96357
05/07 05:00:00 | 5 | 7 | 5 | (VS)USA_ID_Boise-AP-Gowen-Field-ANGB.726810_AMY_2024EPW | 43 | 70.0817 | 26.9248 | 3333.5725 | 746.8078 | 0 | 125.2366 | 0.27437 | 682.0303 | 682.0303 | 0.98333 | 0.92053 | 0.94661 | 0.94561 | 0.95076
05/07 06:00:00 | 5 | 7 | 6 | (VS)USA_ID_Boise-AP-Gowen-Field-ANGB.726810_AMY_2024EPW | 42 | 70.1019 | 24.2613 | 2738.9693 | 642.1236 | 0 | 137.8671 | 0.26698 | 704.8095 | 704.8095 | 0.91667 | 0.90187 | 0.93343 | 0.9331 | 0.9384
05/07 07:00:00 | 5 | 7 | 7 | (VS)USA_ID_Boise-AP-Gowen-Field-ANGB.726810_AMY_2024EPW | 40 | 70.0869 | 32.7383 | 3442.819 | 877.3512 | 0.17259 | 108.2622 | 0.39184 | 1041.4954 | 1041.4954 | 1.15 | 0.88127 | 0.91803 | 0.91968 | 0.92481
05/07 08:00:00 | 5 | 7 | 8 | (VS)USA_ID_Boise-AP-Gowen-Field-ANGB.726810_AMY_2024EPW | 41 | 70.0764 | 33.2846 | 3688.3219 | 892.9396 | 0.018335 | 116.3243 | 0.30592 | 793.7578 | 793.7578 | 1.1833 | 0.89089 | 0.92415 | 0.92614 | 0.93126
05/07 09:00:00 | 5 | 7 | 9 | (VS)USA_ID_Boise-AP-Gowen-Field-ANGB.726810_AMY_2024EPW | 42 | 70.057 | 46.7706 | 5217.5091 | 1228.6685 | 0 | 95.0054 | 0.41697 | 906.621 | 906.621 | 1.5333 | 0.90179 | 0.93282 | 0.93339 | 0.93862
05/07 10:00:00 | 5 | 7 | 10 | (VS)USA_ID_Boise-AP-Gowen-Field-ANGB.726810_AMY_2024EPW | 43 | 70.0317 | 40.519 | 4967.8027 | 1128.7212 | 0 | 100 | 0.42806 | 675.0711 | 675.0711 | 1.35 | 0.92787 | 0.95184 | 0.95099 | 0.95589
05/07 11:00:00 | 5 | 7 | 11 | (VS)USA_ID_Boise-AP-Gowen-Field-ANGB.726810_AMY_2024EPW | 46 | 70.0551 | 39.7929 | 5038.2413 | 1101.892 | 0 | 100 | 0.34302 | 712.5211 | 712.5211 | 1.4 | 0.9753 | 0.98723 | 0.98297 | 0.98757
05/07 12:00:00 | 5 | 7 | 12 | (VS)USA_ID_Boise-AP-Gowen-Field-ANGB.726810_AMY_2024EPW | 44 | 70.0521 | 55.1576 | 6301.5435 | 1428.1075 | 0 | 73.6816 | 0.48151 | 1234.9435 | 1234.9435 | 1.7833 | 0.94919 | 0.96847 | 0.96512 | 0.9701
05/07 13:00:00 | 5 | 7 | 13 | (VS)USA_ID_Boise-AP-Gowen-Field-ANGB.726810_AMY_2024EPW | 44 | 70.0604 | 57.1186 | 5849.4524 | 1353.8707 | 0 | 90.6557 | 0.45201 | 1242.2555 | 1242.2555 | 1.7 | 0.94987 | 0.96643 | 0.9655 | 0.97057
05/07 14:00:00 | 5 | 7 | 14 | (VS)USA_ID_Boise-AP-Gowen-Field-ANGB.726810_AMY_2024EPW | 47 | 70.0307 | 37.7686 | 5070.3229 | 1076.5996 | 0 | 100 | 0.35842 | 592.9474 | 592.9474 | 1.35 | 1.0041 | 1.0087 | 1.0024 | 1.007
05/07 15:00:00 | 5 | 7 | 15 | (VS)USA_ID_Boise-AP-Gowen-Field-ANGB.726810_AMY_2024EPW | 50 | 70.0812 | 30.9451 | 4385.4799 | 876.7788 | 0 | 48.0818 | 0.3733 | 606.8611 | 606.8611 | 1.0833 | 1.0596 | 1.0482 | 1.0398 | 1.0445
05/07 16:00:00 | 5 | 7 | 16 | (VS)USA_ID_Boise-AP-Gowen-Field-ANGB.726810_AMY_2024EPW | 51 | 70.0881 | 24.2698 | 3393.7137 | 678.9239 | 0 | 0 | 0.28127 | 511.6288 | 511.6288 | 0.95 | 1.0794 | 1.0662 | 1.053 | 1.0578
05/07 17:00:00 | 5 | 7 | 17 | (VS)USA_ID_Boise-AP-Gowen-Field-ANGB.726810_AMY_2024EPW | 51 | 70.0907 | 20.7699 | 2857.4517 | 567.4212 | 0 | 0 | 0.25191 | 440.3298 | 440.3298 | 0.71667 | 1.0783 | 1.063 | 1.0522 | 1.0571
05/07 18:00:00 | 5 | 7 | 18 | (VS)USA_ID_Boise-AP-Gowen-Field-ANGB.726810_AMY_2024EPW | 52 | 70.072 | 20.773 | 2895.7367 | 572.8834 | 0 | 0 | 0.29951 | 424.5826 | 424.5826 | 0.7 | 1.0987 | 1.0754 | 1.0661 | 1.0711
05/07 19:00:00 | 5 | 7 | 19 | (VS)USA_ID_Boise-AP-Gowen-Field-ANGB.726810_AMY_2024EPW | 51 | 70.1511 | 13.2956 | 1666.9099 | 342.0701 | 0 | 0 | 0.16306 | 294.9931 | 294.9931 | 0.45 | 1.0829 | 1.0692 | 1.0553 | 1.0604
05/07 20:00:00 | 5 | 7 | 20 | (VS)USA_ID_Boise-AP-Gowen-Field-ANGB.726810_AMY_2024EPW | 50 | 70.5525 | 65.5227 | 0 | 0 | 0 | 0 | 0 | 0 | 0 | 1.7667 | 1.0699 | 1.0575 | 1.0464 | 1.0514
05/07 21:00:00 | 5 | 7 | 21 | (VS)USA_ID_Boise-AP-Gowen-Field-ANGB.726810_AMY_2024EPW | 49 | 70.131 | 14.7042 | 1512.9179 | 332.9777 | 0 | 172.8635 | 0.13568 | 395.9648 | 395.9648 | 0.48333 | 1.0532 | 1.047 | 1.0355 | 1.0406
05/07 22:00:00 | 5 | 7 | 22 | (VS)USA_ID_Boise-AP-Gowen-Field-ANGB.726810_AMY_2024EPW | 48 | 70.1513 | 12.07 | 1275.7048 | 283.7749 | 0 | 175.1187 | 0.12441 | 333.1948 | 333.1948 | 0.4 | 1.0255 | 1.0252 | 1.0162 | 1.0213
05/07 23:00:00 | 5 | 7 | 23 | (VS)USA_ID_Boise-AP-Gowen-Field-ANGB.726810_AMY_2024EPW | 46 | 70.1262 | 12.2743 | 1311.3965 | 295.5344 | 0 | 173.0051 | 0.13497 | 354.4623 | 354.4623 | 0.4 | 0.98826 | 0.99859 | 0.9911 | 0.99618
05/07 24:00:00 | 5 | 7 | 24 | (VS)USA_ID_Boise-AP-Gowen-Field-ANGB.726810_AMY_2024EPW | 44 | 70.1189 | 12.4185 | 1321.2097 | 304.593 | 0 | 171.5124 | 0.14244 | 375.5251 | 375.5251 | 0.4 | 0.95081 | 0.97436 | 0.96587 | 0.97104
05/08 01:00:00 | 5 | 8 | 1 | (VS)USA_ID_Boise-AP-Gowen-Field-ANGB.726810_AMY_2024EPW | 43 | 70.1184 | 12.9493 | 1453.7049 | 337.2103 | 0 | 166.0215 | 0.16989 | 390.2486 | 390.2486 | 0.45 | 0.92191 | 0.94949 | 0.94645 | 0.95175
05/08 02:00:00 | 5 | 8 | 2 | (VS)USA_ID_Boise-AP-Gowen-Field-ANGB.726810_AMY_2024EPW | 41 | 70.1219 | 20.8427 | 2228.9381 | 545.3302 | 0.014989 | 143.8122 | 0.24838 | 691.9525 | 691.9525 | 0.73333 | 0.89382 | 0.92917 | 0.92765 | 0.93313
05/08 03:00:00 | 5 | 8 | 3 | (VS)USA_ID_Boise-AP-Gowen-Field-ANGB.726810_AMY_2024EPW | 40 | 70.1013 | 20.781 | 2046.1778 | 536.7255 | 0.027928 | 143.5706 | 0.25219 | 786.5071 | 786.5071 | 0.76667 | 0.87205 | 0.91095 | 0.91309 | 0.91866
05/08 04:00:00 | 5 | 8 | 4 | (VS)USA_ID_Boise-AP-Gowen-Field-ANGB.726810_AMY_2024EPW | 39 | 70.1166 | 17.2331 | 1696.0033 | 452.5925 | 0.023641 | 151.1922 | 0.22997 | 660.2319 | 660.2319 | 0.65 | 0.8637 | 0.90504 | 0.90751 | 0.9131
05/08 05:00:00 | 5 | 8 | 5 | (VS)USA_ID_Boise-AP-Gowen-Field-ANGB.726810_AMY_2024EPW | 38 | 70.0905 | 27.7169 | 2826.4266 | 745.6686 | 0.038671 | 121.7785 | 0.32209 | 940.5874 | 940.5874 | 0.96667 | 0.84501 | 0.89129 | 0.89508 | 0.90078
05/08 06:00:00 | 5 | 8 | 6 | (VS)USA_ID_Boise-AP-Gowen-Field-ANGB.726810_AMY_2024EPW | 38 | 70.0949 | 29.5207 | 2697.9811 | 733.2482 | 0.037074 | 131.394 | 0.28812 | 952.2709 | 952.2709 | 1.05 | 0.83429 | 0.88328 | 0.88806 | 0.89385
05/08 07:00:00 | 5 | 8 | 7 | (VS)USA_ID_Boise-AP-Gowen-Field-ANGB.726810_AMY_2024EPW | 38 | 70.121 | 25.7757 | 2322.4984 | 625.6909 | 0.031732 | 141.8856 | 0.28531 | 943.0591 | 943.0591 | 0.93333 | 0.84409 | 0.88983 | 0.89464 | 0.9003
05/08 08:00:00 | 5 | 8 | 8 | (VS)USA_ID_Boise-AP-Gowen-Field-ANGB.726810_AMY_2024EPW | 39 | 70.1036 | 30.4679 | 2843.1414 | 755.1865 | 0.038424 | 128.3412 | 0.28246 | 1057.7481 | 1057.7481 | 1.15 | 0.86263 | 0.90327 | 0.9072 | 0.91251
05/08 09:00:00 | 5 | 8 | 9 | (VS)USA_ID_Boise-AP-Gowen-Field-ANGB.726810_AMY_2024EPW | 40 | 70.0963 | 29.9354 | 3049.4767 | 790.8488 | 0.040645 | 119.9397 | 0.3313 | 908.7781 | 908.7781 | 1.05 | 0.88104 | 0.91654 | 0.91968 | 0.92469
05/08 10:00:00 | 5 | 8 | 10 | (VS)USA_ID_Boise-AP-Gowen-Field-ANGB.726810_AMY_2024EPW | 43 | 70.0849 | 30.7124 | 3797.2306 | 861.2666 | 0 | 112.4127 | 0.41341 | 776.859 | 776.859 | 1.0667 | 0.91973 | 0.94396 | 0.94514 | 0.95036
05/08 11:00:00 | 5 | 8 | 11 | (VS)USA_ID_Boise-AP-Gowen-Field-ANGB.726810_AMY_2024EPW | 47 | 70.0874 | 26.7837 | 3633.9608 | 764.7229 | 0 | 119.708 | 0.36959 | 598.1525 | 598.1525 | 0.93333 | 0.99322 | 0.99763 | 0.99464 | 0.99955
05/08 12:00:00 | 5 | 8 | 12 | (VS)USA_ID_Boise-AP-Gowen-Field-ANGB.726810_AMY_2024EPW | 50 | 70.067 | 32.2431 | 4648.2071 | 927.01 | 0 | 45.6171 | 0.42488 | 605.2212 | 605.2212 | 1.1167 | 1.0596 | 1.0483 | 1.0398 | 1.0445
05/08 13:00:00 | 5 | 8 | 13 | (VS)USA_ID_Boise-AP-Gowen-Field-ANGB.726810_AMY_2024EPW | 52 | 70.0709 | 28.586 | 4248.6541 | 825.7002 | 0 | 0 | 0.36012 | 488.7403 | 488.7403 | 1 | 1.0983 | 1.0779 | 1.0664 | 1.0709
05/08 14:00:00 | 5 | 8 | 14 | (VS)USA_ID_Boise-AP-Gowen-Field-ANGB.726810_AMY_2024EPW | 55 | 70.1012 | 24.8887 | 3478.2204 | 684.4959 | 0 | 0 | 0.30268 | 432.21 | 432.21 | 0.88333 | 1.1536 | 1.1196 | 1.1038 | 1.1087
05/08 15:00:00 | 5 | 8 | 15 | (VS)USA_ID_Boise-AP-Gowen-Field-ANGB.726810_AMY_2024EPW | 57 | 70.0895 | 24.5837 | 3415.6086 | 665.6395 | 0 | 0 | 0.24704 | 376.0714 | 376.0714 | 0.88333 | 1.1991 | 1.1554 | 1.1352 | 1.1401
05/08 16:00:00 | 5 | 8 | 16 | (VS)USA_ID_Boise-AP-Gowen-Field-ANGB.726810_AMY_2024EPW | 58 | 70.0741 | 19.8511 | 2859.767 | 554.5914 | 0 | 0 | 0.25877 | 304.9596 | 304.9596 | 0.7 | 1.2176 | 1.1692 | 1.1477 | 1.1529
05/08 17:00:00 | 5 | 8 | 17 | (VS)USA_ID_Boise-AP-Gowen-Field-ANGB.726810_AMY_2024EPW | 60 | 70.1281 | 12.3105 | 1565.4099 | 318.2109 | 0 | 0 | 0.13685 | 193.7638 | 193.7638 | 0.46667 | 1.2376 | 1.1854 | 1.1616 | 1.1668
05/08 18:00:00 | 5 | 8 | 18 | (VS)USA_ID_Boise-AP-Gowen-Field-ANGB.726810_AMY_2024EPW | 61 | 70.1523 | 11.7184 | 1368.6862 | 282.2087 | 0 | 0 | 0.10622 | 176.4118 | 176.4118 | 0.41667 | 1.2648 | 1.2059 | 1.1803 | 1.1857
05/08 19:00:00 | 5 | 8 | 19 | (VS)USA_ID_Boise-AP-Gowen-Field-ANGB.726810_AMY_2024EPW | 62 | 70.1361 | 5.8635 | 693.8895 | 142.8528 | 0 | 0 | 0.053332 | 81.7231 | 81.7231 | 0.2 | 1.2847 | 1.2224 | 1.1941 | 1.1996
05/08 20:00:00 | 5 | 8 | 20 | (VS)USA_ID_Boise-AP-Gowen-Field-ANGB.726810_AMY_2024EPW | 61 | 70.4332 | 30.9522 | 291.1098 | 61.1349 | 0 | 0 | 0.019807 | 47.7931 | 47.7931 | 0.88333 | 1.2817 | 1.2217 | 1.1931 | 1.1986
05/08 21:00:00 | 5 | 8 | 21 | (VS)USA_ID_Boise-AP-Gowen-Field-ANGB.726810_AMY_2024EPW | 58 | 70.1485 | 8.9384 | 1039.7528 | 215.5977 | 0 | 0 | 0.0874 | 165.3894 | 165.3894 | 0.3 | 1.2178 | 1.1724 | 1.1478 | 1.153
05/08 22:00:00 | 5 | 8 | 22 | (VS)USA_ID_Boise-AP-Gowen-Field-ANGB.726810_AMY_2024EPW | 55 | 70.1379 | 9.0797 | 1059.8284 | 220.6352 | 0 | 0 | 0.094712 | 188.255 | 188.255 | 0.3 | 1.1572 | 1.1245 | 1.1061 | 1.1111
05/08 23:00:00 | 5 | 8 | 23 | (VS)USA_ID_Boise-AP-Gowen-Field-ANGB.726810_AMY_2024EPW | 53 | 70.1354 | 8.7168 | 906.5746 | 196.7492 | 0 | 0 | 0.075941 | 204.0151 | 204.0151 | 0.3 | 1.1201 | 1.0961 | 1.0807 | 1.0856
05/08 24:00:00 | 5 | 8 | 24 | (VS)USA_ID_Boise-AP-Gowen-Field-ANGB.726810_AMY_2024EPW | 51 | 70.1517 | 11.8917 | 1271.4184 | 276.4866 | 0 | 0 | 0.11518 | 296.0195 | 296.0195 | 0.4 | 1.082 | 1.0675 | 1.0547 | 1.0595
05/09 01:00:00 | 5 | 9 | 1 | (VS)USA_ID_Boise-AP-Gowen-Field-ANGB.726810_AMY_2024EPW | 48 | 70.1363 | 9.1802 | 1007.1157 | 221.513 | 0 | 180.0178 | 0.099911 | 244.6047 | 244.6047 | 0.3 | 1.0365 | 1.0333 | 1.0238 | 1.0286
05/09 02:00:00 | 5 | 9 | 2 | (VS)USA_ID_Boise-AP-Gowen-Field-ANGB.726810_AMY_2024EPW | 46 | 70.1435 | 15.0142 | 1529.3945 | 351.4613 | 0 | 169.6568 | 0.15172 | 440.3949 | 440.3949 | 0.5 | 0.98597 | 1.0142 | 0.9896 | 0.99453
05/09 03:00:00 | 5 | 9 | 3 | (VS)USA_ID_Boise-AP-Gowen-Field-ANGB.726810_AMY_2024EPW | 44 | 70.1004 | 16.6164 | 1983.0827 | 448.8686 | 0 | 153.08 | 0.2346 | 469.654 | 469.654 | 0.58333 | 0.94826 | 0.9813 | 0.96422 | 0.96924
05/09 04:00:00 | 5 | 9 | 4 | (VS)USA_ID_Boise-AP-Gowen-Field-ANGB.726810_AMY_2024EPW | 43 | 70.1118 | 16.9512 | 2020.1886 | 463.4452 | 0 | 151.8569 | 0.18618 | 488.4493 | 488.4493 | 0.65 | 0.92024 | 0.95246 | 0.94538 | 0.95053
05/09 05:00:00 | 5 | 9 | 5 | (VS)USA_ID_Boise-AP-Gowen-Field-ANGB.726810_AMY_2024EPW | 42 | 70.0931 | 21.0453 | 2623.6999 | 602.8588 | 0 | 134.3122 | 0.30546 | 601.9376 | 601.9376 | 0.73333 | 0.90179 | 0.93483 | 0.93298 | 0.93825
05/09 06:00:00 | 5 | 9 | 6 | (VS)USA_ID_Boise-AP-Gowen-Field-ANGB.726810_AMY_2024EPW | 40 | 70.0646 | 34.6365 | 3184.4714 | 829.9281 | 47.2588 | 116.5312 | 0.28732 | 1005.9917 | 1005.9917 | 1.2333 | 0.88124 | 0.91797 | 0.91935 | 0.92466
05/09 07:00:00 | 5 | 9 | 7 | (VS)USA_ID_Boise-AP-Gowen-Field-ANGB.726810_AMY_2024EPW | 39 | 70.0756 | 31.0374 | 2744.7427 | 732.1687 | 42.951 | 126.3023 | 0.30375 | 877.7942 | 877.7942 | 1.0667 | 0.86245 | 0.90415 | 0.90683 | 0.91229
05/09 08:00:00 | 5 | 9 | 8 | (VS)USA_ID_Boise-AP-Gowen-Field-ANGB.726810_AMY_2024EPW | 41 | 70.0852 | 31.4985 | 3172.839 | 775.1805 | 21.1016 | 124.4753 | 0.33641 | 869.3614 | 869.3614 | 1.0333 | 0.88959 | 0.92285 | 0.92493 | 0.93024
05/09 09:00:00 | 5 | 9 | 9 | (VS)USA_ID_Boise-AP-Gowen-Field-ANGB.726810_AMY_2024EPW | 45 | 70.076 | 25.8075 | 3354.4448 | 725.1568 | 0 | 124.6136 | 0.34029 | 640.7414 | 640.7414 | 0.91667 | 0.95555 | 0.9711 | 0.96913 | 0.97408
05/09 10:00:00 | 5 | 9 | 10 | (VS)USA_ID_Boise-AP-Gowen-Field-ANGB.726810_AMY_2024EPW | 49 | 70.0692 | 22.1553 | 3290.5839 | 653.2055 | 0 | 81.7819 | 0.29525 | 464.5783 | 464.5783 | 0.8 | 1.0379 | 1.0293 | 1.0248 | 1.0296
05/09 11:00:00 | 5 | 9 | 11 | (VS)USA_ID_Boise-AP-Gowen-Field-ANGB.726810_AMY_2024EPW | 54 | 70.099 | 16.7589 | 2333.7084 | 465.6309 | 0 | 0 | 0.24197 | 329.6553 | 329.6553 | 0.58333 | 1.1225 | 1.0497 | 1.0825 | 1.0872
05/09 12:00:00 | 5 | 9 | 12 | (VS)USA_ID_Boise-AP-Gowen-Field-ANGB.726810_AMY_2024EPW | 58 | 70.079 | 17.0983 | 2611.2095 | 500.4117 | 0 | 0 | 0.25953 | 271.3842 | 271.3842 | 0.58333 | 1.196 | 1.1167 | 1.133 | 1.1378
05/09 13:00:00 | 5 | 9 | 13 | (VS)USA_ID_Boise-AP-Gowen-Field-ANGB.726810_AMY_2024EPW | 62 | 70.0995 | 15.9924 | 2280.3969 | 452.9332 | 0 | 0 | 0.20232 | 204.9157 | 204.9157 | 0.58333 | 1.2805 | 1.2181 | 1.1915 | 1.1967
05/09 14:00:00 | 5 | 9 | 14 | (VS)USA_ID_Boise-AP-Gowen-Field-ANGB.726810_AMY_2024EPW | 66 | 70.1176 | 15.6953 | 2231.5 | 451.7303 | 0 | 0 | 0.18695 | 152.9665 | 152.9665 | 0.58333 | 1.345 | 1.2691 | 1.2364 | 1.2422
05/09 15:00:00 | 5 | 9 | 15 | (VS)USA_ID_Boise-AP-Gowen-Field-ANGB.726810_AMY_2024EPW | 70 | 70.1077 | 8.8408 | 1144.8478 | 237.6155 | 0 | 0 | 0.082354 | 58.5775 | 58.5775 | 0.31667 | 1.4137 | 1.3229 | 1.2844 | 1.291
05/09 16:00:00 | 5 | 9 | 16 | (VS)USA_ID_Boise-AP-Gowen-Field-ANGB.726810_AMY_2024EPW | 73 | 70.1507 | 5.719 | 712.2472 | 148.2427 | 0 | 0 | 0.045857 | 19.936 | 19.936 | 0.2 | 1.4757 | 1.3732 | 1.328 | 1.3353
05/09 17:00:00 | 5 | 9 | 17 | (VS)USA_ID_Boise-AP-Gowen-Field-ANGB.726810_AMY_2024EPW | 74 | 69.9057 | 0 | 0 | 0 | 0 | 0 | 0 | 0 | 0 | 0 | 1.4794 | 1.3772 | 1.3306 | 1.338
05/09 18:00:00 | 5 | 9 | 18 | (VS)USA_ID_Boise-AP-Gowen-Field-ANGB.726810_AMY_2024EPW | 74 | 70.3464 | 0 | 0 | 0 | 0 | 0 | 0 | 0 | 0 | 0 | 1.4794 | 1.3772 | 1.3306 | 1.338
05/09 19:00:00 | 5 | 9 | 19 | (VS)USA_ID_Boise-AP-Gowen-Field-ANGB.726810_AMY_2024EPW | 74 | 70.4333 | 11.2637 | 0 | 0 | 0 | 0 | 0 | 0 | 0 | 0.33333 | 1.4794 | 1.3772 | 1.3306 | 1.338
05/09 20:00:00 | 5 | 9 | 20 | (VS)USA_ID_Boise-AP-Gowen-Field-ANGB.726810_AMY_2024EPW | 73 | 70.3683 | 16.6421 | 0 | 0 | 0 | 0 | 0 | 0 | 0 | 0.46667 | 1.4794 | 1.3772 | 1.3306 | 1.338
05/09 21:00:00 | 5 | 9 | 21 | (VS)USA_ID_Boise-AP-Gowen-Field-ANGB.726810_AMY_2024EPW | 70 | 70.498 | 4.4839 | 0 | 0 | 0 | 0 | 0 | 0 | 0 | 0.16667 | 1.4794 | 1.3772 | 1.3306 | 1.338
05/09 22:00:00 | 5 | 9 | 22 | (VS)USA_ID_Boise-AP-Gowen-Field-ANGB.726810_AMY_2024EPW | 66 | 70.4084 | 0 | 0 | 0 | 0 | 0 | 0 | 0 | 0 | 0 | 1.4794 | 1.3772 | 1.3306 | 1.338
05/09 23:00:00 | 5 | 9 | 23 | (VS)USA_ID_Boise-AP-Gowen-Field-ANGB.726810_AMY_2024EPW | 62 | 70.3954 | 0 | 0 | 0 | 0 | 0 | 0 | 0 | 0 | 0 | 1.4794 | 1.3772 | 1.3306 | 1.338
05/09 24:00:00 | 5 | 9 | 24 | (VS)USA_ID_Boise-AP-Gowen-Field-ANGB.726810_AMY_2024EPW | 60 | 70.1335 | 2.7385 | 269.4832 | 57.192 | 0 | 0 | 0.016667 | 47.0727 | 47.0727 | 0.066667 | 1.2938 | 1.2365 | 1.2064 | 1.2121
05/10 01:00:00 | 5 | 10 | 1 | (VS)USA_ID_Boise-AP-Gowen-Field-ANGB.726810_AMY_2024EPW | 60 | 70.1164 | 2.8572 | 310.5532 | 65.2666 | 0 | 0 | 0.022809 | 46.7108 | 46.7108 | 0.1 | 1.2476 | 1.1936 | 1.1685 | 1.1736
05/10 02:00:00 | 5 | 10 | 2 | (VS)USA_ID_Boise-AP-Gowen-Field-ANGB.726810_AMY_2024EPW | 59 | 70.151 | 5.8585 | 667.6594 | 139.3352 | 0 | 0 | 0.053075 | 98.9997 | 98.9997 | 0.2 | 1.2335 | 1.1833 | 1.1588 | 1.1638
05/10 03:00:00 | 5 | 10 | 3 | (VS)USA_ID_Boise-AP-Gowen-Field-ANGB.726810_AMY_2024EPW | 56 | 70.1453 | 8.8153 | 971.0807 | 205.9962 | 0 | 0 | 0.081036 | 178.9513 | 178.9513 | 0.3 | 1.1787 | 1.142 | 1.121 | 1.1259
05/10 04:00:00 | 5 | 10 | 4 | (VS)USA_ID_Boise-AP-Gowen-Field-ANGB.726810_AMY_2024EPW | 55 | 70.1352 | 11.8568 | 1322.2112 | 279.913 | 0 | 0 | 0.11338 | 246.7065 | 246.7065 | 0.4 | 1.1508 | 1.1182 | 1.1018 | 1.1066
05/10 05:00:00 | 5 | 10 | 5 | (VS)USA_ID_Boise-AP-Gowen-Field-ANGB.726810_AMY_2024EPW | 53 | 70.1013 | 12.4758 | 1529.2807 | 315.8484 | 0 | 0 | 0.1454 | 265.4707 | 265.4707 | 0.45 | 1.1288 | 1.104 | 1.0868 | 1.0916
05/10 06:00:00 | 5 | 10 | 6 | (VS)USA_ID_Boise-AP-Gowen-Field-ANGB.726810_AMY_2024EPW | 51 | 70.1276 | 15.738 | 1871.496 | 398.5155 | 0 | 0 | 0.18916 | 375.0239 | 375.0239 | 0.58333 | 1.0696 | 1.0604 | 1.0464 | 1.051
05/10 07:00:00 | 5 | 10 | 7 | (VS)USA_ID_Boise-AP-Gowen-Field-ANGB.726810_AMY_2024EPW | 51 | 70.0947 | 16.3195 | 2085.1547 | 433.3421 | 0 | 0 | 0.21924 | 375.4321 | 375.4321 | 0.58333 | 1.0682 | 1.0569 | 1.0454 | 1.0501
05/10 08:00:00 | 5 | 10 | 8 | (VS)USA_ID_Boise-AP-Gowen-Field-ANGB.726810_AMY_2024EPW | 54 | 70.0927 | 16.8785 | 2370.0692 | 472.6812 | 0 | 0 | 0.24816 | 335.2857 | 335.2857 | 0.61667 | 1.1209 | 1.0875 | 1.0814 | 1.0861
05/10 09:00:00 | 5 | 10 | 9 | (VS)USA_ID_Boise-AP-Gowen-Field-ANGB.726810_AMY_2024EPW | 58 | 70.1388 | 14.9579 | 1755.1116 | 364.4271 | 0 | 0 | 0.14881 | 275.9864 | 275.9864 | 0.55 | 1.1949 | 1.1525 | 1.1323 | 1.1371
05/10 10:00:00 | 5 | 10 | 10 | (VS)USA_ID_Boise-AP-Gowen-Field-ANGB.726810_AMY_2024EPW | 61 | 70.1142 | 15.4873 | 2022.6904 | 409.9957 | 0 | 0 | 0.17619 | 226.9803 | 226.9803 | 0.58333 | 1.2519 | 1.1961 | 1.1717 | 1.1767
05/10 11:00:00 | 5 | 10 | 11 | (VS)USA_ID_Boise-AP-Gowen-Field-ANGB.726810_AMY_2024EPW | 64 | 70.1391 | 11.8025 | 1437.4968 | 295.536 | 0 | 0 | 0.11057 | 145.6087 | 145.6087 | 0.45 | 1.3069 | 1.2393 | 1.2098 | 1.2153
05/10 12:00:00 | 5 | 10 | 12 | (VS)USA_ID_Boise-AP-Gowen-Field-ANGB.726810_AMY_2024EPW | 67 | 70.1201 | 11.9442 | 1554.9993 | 318.4396 | 0 | 0 | 0.1179 | 109.0585 | 109.0585 | 0.4 | 1.3623 | 1.2819 | 1.2484 | 1.2544
05/10 13:00:00 | 5 | 10 | 13 | (VS)USA_ID_Boise-AP-Gowen-Field-ANGB.726810_AMY_2024EPW | 69 | 70.1188 | 8.8296 | 1139.112 | 236.0577 | 0 | 0 | 0.081776 | 60.8893 | 60.8893 | 0.3 | 1.4094 | 1.3199 | 1.2814 | 1.2878
05/10 14:00:00 | 5 | 10 | 14 | (VS)USA_ID_Boise-AP-Gowen-Field-ANGB.726810_AMY_2024EPW | 71 | 70.1699 | 8.6551 | 1080.3738 | 224.5883 | 0 | 0 | 0.072747 | 48.6322 | 48.6322 | 0.3 | 1.4393 | 1.3441 | 1.3024 | 1.3092
05/10 15:00:00 | 5 | 10 | 15 | (VS)USA_ID_Boise-AP-Gowen-Field-ANGB.726810_AMY_2024EPW | 73 | 70.1635 | 2.8567 | 354.8248 | 73.8957 | 0 | 0 | 0.022782 | 11.0504 | 11.0504 | 0.1 | 1.4653 | 1.3652 | 1.3207 | 1.3278
05/10 16:00:00 | 5 | 10 | 16 | (VS)USA_ID_Boise-AP-Gowen-Field-ANGB.726810_AMY_2024EPW | 74 | 70.2385 | 0 | 0 | 0 | 0 | 0 | 0 | 0 | 0 | 0 | 1.4751 | 1.3738 | 1.3276 | 1.3349
05/10 17:00:00 | 5 | 10 | 17 | (VS)USA_ID_Boise-AP-Gowen-Field-ANGB.726810_AMY_2024EPW | 75 | 70.5207 | 10.9909 | 0 | 0 | 0 | 0 | 0 | 0 | 0 | 0.3 | 1.4751 | 1.3738 | 1.3276 | 1.3349
05/10 18:00:00 | 5 | 10 | 18 | (VS)USA_ID_Boise-AP-Gowen-Field-ANGB.726810_AMY_2024EPW | 75 | 70.524 | 17.1804 | 0 | 0 | 0 | 0 | 0 | 0 | 0 | 0.5 | 1.4751 | 1.3738 | 1.3276 | 1.3349
05/10 19:00:00 | 5 | 10 | 19 | (VS)USA_ID_Boise-AP-Gowen-Field-ANGB.726810_AMY_2024EPW | 75 | 70.5244 | 23.1035 | 0 | 0 | 0 | 0 | 0 | 0 | 0 | 0.76667 | 1.4751 | 1.3738 | 1.3276 | 1.3349
05/10 20:00:00 | 5 | 10 | 20 | (VS)USA_ID_Boise-AP-Gowen-Field-ANGB.726810_AMY_2024EPW | 74 | 70.5142 | 23.3723 | 0 | 0 | 0 | 0 | 0 | 0 | 0 | 0.8 | 1.4751 | 1.3738 | 1.3276 | 1.3349
05/10 21:00:00 | 5 | 10 | 21 | (VS)USA_ID_Boise-AP-Gowen-Field-ANGB.726810_AMY_2024EPW | 71 | 70.5251 | 16.6302 | 0 | 0 | 0 | 0 | 0 | 0 | 0 | 0.5 | 1.4751 | 1.3738 | 1.3276 | 1.3349
05/10 22:00:00 | 5 | 10 | 22 | (VS)USA_ID_Boise-AP-Gowen-Field-ANGB.726810_AMY_2024EPW | 68 | 70.5456 | 11.351 | 0 | 0 | 0 | 0 | 0 | 0 | 0 | 0.36667 | 1.4751 | 1.3738 | 1.3276 | 1.3349
05/10 23:00:00 | 5 | 10 | 23 | (VS)USA_ID_Boise-AP-Gowen-Field-ANGB.726810_AMY_2024EPW | 65 | 70.5059 | 16.7023 | 0 | 0 | 0 | 0 | 0 | 0 | 0 | 0.46667 | 1.4751 | 1.3738 | 1.3276 | 1.3349
05/10 24:00:00 | 5 | 10 | 24 | (VS)USA_ID_Boise-AP-Gowen-Field-ANGB.726810_AMY_2024EPW | 60 | 70.5886 | 0 | 0 | 0 | 0 | 0 | 0 | 0 | 0 | 0 | 1.4751 | 1.3738 | 1.3276 | 1.3349
05/11 01:00:00 | 5 | 11 | 1 | (VS)USA_ID_Boise-AP-Gowen-Field-ANGB.726810_AMY_2024EPW | 57 | 70.4412 | 0 | 0 | 0 | 0 | 0 | 0 | 0 | 0 | 0 | 1.4751 | 1.3738 | 1.3276 | 1.3349
05/11 02:00:00 | 5 | 11 | 2 | (VS)USA_ID_Boise-AP-Gowen-Field-ANGB.726810_AMY_2024EPW | 56 | 70.1199 | 5.7126 | 596.662 | 127.5133 | 0 | 0 | 0.045528 | 120.1949 | 120.1949 | 0.16667 | 1.2685 | 1.2191 | 1.1906 | 1.1962
05/11 03:00:00 | 5 | 11 | 3 | (VS)USA_ID_Boise-AP-Gowen-Field-ANGB.726810_AMY_2024EPW | 55 | 70.1698 | 5.8696 | 643.1402 | 136.7408 | 0 | 0 | 0.053649 | 125.2346 | 125.2346 | 0.2 | 1.1638 | 1.1291 | 1.1108 | 1.1155
05/11 04:00:00 | 5 | 11 | 4 | (VS)USA_ID_Boise-AP-Gowen-Field-ANGB.726810_AMY_2024EPW | 54 | 70.1562 | 8.6846 | 903.3328 | 196.4198 | 0 | 0 | 0.074276 | 200.0222 | 200.0222 | 0.3 | 1.1384 | 1.1102 | 1.0934 | 1.098
05/11 05:00:00 | 5 | 11 | 5 | (VS)USA_ID_Boise-AP-Gowen-Field-ANGB.726810_AMY_2024EPW | 53 | 70.151 | 8.9126 | 972.2252 | 209.5715 | 0 | 0 | 0.086066 | 207.3945 | 207.3945 | 0.3 | 1.116 | 1.0923 | 1.0781 | 1.0827
05/11 06:00:00 | 5 | 11 | 6 | (VS)USA_ID_Boise-AP-Gowen-Field-ANGB.726810_AMY_2024EPW | 51 | 70.121 | 12.2726 | 1412.746 | 301.2328 | 0 | 0 | 0.13489 | 294.6402 | 294.6402 | 0.4 | 1.0902 | 1.0737 | 1.0604 | 1.0651
05/11 07:00:00 | 5 | 11 | 7 | (VS)USA_ID_Boise-AP-Gowen-Field-ANGB.726810_AMY_2024EPW | 51 | 70.1381 | 14.9727 | 1626.2377 | 353.6578 | 0 | 0 | 0.14957 | 376.14 | 376.14 | 0.5 | 1.0761 | 1.0546 | 1.0508 | 1.0554
05/11 08:00:00 | 5 | 11 | 8 | (VS)USA_ID_Boise-AP-Gowen-Field-ANGB.726810_AMY_2024EPW | 54 | 70.1209 | 15.4958 | 1873.3485 | 388.9954 | 0 | 0 | 0.17663 | 337.7906 | 337.7906 | 0.53333 | 1.1214 | 1.0954 | 1.0818 | 1.0864
05/11 09:00:00 | 5 | 11 | 9 | (VS)USA_ID_Boise-AP-Gowen-Field-ANGB.726810_AMY_2024EPW | 58 | 70.1435 | 11.902 | 1387.2472 | 288.4757 | 0 | 0 | 0.11572 | 215.8132 | 215.8132 | 0.4 | 1.2016 | 1.1556 | 1.1369 | 1.1417
05/11 10:00:00 | 5 | 11 | 10 | (VS)USA_ID_Boise-AP-Gowen-Field-ANGB.726810_AMY_2024EPW | 63 | 70.1159 | 12.1603 | 1573.117 | 319.4465 | 0 | 0 | 0.12908 | 161.7177 | 161.7177 | 0.4 | 1.287 | 1.2224 | 1.1959 | 1.2012
05/11 11:00:00 | 5 | 11 | 11 | (VS)USA_ID_Boise-AP-Gowen-Field-ANGB.726810_AMY_2024EPW | 67 | 70.1222 | 11.9081 | 1544.5302 | 317.1716 | 0 | 0 | 0.11603 | 109.6316 | 109.6316 | 0.4 | 1.3607 | 1.2799 | 1.2474 | 1.2532
05/11 12:00:00 | 5 | 11 | 12 | (VS)USA_ID_Boise-AP-Gowen-Field-ANGB.726810_AMY_2024EPW | 71 | 70.135 | 8.9966 | 1243.0267 | 260.8195 | 0 | 0 | 0.090413 | 41.943 | 41.943 | 0.3 | 1.4437 | 1.3468 | 1.3057 | 1.3124
05/11 13:00:00 | 5 | 11 | 13 | (VS)USA_ID_Boise-AP-Gowen-Field-ANGB.726810_AMY_2024EPW | 75 | 70.1391 | 8.7729 | 1179.8378 | 252.0307 | 0 | 0 | 0.078842 | 12.7223 | 12.7223 | 0.3 | 1.5079 | 1.3987 | 1.3511 | 1.3586
05/11 14:00:00 | 5 | 11 | 14 | (VS)USA_ID_Boise-AP-Gowen-Field-ANGB.726810_AMY_2024EPW | 77 | 70.1266 | 2.8241 | 355.737 | 74.729 | 0 | 0 | 0.021097 | 0 | 0 | 0.1 | 1.5479 | 1.4323 | 1.3795 | 1.3876
05/11 15:00:00 | 5 | 11 | 15 | (VS)USA_ID_Boise-AP-Gowen-Field-ANGB.726810_AMY_2024EPW | 79 | 70.1903 | 0 | 0 | 0 | 0 | 0 | 0 | 0 | 0 | 0 | 1.5524 | 1.4365 | 1.3828 | 1.3909
05/11 16:00:00 | 5 | 11 | 16 | (VS)USA_ID_Boise-AP-Gowen-Field-ANGB.726810_AMY_2024EPW | 80 | 70.5624 | 11.3157 | 0 | 0 | 0 | 0 | 0 | 0 | 0 | 0.36667 | 1.5524 | 1.4365 | 1.3828 | 1.3909
05/11 17:00:00 | 5 | 11 | 17 | (VS)USA_ID_Boise-AP-Gowen-Field-ANGB.726810_AMY_2024EPW | 80 | 70.5262 | 23.3289 | 0 | 0 | 0 | 0 | 0 | 0 | 0 | 0.8 | 1.5524 | 1.4365 | 1.3828 | 1.3909
05/11 18:00:00 | 5 | 11 | 18 | (VS)USA_ID_Boise-AP-Gowen-Field-ANGB.726810_AMY_2024EPW | 80 | 70.5319 | 23.7076 | 0 | 0 | 0 | 0 | 0 | 0 | 0 | 0.76667 | 1.5524 | 1.4365 | 1.3828 | 1.3909
05/11 19:00:00 | 5 | 11 | 19 | (VS)USA_ID_Boise-AP-Gowen-Field-ANGB.726810_AMY_2024EPW | 80 | 70.5125 | 25.8239 | 0 | 0 | 0 | 0 | 0 | 0 | 0 | 0.86667 | 1.5524 | 1.4365 | 1.3828 | 1.3909
05/11 20:00:00 | 5 | 11 | 20 | (VS)USA_ID_Boise-AP-Gowen-Field-ANGB.726810_AMY_2024EPW | 78 | 70.5309 | 31.6648 | 0 | 0 | 0 | 0 | 0 | 0 | 0 | 1.0333 | 1.5524 | 1.4365 | 1.3828 | 1.3909
05/11 21:00:00 | 5 | 11 | 21 | (VS)USA_ID_Boise-AP-Gowen-Field-ANGB.726810_AMY_2024EPW | 75 | 70.5176 | 17.3749 | 0 | 0 | 0 | 0 | 0 | 0 | 0 | 0.6 | 1.5524 | 1.4365 | 1.3828 | 1.3909
05/11 22:00:00 | 5 | 11 | 22 | (VS)USA_ID_Boise-AP-Gowen-Field-ANGB.726810_AMY_2024EPW | 72 | 70.5451 | 22.6104 | 0 | 0 | 0 | 0 | 0 | 0 | 0 | 0.66667 | 1.5524 | 1.4365 | 1.3828 | 1.3909
05/11 23:00:00 | 5 | 11 | 23 | (VS)USA_ID_Boise-AP-Gowen-Field-ANGB.726810_AMY_2024EPW | 70 | 70.5228 | 11.2694 | 0 | 0 | 0 | 0 | 0 | 0 | 0 | 0.4 | 1.5524 | 1.4365 | 1.3828 | 1.3909
05/11 24:00:00 | 5 | 11 | 24 | (VS)USA_ID_Boise-AP-Gowen-Field-ANGB.726810_AMY_2024EPW | 65 | 70.4932 | 11.2099 | 0 | 0 | 0 | 0 | 0 | 0 | 0 | 0.33333 | 1.5524 | 1.4365 | 1.3828 | 1.3909
05/12 01:00:00 | 5 | 12 | 1 | (VS)USA_ID_Boise-AP-Gowen-Field-ANGB.726810_AMY_2024EPW | 61 | 70.6341 | 0 | 0 | 0 | 0 | 0 | 0 | 0 | 0 | 0 | 1.5524 | 1.4365 | 1.3828 | 1.3909
05/12 02:00:00 | 5 | 12 | 2 | (VS)USA_ID_Boise-AP-Gowen-Field-ANGB.726810_AMY_2024EPW | 58 | 70.3232 | 0 | 0 | 0 | 0 | 0 | 0 | 0 | 0 | 0 | 1.5524 | 1.4365 | 1.3828 | 1.3909
05/12 03:00:00 | 5 | 12 | 3 | (VS)USA_ID_Boise-AP-Gowen-Field-ANGB.726810_AMY_2024EPW | 57 | 70.1146 | 2.7385 | 259.9956 | 56.6448 | 0 | 0 | 0.016667 | 56.9688 | 56.9688 | 0.066667 | 1.3459 | 1.2825 | 1.2468 | 1.2531
05/12 04:00:00 | 5 | 12 | 4 | (VS)USA_ID_Boise-AP-Gowen-Field-ANGB.726810_AMY_2024EPW | 56 | 70.1374 | 5.8563 | 641.6144 | 137.127 | 0 | 0 | 0.052959 | 116.2406 | 116.2406 | 0.23333 | 1.1809 | 1.1424 | 1.1226 | 1.1273
05/12 05:00:00 | 5 | 12 | 5 | (VS)USA_ID_Boise-AP-Gowen-Field-ANGB.726810_AMY_2024EPW | 55 | 70.1683 | 8.7201 | 938.5683 | 200.5402 | 0 | 0 | 0.076109 | 182.8296 | 182.8296 | 0.26667 | 1.1617 | 1.1274 | 1.1095 | 1.114
05/12 06:00:00 | 5 | 12 | 6 | (VS)USA_ID_Boise-AP-Gowen-Field-ANGB.726810_AMY_2024EPW | 54 | 70.142 | 8.9067 | 982.623 | 211.1823 | 0 | 0 | 0.085762 | 191.0906 | 191.0906 | 0.33333 | 1.1431 | 1.1134 | 1.0967 | 1.1012
05/12 07:00:00 | 5 | 12 | 7 | (VS)USA_ID_Boise-AP-Gowen-Field-ANGB.726810_AMY_2024EPW | 53 | 70.1509 | 11.9111 | 1323.0029 | 282.3898 | 0 | 0 | 0.11619 | 266.5402 | 266.5402 | 0.36667 | 1.1239 | 1.0985 | 1.0835 | 1.088
05/12 08:00:00 | 5 | 12 | 8 | (VS)USA_ID_Boise-AP-Gowen-Field-ANGB.726810_AMY_2024EPW | 56 | 70.131 | 12.0072 | 1371.1261 | 291.1041 | 0 | 0 | 0.12116 | 247.4569 | 247.4569 | 0.43333 | 1.1553 | 1.1203 | 1.1051 | 1.1097
05/12 09:00:00 | 5 | 12 | 9 | (VS)USA_ID_Boise-AP-Gowen-Field-ANGB.726810_AMY_2024EPW | 60 | 70.1501 | 11.8316 | 1398.5196 | 288.835 | 0 | 0 | 0.11207 | 193.9034 | 193.9034 | 0.36667 | 1.238 | 1.1846 | 1.1621 | 1.167
05/12 10:00:00 | 5 | 12 | 10 | (VS)USA_ID_Boise-AP-Gowen-Field-ANGB.726810_AMY_2024EPW | 64 | 70.114 | 11.9152 | 1491.0282 | 305.6863 | 0 | 0 | 0.1164 | 146.4382 | 146.4382 | 0.4 | 1.304 | 1.2358 | 1.2079 | 1.2131
05/12 11:00:00 | 5 | 12 | 11 | (VS)USA_ID_Boise-AP-Gowen-Field-ANGB.726810_AMY_2024EPW | 68 | 70.1665 | 8.7402 | 1089.3103 | 226.1611 | 0 | 0 | 0.077152 | 68.4881 | 68.4881 | 0.3 | 1.3835 | 1.298 | 1.2635 | 1.2694
05/12 12:00:00 | 5 | 12 | 12 | (VS)USA_ID_Boise-AP-Gowen-Field-ANGB.726810_AMY_2024EPW | 73 | 70.142 | 8.7671 | 1158.9629 | 244.6539 | 0 | 0 | 0.078543 | 23.7848 | 23.7848 | 0.3 | 1.477 | 1.3733 | 1.3294 | 1.3364
05/12 13:00:00 | 5 | 12 | 13 | (VS)USA_ID_Boise-AP-Gowen-Field-ANGB.726810_AMY_2024EPW | 77 | 70.1634 | 5.6925 | 733.1262 | 155.5952 | 0 | 0 | 0.044483 | 0 | 0 | 0.2 | 1.5474 | 1.4309 | 1.3794 | 1.3873
05/12 14:00:00 | 5 | 12 | 14 | (VS)USA_ID_Boise-AP-Gowen-Field-ANGB.726810_AMY_2024EPW | 80 | 70.2441 | 2.819 | 364.2573 | 77.6433 | 0 | 0 | 0.020835 | 0 | 0 | 0.1 | 1.5983 | 1.4733 | 1.4157 | 1.4245
05/12 15:00:00 | 5 | 12 | 15 | (VS)USA_ID_Boise-AP-Gowen-Field-ANGB.726810_AMY_2024EPW | 81 | 70.5175 | 5.632 | 0 | 0 | 0 | 0 | 0 | 0 | 0 | 0.16667 | 1.6089 | 1.483 | 1.4233 | 1.4323
05/12 16:00:00 | 5 | 12 | 16 | (VS)USA_ID_Boise-AP-Gowen-Field-ANGB.726810_AMY_2024EPW | 82 | 70.5365 | 17.7339 | 0 | 0 | 0 | 0 | 0 | 0 | 0 | 0.6 | 1.6089 | 1.483 | 1.4233 | 1.4323
05/12 17:00:00 | 5 | 12 | 17 | (VS)USA_ID_Boise-AP-Gowen-Field-ANGB.726810_AMY_2024EPW | 83 | 70.5387 | 24.4524 | 0 | 0 | 0 | 0 | 0 | 0 | 0 | 0.76667 | 1.6089 | 1.483 | 1.4233 | 1.4323
05/12 18:00:00 | 5 | 12 | 18 | (VS)USA_ID_Boise-AP-Gowen-Field-ANGB.726810_AMY_2024EPW | 83 | 70.5218 | 25.4198 | 0 | 0 | 0 | 0 | 0 | 0 | 0 | 0.8 | 1.6089 | 1.483 | 1.4233 | 1.4323
05/12 19:00:00 | 5 | 12 | 19 | (VS)USA_ID_Boise-AP-Gowen-Field-ANGB.726810_AMY_2024EPW | 82 | 70.5073 | 27.7148 | 0 | 0 | 0 | 0 | 0 | 0 | 0 | 0.9 | 1.6089 | 1.483 | 1.4233 | 1.4323
05/12 20:00:00 | 5 | 12 | 20 | (VS)USA_ID_Boise-AP-Gowen-Field-ANGB.726810_AMY_2024EPW | 81 | 70.5365 | 33.9673 | 0 | 0 | 0 | 0 | 0 | 0 | 0 | 1.1 | 1.6089 | 1.483 | 1.4233 | 1.4323
05/12 21:00:00 | 5 | 12 | 21 | (VS)USA_ID_Boise-AP-Gowen-Field-ANGB.726810_AMY_2024EPW | 78 | 70.5151 | 18.8432 | 0 | 0 | 0 | 0 | 0 | 0 | 0 | 0.63333 | 1.6089 | 1.483 | 1.4233 | 1.4323
05/12 22:00:00 | 5 | 12 | 22 | (VS)USA_ID_Boise-AP-Gowen-Field-ANGB.726810_AMY_2024EPW | 74 | 70.513 | 23.8793 | 0 | 0 | 0 | 0 | 0 | 0 | 0 | 0.8 | 1.6089 | 1.483 | 1.4233 | 1.4323
05/12 23:00:00 | 5 | 12 | 23 | (VS)USA_ID_Boise-AP-Gowen-Field-ANGB.726810_AMY_2024EPW | 69 | 70.5228 | 17.0998 | 0 | 0 | 0 | 0 | 0 | 0 | 0 | 0.53333 | 1.6089 | 1.483 | 1.4233 | 1.4323
05/12 24:00:00 | 5 | 12 | 24 | (VS)USA_ID_Boise-AP-Gowen-Field-ANGB.726810_AMY_2024EPW | 65 | 70.5503 | 11.0634 | 0 | 0 | 0 | 0 | 0 | 0 | 0 | 0.33333 | 1.6089 | 1.483 | 1.4233 | 1.4323
05/13 01:00:00 | 5 | 13 | 1 | (VS)USA_ID_Boise-AP-Gowen-Field-ANGB.726810_AMY_2024EPW | 64 | 70.5274 | 0 | 0 | 0 | 0 | 0 | 0 | 0 | 0 | 0 | 1.6089 | 1.483 | 1.4233 | 1.4323
05/13 02:00:00 | 5 | 13 | 2 | (VS)USA_ID_Boise-AP-Gowen-Field-ANGB.726810_AMY_2024EPW | 62 | 70.5194 | 0 | 0 | 0 | 0 | 0 | 0 | 0 | 0 | 0 | 1.6089 | 1.483 | 1.4233 | 1.4323
05/13 03:00:00 | 5 | 13 | 3 | (VS)USA_ID_Boise-AP-Gowen-Field-ANGB.726810_AMY_2024EPW | 61 | 70.2136 | 0 | 0 | 0 | 0 | 0 | 0 | 0 | 0 | 0 | 1.6089 | 1.483 | 1.4233 | 1.4323
05/13 04:00:00 | 5 | 13 | 4 | (VS)USA_ID_Boise-AP-Gowen-Field-ANGB.726810_AMY_2024EPW | 59 | 70.1704 | 5.6857 | 606.705 | 128.378 | 0 | 0 | 0.044133 | 99.3887 | 99.3887 | 0.16667 | 1.2318 | 1.1918 | 1.1666 | 1.1715
05/13 05:00:00 | 5 | 13 | 5 | (VS)USA_ID_Boise-AP-Gowen-Field-ANGB.726810_AMY_2024EPW | 58 | 70.1703 | 8.6835 | 947.2686 | 201.2939 | 0 | 0 | 0.074216 | 161.1311 | 161.1311 | 0.3 | 1.2047 | 1.1606 | 1.1391 | 1.1437
05/13 06:00:00 | 5 | 13 | 6 | (VS)USA_ID_Boise-AP-Gowen-Field-ANGB.726810_AMY_2024EPW | 58 | 70.1382 | 8.9343 | 1041.4116 | 217.5476 | 0 | 0 | 0.087191 | 161.2919 | 161.2919 | 0.3 | 1.2043 | 1.1598 | 1.1388 | 1.1434
05/13 07:00:00 | 5 | 13 | 7 | (VS)USA_ID_Boise-AP-Gowen-Field-ANGB.726810_AMY_2024EPW | 58 | 70.13 | 12.0277 | 1436.9012 | 297.5653 | 0 | 0 | 0.12222 | 214.9751 | 214.9751 | 0.4 | 1.2043 | 1.1598 | 1.1388 | 1.1434
05/13 08:00:00 | 5 | 13 | 8 | (VS)USA_ID_Boise-AP-Gowen-Field-ANGB.726810_AMY_2024EPW | 57 | 70.113 | 15.1331 | 1827.1355 | 376.8636 | 0 | 0 | 0.15787 | 276.0803 | 276.0803 | 0.5 | 1.1967 | 1.1543 | 1.1336 | 1.1382
05/13 09:00:00 | 5 | 13 | 9 | (VS)USA_ID_Boise-AP-Gowen-Field-ANGB.726810_AMY_2024EPW | 61 | 70.1556 | 11.8798 | 1426.5738 | 295.0427 | 0 | 0 | 0.11457 | 179.5088 | 179.5088 | 0.4 | 1.2462 | 1.1898 | 1.1678 | 1.1727
05/13 10:00:00 | 5 | 13 | 10 | (VS)USA_ID_Boise-AP-Gowen-Field-ANGB.726810_AMY_2024EPW | 67 | 70.1196 | 12.0002 | 1582.8024 | 323.945 | 0 | 0 | 0.12079 | 106.7675 | 106.7675 | 0.4 | 1.3582 | 1.2778 | 1.2458 | 1.2514
05/13 11:00:00 | 5 | 13 | 11 | (VS)USA_ID_Boise-AP-Gowen-Field-ANGB.726810_AMY_2024EPW | 71 | 70.1178 | 9.0483 | 1254.2594 | 266.3307 | 0 | 0 | 0.093086 | 42.9619 | 42.9619 | 0.33333 | 1.4423 | 1.3452 | 1.3049 | 1.3114
05/13 12:00:00 | 5 | 13 | 12 | (VS)USA_ID_Boise-AP-Gowen-Field-ANGB.726810_AMY_2024EPW | 74 | 70.1299 | 11.5822 | 1509.0931 | 318.5657 | 0 | 0 | 0.099175 | 24.741 | 24.741 | 0.36667 | 1.4917 | 1.3867 | 1.3399 | 1.3469
05/13 13:00:00 | 5 | 13 | 13 | (VS)USA_ID_Boise-AP-Gowen-Field-ANGB.726810_AMY_2024EPW | 74 | 70.1415 | 8.8634 | 1223.8731 | 263.0362 | 0 | 0 | 0.083523 | 8.6353 | 8.6353 | 0.3 | 1.51 | 1.4015 | 1.3528 | 1.3602
05/13 14:00:00 | 5 | 13 | 14 | (VS)USA_ID_Boise-AP-Gowen-Field-ANGB.726810_AMY_2024EPW | 75 | 70.133 | 8.6071 | 1117.7702 | 236.9471 | 0 | 0 | 0.070265 | 1.4591 | 1.4591 | 0.28333 | 1.529 | 1.417 | 1.3663 | 1.3739
05/13 15:00:00 | 5 | 13 | 15 | (VS)USA_ID_Boise-AP-Gowen-Field-ANGB.726810_AMY_2024EPW | 75 | 69.9226 | 0 | 0 | 0 | 0 | 0 | 0 | 0 | 0 | 0 | 1.5365 | 1.4249 | 1.3718 | 1.3794
05/13 16:00:00 | 5 | 13 | 16 | (VS)USA_ID_Boise-AP-Gowen-Field-ANGB.726810_AMY_2024EPW | 76 | 70.139 | 0 | 0 | 0 | 0 | 0 | 0 | 0 | 0 | 0 | 1.5365 | 1.4249 | 1.3718 | 1.3794
05/13 17:00:00 | 5 | 13 | 17 | (VS)USA_ID_Boise-AP-Gowen-Field-ANGB.726810_AMY_2024EPW | 78 | 70.5386 | 11.0771 | 0 | 0 | 0 | 0 | 0 | 0 | 0 | 0.3 | 1.5365 | 1.4249 | 1.3718 | 1.3794
05/13 18:00:00 | 5 | 13 | 18 | (VS)USA_ID_Boise-AP-Gowen-Field-ANGB.726810_AMY_2024EPW | 79 | 70.5303 | 16.7753 | 0 | 0 | 0 | 0 | 0 | 0 | 0 | 0.5 | 1.5365 | 1.4249 | 1.3718 | 1.3794
05/13 19:00:00 | 5 | 13 | 19 | (VS)USA_ID_Boise-AP-Gowen-Field-ANGB.726810_AMY_2024EPW | 78 | 70.5275 | 28.8857 | 0 | 0 | 0 | 0 | 0 | 0 | 0 | 0.93333 | 1.5365 | 1.4249 | 1.3718 | 1.3794
05/13 20:00:00 | 5 | 13 | 20 | (VS)USA_ID_Boise-AP-Gowen-Field-ANGB.726810_AMY_2024EPW | 77 | 70.4947 | 23.3739 | 0 | 0 | 0 | 0 | 0 | 0 | 0 | 0.8 | 1.5365 | 1.4249 | 1.3718 | 1.3794
05/13 21:00:00 | 5 | 13 | 21 | (VS)USA_ID_Boise-AP-Gowen-Field-ANGB.726810_AMY_2024EPW | 74 | 70.5211 | 15.1235 | 0 | 0 | 0 | 0 | 0 | 0 | 0 | 0.48333 | 1.5365 | 1.4249 | 1.3718 | 1.3794
05/13 22:00:00 | 5 | 13 | 22 | (VS)USA_ID_Boise-AP-Gowen-Field-ANGB.726810_AMY_2024EPW | 69 | 70.4627 | 11.1032 | 0 | 0 | 0 | 0 | 0 | 0 | 0 | 0.33333 | 1.5365 | 1.4249 | 1.3718 | 1.3794
05/13 23:00:00 | 5 | 13 | 23 | (VS)USA_ID_Boise-AP-Gowen-Field-ANGB.726810_AMY_2024EPW | 66 | 70.4738 | 11.1422 | 0 | 0 | 0 | 0 | 0 | 0 | 0 | 0.33333 | 1.5365 | 1.4249 | 1.3718 | 1.3794
05/13 24:00:00 | 5 | 13 | 24 | (VS)USA_ID_Boise-AP-Gowen-Field-ANGB.726810_AMY_2024EPW | 64 | 70.5105 | 5.5326 | 0 | 0 | 0 | 0 | 0 | 0 | 0 | 0.16667 | 1.5365 | 1.4249 | 1.3718 | 1.3794
05/14 01:00:00 | 5 | 14 | 1 | (VS)USA_ID_Boise-AP-Gowen-Field-ANGB.726810_AMY_2024EPW | 63 | 70.7227 | 0 | 0 | 0 | 0 | 0 | 0 | 0 | 0 | 0 | 1.5365 | 1.4249 | 1.3718 | 1.3794
05/14 02:00:00 | 5 | 14 | 2 | (VS)USA_ID_Boise-AP-Gowen-Field-ANGB.726810_AMY_2024EPW | 61 | 70.5407 | 0 | 0 | 0 | 0 | 0 | 0 | 0 | 0 | 0 | 1.5365 | 1.4249 | 1.3718 | 1.3794
05/14 03:00:00 | 5 | 14 | 3 | (VS)USA_ID_Boise-AP-Gowen-Field-ANGB.726810_AMY_2024EPW | 59 | 70.1351 | 2.7385 | 264.0321 | 57.0529 | 0 | 0 | 0.016667 | 50.8738 | 50.8738 | 0.066667 | 1.4395 | 1.3562 | 1.3114 | 1.3183
05/14 04:00:00 | 5 | 14 | 4 | (VS)USA_ID_Boise-AP-Gowen-Field-ANGB.726810_AMY_2024EPW | 57 | 70.1546 | 5.7195 | 597.4931 | 128.8117 | 0 | 0 | 0.045885 | 111.5837 | 111.5837 | 0.2 | 1.1943 | 1.1532 | 1.1319 | 1.1365
05/14 05:00:00 | 5 | 14 | 5 | (VS)USA_ID_Boise-AP-Gowen-Field-ANGB.726810_AMY_2024EPW | 55 | 70.1317 | 9.0409 | 1040.2404 | 219.9643 | 0 | 0 | 0.092706 | 184.1964 | 184.1964 | 0.3 | 1.1532 | 1.1214 | 1.1036 | 1.1081
05/14 06:00:00 | 5 | 14 | 6 | (VS)USA_ID_Boise-AP-Gowen-Field-ANGB.726810_AMY_2024EPW | 53 | 70.1218 | 12.1328 | 1395.1267 | 296.1551 | 0 | 0 | 0.12766 | 260.9731 | 260.9731 | 0.4 | 1.1237 | 1.0985 | 1.0834 | 1.0879
05/14 07:00:00 | 5 | 14 | 7 | (VS)USA_ID_Boise-AP-Gowen-Field-ANGB.726810_AMY_2024EPW | 53 | 70.1541 | 11.8486 | 1281.6602 | 278.3724 | 0 | 0 | 0.11296 | 265.2241 | 265.2241 | 0.4 | 1.1139 | 1.0906 | 1.0767 | 1.0811
05/14 08:00:00 | 5 | 14 | 8 | (VS)USA_ID_Boise-AP-Gowen-Field-ANGB.726810_AMY_2024EPW | 55 | 70.094 | 12.6567 | 1609.981 | 330.3267 | 0 | 0 | 0.15476 | 248.4261 | 248.4261 | 0.43333 | 1.1381 | 1.1078 | 1.0933 | 1.0978
05/14 09:00:00 | 5 | 14 | 9 | (VS)USA_ID_Boise-AP-Gowen-Field-ANGB.726810_AMY_2024EPW | 58 | 70.1382 | 14.99 | 1783.1439 | 367.8601 | 0 | 0 | 0.15046 | 267.2839 | 267.2839 | 0.46667 | 1.1934 | 1.1504 | 1.1313 | 1.1359
05/14 10:00:00 | 5 | 14 | 10 | (VS)USA_ID_Boise-AP-Gowen-Field-ANGB.726810_AMY_2024EPW | 61 | 70.1002 | 15.2615 | 1956.7205 | 396.1073 | 0 | 0 | 0.16451 | 217.0116 | 217.0116 | 0.5 | 1.2501 | 1.1939 | 1.1705 | 1.1754
05/14 11:00:00 | 5 | 14 | 11 | (VS)USA_ID_Boise-AP-Gowen-Field-ANGB.726810_AMY_2024EPW | 65 | 70.1198 | 12.1835 | 1626.76 | 330.7799 | 0 | 0 | 0.13028 | 121.96 | 121.96 | 0.4 | 1.3211 | 1.2488 | 1.2199 | 1.2252
05/14 12:00:00 | 5 | 14 | 12 | (VS)USA_ID_Boise-AP-Gowen-Field-ANGB.726810_AMY_2024EPW | 67 | 70.1173 | 9.045 | 1206.1242 | 249.9925 | 0 | 0 | 0.092915 | 68.4178 | 68.4178 | 0.33333 | 1.3795 | 1.2964 | 1.2607 | 1.2665
05/14 13:00:00 | 5 | 14 | 13 | (VS)USA_ID_Boise-AP-Gowen-Field-ANGB.726810_AMY_2024EPW | 70 | 70.1531 | 11.4431 | 1386.5956 | 288.1437 | 0 | 0 | 0.091976 | 66.2013 | 66.2013 | 0.36667 | 1.4149 | 1.324 | 1.2856 | 1.2918
05/14 14:00:00 | 5 | 14 | 14 | (VS)USA_ID_Boise-AP-Gowen-Field-ANGB.726810_AMY_2024EPW | 73 | 70.1273 | 2.9138 | 378.6247 | 79.8142 | 0 | 0 | 0.025738 | 8.0503 | 8.0503 | 0.1 | 1.4616 | 1.3625 | 1.3186 | 1.3253
05/14 15:00:00 | 5 | 14 | 15 | (VS)USA_ID_Boise-AP-Gowen-Field-ANGB.726810_AMY_2024EPW | 74 | 70.0213 | 0 | 0 | 0 | 0 | 0 | 0 | 0 | 0 | 0 | 1.4693 | 1.3694 | 1.324 | 1.3308
05/14 16:00:00 | 5 | 14 | 16 | (VS)USA_ID_Boise-AP-Gowen-Field-ANGB.726810_AMY_2024EPW | 75 | 70.4872 | 0 | 0 | 0 | 0 | 0 | 0 | 0 | 0 | 0 | 1.4693 | 1.3694 | 1.324 | 1.3308
05/14 17:00:00 | 5 | 14 | 17 | (VS)USA_ID_Boise-AP-Gowen-Field-ANGB.726810_AMY_2024EPW | 75 | 70.4253 | 16.5385 | 0 | 0 | 0 | 0 | 0 | 0 | 0 | 0.46667 | 1.4693 | 1.3694 | 1.324 | 1.3308
05/14 18:00:00 | 5 | 14 | 18 | (VS)USA_ID_Boise-AP-Gowen-Field-ANGB.726810_AMY_2024EPW | 75 | 70.4613 | 11.2502 | 0 | 0 | 0 | 0 | 0 | 0 | 0 | 0.33333 | 1.4693 | 1.3694 | 1.324 | 1.3308
05/14 19:00:00 | 5 | 14 | 19 | (VS)USA_ID_Boise-AP-Gowen-Field-ANGB.726810_AMY_2024EPW | 75 | 70.4613 | 22.8693 | 0 | 0 | 0 | 0 | 0 | 0 | 0 | 0.66667 | 1.4693 | 1.3694 | 1.324 | 1.3308
05/14 20:00:00 | 5 | 14 | 20 | (VS)USA_ID_Boise-AP-Gowen-Field-ANGB.726810_AMY_2024EPW | 74 | 70.5059 | 17.148 | 0 | 0 | 0 | 0 | 0 | 0 | 0 | 0.53333 | 1.4693 | 1.3694 | 1.324 | 1.3308
05/14 21:00:00 | 5 | 14 | 21 | (VS)USA_ID_Boise-AP-Gowen-Field-ANGB.726810_AMY_2024EPW | 71 | 70.429 | 11.0928 | 0 | 0 | 0 | 0 | 0 | 0 | 0 | 0.3 | 1.4693 | 1.3694 | 1.324 | 1.3308
05/14 22:00:00 | 5 | 14 | 22 | (VS)USA_ID_Boise-AP-Gowen-Field-ANGB.726810_AMY_2024EPW | 68 | 70.407 | 11.075 | 0 | 0 | 0 | 0 | 0 | 0 | 0 | 0.33333 | 1.4693 | 1.3694 | 1.324 | 1.3308
05/14 23:00:00 | 5 | 14 | 23 | (VS)USA_ID_Boise-AP-Gowen-Field-ANGB.726810_AMY_2024EPW | 65 | 70.5897 | 4.9378 | 0 | 0 | 0 | 0 | 0 | 0 | 0 | 0.16667 | 1.4693 | 1.3694 | 1.324 | 1.3308
05/14 24:00:00 | 5 | 14 | 24 | (VS)USA_ID_Boise-AP-Gowen-Field-ANGB.726810_AMY_2024EPW | 63 | 70.218 | 0 | 0 | 0 | 0 | 0 | 0 | 0 | 0 | 0 | 1.4693 | 1.3694 | 1.324 | 1.3308
05/15 01:00:00 | 5 | 15 | 1 | (VS)USA_ID_Boise-AP-Gowen-Field-ANGB.726810_AMY_2024EPW | 60 | 70.1325 | 2.7385 | 264.154 | 57.0765 | 0 | 0 | 0.016667 | 49.6383 | 49.6383 | 0.066667 | 1.4182 | 1.3358 | 1.2943 | 1.3008
05/15 02:00:00 | 5 | 15 | 2 | (VS)USA_ID_Boise-AP-Gowen-Field-ANGB.726810_AMY_2024EPW | 57 | 70.1601 | 5.7439 | 610.8135 | 130.8121 | 0 | 0 | 0.047145 | 105.809 | 105.809 | 0.2 | 1.2022 | 1.1589 | 1.1374 | 1.142
05/15 03:00:00 | 5 | 15 | 3 | (VS)USA_ID_Boise-AP-Gowen-Field-ANGB.726810_AMY_2024EPW | 56 | 70.1283 | 8.8966 | 1001.5263 | 212.0203 | 0 | 0 | 0.08524 | 172.8587 | 172.8587 | 0.3 | 1.1734 | 1.137 | 1.1175 | 1.1221
05/15 04:00:00 | 5 | 15 | 4 | (VS)USA_ID_Boise-AP-Gowen-Field-ANGB.726810_AMY_2024EPW | 53 | 70.1557 | 8.9258 | 983.3014 | 211.5387 | 0 | 0 | 0.086753 | 193.9641 | 193.9641 | 0.3 | 1.1266 | 1.1013 | 1.0854 | 1.0898
05/15 05:00:00 | 5 | 15 | 5 | (VS)USA_ID_Boise-AP-Gowen-Field-ANGB.726810_AMY_2024EPW | 51 | 70.1117 | 12.4243 | 1446.1956 | 311.3508 | 0 | 0 | 0.14273 | 283.8544 | 283.8544 | 0.43333 | 1.0773 | 1.0638 | 1.0517 | 1.0561
05/15 06:00:00 | 5 | 15 | 6 | (VS)USA_ID_Boise-AP-Gowen-Field-ANGB.726810_AMY_2024EPW | 49 | 70.1378 | 15.1225 | 1642.4835 | 362.8782 | 0 | 168.5358 | 0.15732 | 378.3634 | 378.3634 | 0.53333 | 1.047 | 1.045 | 1.0311 | 1.0355
05/15 07:00:00 | 5 | 15 | 7 | (VS)USA_ID_Boise-AP-Gowen-Field-ANGB.726810_AMY_2024EPW | 49 | 70.117 | 15.6796 | 1792.8522 | 396.4038 | 0 | 162.7727 | 0.18614 | 385.5392 | 385.5392 | 0.58333 | 1.0356 | 1.0431 | 1.0234 | 1.0278
05/15 08:00:00 | 5 | 15 | 8 | (VS)USA_ID_Boise-AP-Gowen-Field-ANGB.726810_AMY_2024EPW | 51 | 70.106 | 16.2356 | 2042.3376 | 432.1619 | 0 | 32.9454 | 0.2149 | 356.3441 | 356.3441 | 0.58333 | 1.071 | 1.0592 | 1.0475 | 1.0518
05/15 09:00:00 | 5 | 15 | 9 | (VS)USA_ID_Boise-AP-Gowen-Field-ANGB.726810_AMY_2024EPW | 56 | 70.1339 | 15.1675 | 1761.468 | 374.1615 | 0 | 0 | 0.15965 | 292.194 | 292.194 | 0.58333 | 1.1542 | 1.1204 | 1.1045 | 1.1089
05/15 10:00:00 | 5 | 15 | 10 | (VS)USA_ID_Boise-AP-Gowen-Field-ANGB.726810_AMY_2024EPW | 60 | 70.138 | 14.9941 | 1801.1156 | 373.9791 | 0 | 0 | 0.15068 | 232.3305 | 232.3305 | 0.58333 | 1.2291 | 1.1787 | 1.1561 | 1.1608
05/15 11:00:00 | 5 | 15 | 11 | (VS)USA_ID_Boise-AP-Gowen-Field-ANGB.726810_AMY_2024EPW | 63 | 70.0945 | 12.4191 | 1682.7292 | 341.2759 | 0 | 0 | 0.14247 | 144.6071 | 144.6071 | 0.45 | 1.2936 | 1.2277 | 1.2008 | 1.2058
05/15 12:00:00 | 5 | 15 | 12 | (VS)USA_ID_Boise-AP-Gowen-Field-ANGB.726810_AMY_2024EPW | 67 | 70.1296 | 14.5349 | 1778.347 | 367.14 | 0 | 0 | 0.12692 | 124.4579 | 124.4579 | 0.46667 | 1.3598 | 1.2801 | 1.2469 | 1.2525
05/15 13:00:00 | 5 | 15 | 13 | (VS)USA_ID_Boise-AP-Gowen-Field-ANGB.726810_AMY_2024EPW | 70 | 70.1576 | 8.8381 | 1157.2377 | 241.8086 | 0 | 0 | 0.082214 | 40.4667 | 40.4667 | 0.3 | 1.4223 | 1.3297 | 1.2908 | 1.2971
05/15 14:00:00 | 5 | 15 | 14 | (VS)USA_ID_Boise-AP-Gowen-Field-ANGB.726810_AMY_2024EPW | 74 | 70.1508 | 5.7351 | 726.423 | 152.7057 | 0 | 0 | 0.046691 | 7.0421 | 7.0421 | 0.2 | 1.4831 | 1.379 | 1.3338 | 1.3408
05/15 15:00:00 | 5 | 15 | 15 | (VS)USA_ID_Boise-AP-Gowen-Field-ANGB.726810_AMY_2024EPW | 75 | 70.0963 | 0 | 0 | 0 | 0 | 0 | 0 | 0 | 0 | 0 | 1.5085 | 1.401 | 1.3517 | 1.359
05/15 16:00:00 | 5 | 15 | 16 | (VS)USA_ID_Boise-AP-Gowen-Field-ANGB.726810_AMY_2024EPW | 75 | 70.4066 | 5.4769 | 0 | 0 | 0 | 0 | 0 | 0 | 0 | 0.13333 | 1.5085 | 1.401 | 1.3517 | 1.359
05/15 17:00:00 | 5 | 15 | 17 | (VS)USA_ID_Boise-AP-Gowen-Field-ANGB.726810_AMY_2024EPW | 76 | 70.4284 | 11.3443 | 0 | 0 | 0 | 0 | 0 | 0 | 0 | 0.33333 | 1.5085 | 1.401 | 1.3517 | 1.359
05/15 18:00:00 | 5 | 15 | 18 | (VS)USA_ID_Boise-AP-Gowen-Field-ANGB.726810_AMY_2024EPW | 78 | 70.5122 | 22.7221 | 0 | 0 | 0 | 0 | 0 | 0 | 0 | 0.66667 | 1.5085 | 1.401 | 1.3517 | 1.359
05/15 19:00:00 | 5 | 15 | 19 | (VS)USA_ID_Boise-AP-Gowen-Field-ANGB.726810_AMY_2024EPW | 78 | 70.517 | 23.6666 | 0 | 0 | 0 | 0 | 0 | 0 | 0 | 0.73333 | 1.5085 | 1.401 | 1.3517 | 1.359
05/15 20:00:00 | 5 | 15 | 20 | (VS)USA_ID_Boise-AP-Gowen-Field-ANGB.726810_AMY_2024EPW | 76 | 70.5355 | 29.9539 | 0 | 0 | 0 | 0 | 0 | 0 | 0 | 0.96667 | 1.5085 | 1.401 | 1.3517 | 1.359
05/15 21:00:00 | 5 | 15 | 21 | (VS)USA_ID_Boise-AP-Gowen-Field-ANGB.726810_AMY_2024EPW | 72 | 70.5092 | 17.0017 | 0 | 0 | 0 | 0 | 0 | 0 | 0 | 0.53333 | 1.5085 | 1.401 | 1.3517 | 1.359
05/15 22:00:00 | 5 | 15 | 22 | (VS)USA_ID_Boise-AP-Gowen-Field-ANGB.726810_AMY_2024EPW | 70 | 70.5278 | 16.9189 | 0 | 0 | 0 | 0 | 0 | 0 | 0 | 0.56667 | 1.5085 | 1.401 | 1.3517 | 1.359
05/15 23:00:00 | 5 | 15 | 23 | (VS)USA_ID_Boise-AP-Gowen-Field-ANGB.726810_AMY_2024EPW | 67 | 70.5126 | 16.8639 | 0 | 0 | 0 | 0 | 0 | 0 | 0 | 0.5 | 1.5085 | 1.401 | 1.3517 | 1.359
05/15 24:00:00 | 5 | 15 | 24 | (VS)USA_ID_Boise-AP-Gowen-Field-ANGB.726810_AMY_2024EPW | 62 | 70.5671 | 5.6312 | 0 | 0 | 0 | 0 | 0 | 0 | 0 | 0.16667 | 1.5085 | 1.401 | 1.3517 | 1.359
05/16 01:00:00 | 5 | 16 | 1 | (VS)USA_ID_Boise-AP-Gowen-Field-ANGB.726810_AMY_2024EPW | 58 | 70.6984 | 0 | 0 | 0 | 0 | 0 | 0 | 0 | 0 | 0 | 1.5085 | 1.401 | 1.3517 | 1.359
05/16 02:00:00 | 5 | 16 | 2 | (VS)USA_ID_Boise-AP-Gowen-Field-ANGB.726810_AMY_2024EPW | 58 | 70.3981 | 0 | 0 | 0 | 0 | 0 | 0 | 0 | 0 | 0 | 1.5085 | 1.401 | 1.3517 | 1.359
05/16 03:00:00 | 5 | 16 | 3 | (VS)USA_ID_Boise-AP-Gowen-Field-ANGB.726810_AMY_2024EPW | 57 | 70.1253 | 2.7385 | 258.1405 | 56.6509 | 0 | 0 | 0.016667 | 57.5056 | 57.5056 | 0.066667 | 1.3977 | 1.3223 | 1.2822 | 1.2887
05/16 04:00:00 | 5 | 16 | 4 | (VS)USA_ID_Boise-AP-Gowen-Field-ANGB.726810_AMY_2024EPW | 55 | 70.1285 | 5.9114 | 651.8787 | 139.7816 | 0 | 0 | 0.05581 | 123.32 | 123.32 | 0.2 | 1.1553 | 1.123 | 1.1051 | 1.1096
05/16 05:00:00 | 5 | 16 | 5 | (VS)USA_ID_Boise-AP-Gowen-Field-ANGB.726810_AMY_2024EPW | 55 | 70.143 | 9.0008 | 1019.7497 | 217.4228 | 0 | 0 | 0.090633 | 189.1478 | 189.1478 | 0.3 | 1.1384 | 1.1091 | 1.0935 | 1.0979
05/16 06:00:00 | 5 | 16 | 6 | (VS)USA_ID_Boise-AP-Gowen-Field-ANGB.726810_AMY_2024EPW | 54 | 70.1465 | 11.8748 | 1309.0192 | 281.4861 | 0 | 0 | 0.11431 | 257.5569 | 257.5569 | 0.4 | 1.1339 | 1.1063 | 1.0904 | 1.0948
05/16 07:00:00 | 5 | 16 | 7 | (VS)USA_ID_Boise-AP-Gowen-Field-ANGB.726810_AMY_2024EPW | 53 | 70.0998 | 12.8152 | 1620.1211 | 336.8959 | 0 | 0 | 0.16295 | 274.8979 | 274.8979 | 0.43333 | 1.1046 | 1.084 | 1.0704 | 1.0748
05/16 08:00:00 | 5 | 16 | 8 | (VS)USA_ID_Boise-AP-Gowen-Field-ANGB.726810_AMY_2024EPW | 54 | 70.1416 | 14.9856 | 1704.065 | 360.5079 | 0 | 0 | 0.15024 | 323.5763 | 323.5763 | 0.46667 | 1.1267 | 1.0988 | 1.0855 | 1.0899
05/16 09:00:00 | 5 | 16 | 9 | (VS)USA_ID_Boise-AP-Gowen-Field-ANGB.726810_AMY_2024EPW | 60 | 70.1204 | 12.2101 | 1548.6618 | 316.3122 | 0 | 0 | 0.13165 | 182.7616 | 182.7616 | 0.4 | 1.2333 | 1.1791 | 1.1589 | 1.1637
05/16 10:00:00 | 5 | 16 | 10 | (VS)USA_ID_Boise-AP-Gowen-Field-ANGB.726810_AMY_2024EPW | 67 | 70.1318 | 8.8461 | 1109.9977 | 231.6074 | 0 | 0 | 0.082627 | 81.5495 | 81.5495 | 0.33333 | 1.3562 | 1.2761 | 1.2445 | 1.25
05/16 11:00:00 | 5 | 16 | 11 | (VS)USA_ID_Boise-AP-Gowen-Field-ANGB.726810_AMY_2024EPW | 71 | 70.1715 | 11.505 | 1426.5415 | 297.6003 | 0 | 0 | 0.095179 | 61.6288 | 61.6288 | 0.36667 | 1.4339 | 1.3393 | 1.299 | 1.3054
05/16 12:00:00 | 5 | 16 | 12 | (VS)USA_ID_Boise-AP-Gowen-Field-ANGB.726810_AMY_2024EPW | 74 | 70.105 | 8.8383 | 1204.6349 | 258.1108 | 0 | 0 | 0.082224 | 11.3291 | 11.3291 | 0.3 | 1.4922 | 1.3857 | 1.3403 | 1.3473
05/16 13:00:00 | 5 | 16 | 13 | (VS)USA_ID_Boise-AP-Gowen-Field-ANGB.726810_AMY_2024EPW | 77 | 70.171 | 5.7497 | 761.2856 | 164.0385 | 0 | 0 | 0.047444 | 0 | 0 | 0.2 | 1.551 | 1.4346 | 1.3821 | 1.39
05/16 14:00:00 | 5 | 16 | 14 | (VS)USA_ID_Boise-AP-Gowen-Field-ANGB.726810_AMY_2024EPW | 80 | 70.0114 | 0 | 0 | 0 | 0 | 0 | 0 | 0 | 0 | 0 | 1.5723 | 1.4529 | 1.3973 | 1.4055
05/16 15:00:00 | 5 | 16 | 15 | (VS)USA_ID_Boise-AP-Gowen-Field-ANGB.726810_AMY_2024EPW | 82 | 70.4534 | 5.4769 | 0 | 0 | 0 | 0 | 0 | 0 | 0 | 0.13333 | 1.5723 | 1.4529 | 1.3973 | 1.4055
05/16 16:00:00 | 5 | 16 | 16 | (VS)USA_ID_Boise-AP-Gowen-Field-ANGB.726810_AMY_2024EPW | 83 | 70.5503 | 16.7074 | 0 | 0 | 0 | 0 | 0 | 0 | 0 | 0.53333 | 1.5723 | 1.4529 | 1.3973 | 1.4055
05/16 17:00:00 | 5 | 16 | 17 | (VS)USA_ID_Boise-AP-Gowen-Field-ANGB.726810_AMY_2024EPW | 84 | 70.5066 | 17.7063 | 0 | 0 | 0 | 0 | 0 | 0 | 0 | 0.63333 | 1.5723 | 1.4529 | 1.3973 | 1.4055
05/16 18:00:00 | 5 | 16 | 18 | (VS)USA_ID_Boise-AP-Gowen-Field-ANGB.726810_AMY_2024EPW | 85 | 70.5425 | 30.7782 | 0 | 0 | 0 | 0 | 0 | 0 | 0 | 1 | 1.5723 | 1.4529 | 1.3973 | 1.4055
05/16 19:00:00 | 5 | 16 | 19 | (VS)USA_ID_Boise-AP-Gowen-Field-ANGB.726810_AMY_2024EPW | 85 | 70.5226 | 33.6778 | 0 | 0 | 0 | 0 | 0 | 0 | 0 | 1.1 | 1.5723 | 1.4529 | 1.3973 | 1.4055
05/16 20:00:00 | 5 | 16 | 20 | (VS)USA_ID_Boise-AP-Gowen-Field-ANGB.726810_AMY_2024EPW | 83 | 70.5291 | 33.9206 | 0 | 0 | 0 | 0 | 0 | 0 | 0 | 1.1333 | 1.5723 | 1.4529 | 1.3973 | 1.4055
05/16 21:00:00 | 5 | 16 | 21 | (VS)USA_ID_Boise-AP-Gowen-Field-ANGB.726810_AMY_2024EPW | 79 | 70.5321 | 23.5704 | 0 | 0 | 0 | 0 | 0 | 0 | 0 | 0.73333 | 1.5723 | 1.4529 | 1.3973 | 1.4055
05/16 22:00:00 | 5 | 16 | 22 | (VS)USA_ID_Boise-AP-Gowen-Field-ANGB.726810_AMY_2024EPW | 75 | 70.5177 | 23.0112 | 0 | 0 | 0 | 0 | 0 | 0 | 0 | 0.76667 | 1.5723 | 1.4529 | 1.3973 | 1.4055
05/16 23:00:00 | 5 | 16 | 23 | (VS)USA_ID_Boise-AP-Gowen-Field-ANGB.726810_AMY_2024EPW | 72 | 70.5324 | 17.0653 | 0 | 0 | 0 | 0 | 0 | 0 | 0 | 0.5 | 1.5723 | 1.4529 | 1.3973 | 1.4055
05/16 24:00:00 | 5 | 16 | 24 | (VS)USA_ID_Boise-AP-Gowen-Field-ANGB.726810_AMY_2024EPW | 68 | 70.4768 | 16.6253 | 0 | 0 | 0 | 0 | 0 | 0 | 0 | 0.5 | 1.5723 | 1.4529 | 1.3973 | 1.4055
05/17 01:00:00 | 5 | 17 | 1 | (VS)USA_ID_Boise-AP-Gowen-Field-ANGB.726810_AMY_2024EPW | 66 | 70.5043 | 5.5802 | 0 | 0 | 0 | 0 | 0 | 0 | 0 | 0.16667 | 1.5723 | 1.4529 | 1.3973 | 1.4055
05/17 02:00:00 | 5 | 17 | 2 | (VS)USA_ID_Boise-AP-Gowen-Field-ANGB.726810_AMY_2024EPW | 63 | 70.6695 | 0 | 0 | 0 | 0 | 0 | 0 | 0 | 0 | 0 | 1.5723 | 1.4529 | 1.3973 | 1.4055
05/17 03:00:00 | 5 | 17 | 3 | (VS)USA_ID_Boise-AP-Gowen-Field-ANGB.726810_AMY_2024EPW | 62 | 70.4048 | 0 | 0 | 0 | 0 | 0 | 0 | 0 | 0 | 0 | 1.5723 | 1.4529 | 1.3973 | 1.4055
05/17 04:00:00 | 5 | 17 | 4 | (VS)USA_ID_Boise-AP-Gowen-Field-ANGB.726810_AMY_2024EPW | 60 | 70.1202 | 2.7385 | 267.4941 | 57.4873 | 0 | 0 | 0.016667 | 46.8864 | 46.8864 | 0.066667 | 1.4374 | 1.3543 | 1.3105 | 1.3174
05/17 05:00:00 | 5 | 17 | 5 | (VS)USA_ID_Boise-AP-Gowen-Field-ANGB.726810_AMY_2024EPW | 58 | 70.1095 | 5.9057 | 674.1618 | 142.1046 | 0 | 0 | 0.055515 | 103.3458 | 103.3458 | 0.2 | 1.2124 | 1.1671 | 1.1445 | 1.149
05/17 06:00:00 | 5 | 17 | 6 | (VS)USA_ID_Boise-AP-Gowen-Field-ANGB.726810_AMY_2024EPW | 56 | 70.1532 | 12.0168 | 1403.8085 | 294.4871 | 0 | 0 | 0.12166 | 225.1116 | 225.1116 | 0.4 | 1.178 | 1.1402 | 1.1207 | 1.1252
05/17 07:00:00 | 5 | 17 | 7 | (VS)USA_ID_Boise-AP-Gowen-Field-ANGB.726810_AMY_2024EPW | 56 | 70.1308 | 12.047 | 1408.7148 | 295.2935 | 0 | 0 | 0.12322 | 231.6335 | 231.6335 | 0.4 | 1.1668 | 1.131 | 1.113 | 1.1175
05/17 08:00:00 | 5 | 17 | 8 | (VS)USA_ID_Boise-AP-Gowen-Field-ANGB.726810_AMY_2024EPW | 58 | 70.1356 | 11.9617 | 1420.0944 | 294.7946 | 0 | 0 | 0.1188 | 204.4764 | 204.4764 | 0.4 | 1.2007 | 1.1555 | 1.1364 | 1.1409
05/17 09:00:00 | 5 | 17 | 9 | (VS)USA_ID_Boise-AP-Gowen-Field-ANGB.726810_AMY_2024EPW | 61 | 70.1318 | 11.9131 | 1431.8449 | 296.7516 | 0 | 0 | 0.11629 | 176.7834 | 176.7834 | 0.4 | 1.2505 | 1.1951 | 1.1708 | 1.1756
05/17 10:00:00 | 5 | 17 | 10 | (VS)USA_ID_Boise-AP-Gowen-Field-ANGB.726810_AMY_2024EPW | 62 | 70.1305 | 14.9338 | 1848.1872 | 378.6218 | 0 | 0 | 0.14756 | 198.7015 | 198.7015 | 0.5 | 1.2772 | 1.2156 | 1.1894 | 1.1943
05/17 11:00:00 | 5 | 17 | 11 | (VS)USA_ID_Boise-AP-Gowen-Field-ANGB.726810_AMY_2024EPW | 65 | 70.1239 | 11.9807 | 1532.6163 | 313.6505 | 0 | 0 | 0.11979 | 128.0565 | 128.0565 | 0.4 | 1.3221 | 1.2505 | 1.2207 | 1.2259
05/17 12:00:00 | 5 | 17 | 12 | (VS)USA_ID_Boise-AP-Gowen-Field-ANGB.726810_AMY_2024EPW | 66 | 70.1197 | 12.0927 | 1613.671 | 331.5 | 0 | 0 | 0.12558 | 102.3602 | 102.3602 | 0.4 | 1.3603 | 1.2812 | 1.2474 | 1.2529
05/17 13:00:00 | 5 | 17 | 13 | (VS)USA_ID_Boise-AP-Gowen-Field-ANGB.726810_AMY_2024EPW | 67 | 70.1473 | 8.7729 | 1092.9715 | 227.2658 | 0 | 0 | 0.07884 | 67.5511 | 67.5511 | 0.3 | 1.3783 | 1.2958 | 1.26 | 1.2657
05/17 14:00:00 | 5 | 17 | 14 | (VS)USA_ID_Boise-AP-Gowen-Field-ANGB.726810_AMY_2024EPW | 69 | 70.1592 | 5.7317 | 690.7157 | 143.9142 | 0 | 0 | 0.046513 | 35.7139 | 35.7139 | 0.2 | 1.4029 | 1.3153 | 1.2773 | 1.2832
05/17 15:00:00 | 5 | 17 | 15 | (VS)USA_ID_Boise-AP-Gowen-Field-ANGB.726810_AMY_2024EPW | 70 | 69.9526 | 0 | 0 | 0 | 0 | 0 | 0 | 0 | 0 | 0 | 1.4169 | 1.3274 | 1.2871 | 1.2932
05/17 16:00:00 | 5 | 17 | 16 | (VS)USA_ID_Boise-AP-Gowen-Field-ANGB.726810_AMY_2024EPW | 70 | 70.1428 | 0 | 0 | 0 | 0 | 0 | 0 | 0 | 0 | 0 | 1.4169 | 1.3274 | 1.2871 | 1.2932
05/17 17:00:00 | 5 | 17 | 17 | (VS)USA_ID_Boise-AP-Gowen-Field-ANGB.726810_AMY_2024EPW | 71 | 70.5116 | 11.1001 | 0 | 0 | 0 | 0 | 0 | 0 | 0 | 0.3 | 1.4169 | 1.3274 | 1.2871 | 1.2932
05/17 18:00:00 | 5 | 17 | 18 | (VS)USA_ID_Boise-AP-Gowen-Field-ANGB.726810_AMY_2024EPW | 71 | 70.474 | 16.9667 | 0 | 0 | 0 | 0 | 0 | 0 | 0 | 0.5 | 1.4169 | 1.3274 | 1.2871 | 1.2932
05/17 19:00:00 | 5 | 17 | 19 | (VS)USA_ID_Boise-AP-Gowen-Field-ANGB.726810_AMY_2024EPW | 70 | 70.4972 | 11.1939 | 0 | 0 | 0 | 0 | 0 | 0 | 0 | 0.33333 | 1.4169 | 1.3274 | 1.2871 | 1.2932
05/17 20:00:00 | 5 | 17 | 20 | (VS)USA_ID_Boise-AP-Gowen-Field-ANGB.726810_AMY_2024EPW | 68 | 70.4343 | 16.8107 | 0 | 0 | 0 | 0 | 0 | 0 | 0 | 0.5 | 1.4169 | 1.3274 | 1.2871 | 1.2932
05/17 21:00:00 | 5 | 17 | 21 | (VS)USA_ID_Boise-AP-Gowen-Field-ANGB.726810_AMY_2024EPW | 65 | 70.3316 | 0 | 0 | 0 | 0 | 0 | 0 | 0 | 0 | 0 | 1.4169 | 1.3274 | 1.2871 | 1.2932
05/17 22:00:00 | 5 | 17 | 22 | (VS)USA_ID_Boise-AP-Gowen-Field-ANGB.726810_AMY_2024EPW | 60 | 70.1761 | 0 | 0 | 0 | 0 | 0 | 0 | 0 | 0 | 0 | 1.4169 | 1.3274 | 1.2871 | 1.2932
05/17 23:00:00 | 5 | 17 | 23 | (VS)USA_ID_Boise-AP-Gowen-Field-ANGB.726810_AMY_2024EPW | 56 | 70.0924 | 2.7385 | 257.4798 | 56.569 | 0 | 0 | 0.016667 | 56.8315 | 56.8315 | 0.066667 | 1.2539 | 1.2059 | 1.1794 | 1.1845
05/17 24:00:00 | 5 | 17 | 24 | (VS)USA_ID_Boise-AP-Gowen-Field-ANGB.726810_AMY_2024EPW | 56 | 70.1999 | 5.8056 | 617.5571 | 133.433 | 0 | 0 | 0.050336 | 117.623 | 117.623 | 0.2 | 1.1561 | 1.1232 | 1.1057 | 1.1101
05/18 01:00:00 | 5 | 18 | 1 | (VS)USA_ID_Boise-AP-Gowen-Field-ANGB.726810_AMY_2024EPW | 53 | 70.1496 | 5.8346 | 609.4154 | 133.8853 | 0 | 0 | 0.051837 | 131.4527 | 131.4527 | 0.2 | 1.1327 | 1.1066 | 1.0896 | 1.094
05/18 02:00:00 | 5 | 18 | 2 | (VS)USA_ID_Boise-AP-Gowen-Field-ANGB.726810_AMY_2024EPW | 49 | 70.1275 | 9.1378 | 1001.911 | 221.7718 | 0 | 120.5354 | 0.097718 | 228.7616 | 228.7616 | 0.3 | 1.0551 | 1.0475 | 1.0366 | 1.041
05/18 03:00:00 | 5 | 18 | 3 | (VS)USA_ID_Boise-AP-Gowen-Field-ANGB.726810_AMY_2024EPW | 47 | 70.1275 | 12.2407 | 1312.4732 | 297.9314 | 0 | 173.3527 | 0.13324 | 332.8107 | 332.8107 | 0.4 | 1.0036 | 1.0082 | 1.0016 | 1.0061
05/18 04:00:00 | 5 | 18 | 4 | (VS)USA_ID_Boise-AP-Gowen-Field-ANGB.726810_AMY_2024EPW | 45 | 70.1446 | 17.9382 | 1797.6045 | 420.6129 | 0 | 164.4039 | 0.17798 | 447.0558 | 447.0558 | 0.56667 | 0.96549 | 0.98909 | 0.97587 | 0.98046
05/18 05:00:00 | 5 | 18 | 5 | (VS)USA_ID_Boise-AP-Gowen-Field-ANGB.726810_AMY_2024EPW | 42 | 70.1316 | 21.5638 | 2228.0868 | 530.5681 | 0 | 151.8921 | 0.24054 | 452.2021 | 452.2021 | 0.66667 | 0.91905 | 0.9553 | 0.9446 | 0.94942
05/18 06:00:00 | 5 | 18 | 6 | (VS)USA_ID_Boise-AP-Gowen-Field-ANGB.726810_AMY_2024EPW | 42 | 70.1253 | 19.3943 | 2100.2163 | 511.5259 | 0 | 149.3385 | 0.25331 | 596.1608 | 596.1608 | 0.7 | 0.89842 | 0.93498 | 0.93077 | 0.93575
05/18 07:00:00 | 5 | 18 | 7 | (VS)USA_ID_Boise-AP-Gowen-Field-ANGB.726810_AMY_2024EPW | 43 | 70.0795 | 21.9487 | 2776.2638 | 630.6627 | 0 | 133.4386 | 0.3063 | 579.3955 | 579.3955 | 0.76667 | 0.91689 | 0.94247 | 0.94315 | 0.94803
05/18 08:00:00 | 5 | 18 | 8 | (VS)USA_ID_Boise-AP-Gowen-Field-ANGB.726810_AMY_2024EPW | 45 | 70.0822 | 22.0522 | 2970.7491 | 647.4502 | 0 | 129.0332 | 0.31693 | 547.4282 | 547.4282 | 0.8 | 0.95291 | 0.96566 | 0.9674 | 0.97209
05/18 09:00:00 | 5 | 18 | 9 | (VS)USA_ID_Boise-AP-Gowen-Field-ANGB.726810_AMY_2024EPW | 49 | 70.1245 | 18.8797 | 2210.0187 | 480.4775 | 0 | 99.3637 | 0.22669 | 465.2942 | 465.2942 | 0.66667 | 1.0335 | 0.97905 | 1.022 | 1.0264
05/18 10:00:00 | 5 | 18 | 10 | (VS)USA_ID_Boise-AP-Gowen-Field-ANGB.726810_AMY_2024EPW | 55 | 70.1067 | 15.6032 | 1921.511 | 401.0938 | 0 | 0 | 0.18219 | 300.9866 | 300.9866 | 0.58333 | 1.1346 | 1.1051 | 1.0911 | 1.0953
05/18 11:00:00 | 5 | 18 | 11 | (VS)USA_ID_Boise-AP-Gowen-Field-ANGB.726810_AMY_2024EPW | 59 | 70.12 | 12.318 | 1585.9516 | 320.7463 | 0 | 0 | 0.13724 | 189.7619 | 189.7619 | 0.4 | 1.2196 | 1.1703 | 1.1495 | 1.1541
05/18 12:00:00 | 5 | 18 | 12 | (VS)USA_ID_Boise-AP-Gowen-Field-ANGB.726810_AMY_2024EPW | 63 | 70.1044 | 12.2248 | 1595.5334 | 324.3722 | 0 | 0 | 0.13241 | 151.0001 | 151.0001 | 0.4 | 1.2852 | 1.2214 | 1.195 | 1.1999
05/18 13:00:00 | 5 | 18 | 13 | (VS)USA_ID_Boise-AP-Gowen-Field-ANGB.726810_AMY_2024EPW | 66 | 70.1189 | 12.2328 | 1642.7244 | 337.7583 | 0 | 0 | 0.13283 | 117.9718 | 117.9718 | 0.43333 | 1.341 | 1.265 | 1.2338 | 1.2392
05/18 14:00:00 | 5 | 18 | 14 | (VS)USA_ID_Boise-AP-Gowen-Field-ANGB.726810_AMY_2024EPW | 68 | 70.1356 | 11.4569 | 1369.9343 | 284.322 | 0 | 0 | 0.092689 | 86.2337 | 86.2337 | 0.36667 | 1.3872 | 1.3023 | 1.2662 | 1.272
05/18 15:00:00 | 5 | 18 | 15 | (VS)USA_ID_Boise-AP-Gowen-Field-ANGB.726810_AMY_2024EPW | 70 | 70.1625 | 2.9021 | 365.1162 | 76.2443 | 0 | 0 | 0.025131 | 15.6505 | 15.6505 | 0.1 | 1.4219 | 1.3307 | 1.2905 | 1.2967
05/18 16:00:00 | 5 | 18 | 16 | (VS)USA_ID_Boise-AP-Gowen-Field-ANGB.726810_AMY_2024EPW | 73 | 69.9552 | 0 | 0 | 0 | 0 | 0 | 0 | 0 | 0 | 0 | 1.4299 | 1.3377 | 1.2962 | 1.3025
05/18 17:00:00 | 5 | 18 | 17 | (VS)USA_ID_Boise-AP-Gowen-Field-ANGB.726810_AMY_2024EPW | 73 | 70.4336 | 5.4769 | 0 | 0 | 0 | 0 | 0 | 0 | 0 | 0.13333 | 1.4299 | 1.3377 | 1.2962 | 1.3025
05/18 18:00:00 | 5 | 18 | 18 | (VS)USA_ID_Boise-AP-Gowen-Field-ANGB.726810_AMY_2024EPW | 74 | 70.5222 | 17.0338 | 0 | 0 | 0 | 0 | 0 | 0 | 0 | 0.53333 | 1.4299 | 1.3377 | 1.2962 | 1.3025
05/18 19:00:00 | 5 | 18 | 19 | (VS)USA_ID_Boise-AP-Gowen-Field-ANGB.726810_AMY_2024EPW | 74 | 70.5229 | 24.6349 | 0 | 0 | 0 | 0 | 0 | 0 | 0 | 0.8 | 1.4299 | 1.3377 | 1.2962 | 1.3025
05/18 20:00:00 | 5 | 18 | 20 | (VS)USA_ID_Boise-AP-Gowen-Field-ANGB.726810_AMY_2024EPW | 73 | 70.5211 | 41.6479 | 0 | 0 | 0 | 0 | 0 | 0 | 0 | 1.3 | 1.4299 | 1.3377 | 1.2962 | 1.3025
05/18 21:00:00 | 5 | 18 | 21 | (VS)USA_ID_Boise-AP-Gowen-Field-ANGB.726810_AMY_2024EPW | 71 | 70.5318 | 22.9091 | 0 | 0 | 0 | 0 | 0 | 0 | 0 | 0.76667 | 1.4299 | 1.3377 | 1.2962 | 1.3025
05/18 22:00:00 | 5 | 18 | 22 | (VS)USA_ID_Boise-AP-Gowen-Field-ANGB.726810_AMY_2024EPW | 68 | 70.5237 | 17.1793 | 0 | 0 | 0 | 0 | 0 | 0 | 0 | 0.56667 | 1.4299 | 1.3377 | 1.2962 | 1.3025
05/18 23:00:00 | 5 | 18 | 23 | (VS)USA_ID_Boise-AP-Gowen-Field-ANGB.726810_AMY_2024EPW | 64 | 70.5241 | 17.1316 | 0 | 0 | 0 | 0 | 0 | 0 | 0 | 0.53333 | 1.4299 | 1.3377 | 1.2962 | 1.3025
05/18 24:00:00 | 5 | 18 | 24 | (VS)USA_ID_Boise-AP-Gowen-Field-ANGB.726810_AMY_2024EPW | 62 | 70.4879 | 11.1438 | 0 | 0 | 0 | 0 | 0 | 0 | 0 | 0.33333 | 1.4299 | 1.3377 | 1.2962 | 1.3025
05/19 01:00:00 | 5 | 19 | 1 | (VS)USA_ID_Boise-AP-Gowen-Field-ANGB.726810_AMY_2024EPW | 60 | 70.5474 | 0 | 0 | 0 | 0 | 0 | 0 | 0 | 0 | 0 | 1.4299 | 1.3377 | 1.2962 | 1.3025
05/19 02:00:00 | 5 | 19 | 2 | (VS)USA_ID_Boise-AP-Gowen-Field-ANGB.726810_AMY_2024EPW | 56 | 70.1059 | 5.7205 | 599.0025 | 128.4703 | 0 | 0 | 0.045935 | 116.2738 | 116.2738 | 0.16667 | 1.2442 | 1.1987 | 1.1726 | 1.1777
05/19 03:00:00 | 5 | 19 | 3 | (VS)USA_ID_Boise-AP-Gowen-Field-ANGB.726810_AMY_2024EPW | 54 | 70.1556 | 11.8813 | 1315.1394 | 281.496 | 0 | 0 | 0.11465 | 259.9238 | 259.9238 | 0.4 | 1.1351 | 1.1077 | 1.0912 | 1.0957
05/19 04:00:00 | 5 | 19 | 4 | (VS)USA_ID_Boise-AP-Gowen-Field-ANGB.726810_AMY_2024EPW | 51 | 70.1077 | 15.8065 | 1953.7194 | 405.407 | 0 | 0 | 0.19271 | 364.2543 | 364.2543 | 0.53333 | 1.0884 | 1.0732 | 1.0593 | 1.0638
05/19 05:00:00 | 5 | 19 | 5 | (VS)USA_ID_Boise-AP-Gowen-Field-ANGB.726810_AMY_2024EPW | 48 | 70.0973 | 20.001 | 2592.5404 | 544.6566 | 0 | 143.0614 | 0.28469 | 492.4977 | 492.4977 | 0.7 | 1.0308 | 1.061 | 1.0201 | 1.0247
05/19 06:00:00 | 5 | 19 | 6 | (VS)USA_ID_Boise-AP-Gowen-Field-ANGB.726810_AMY_2024EPW | 46 | 70.1025 | 17.3047 | 2260.5668 | 489.53 | 0 | 146.9478 | 0.23735 | 445.4378 | 445.4378 | 0.65 | 0.98284 | 1.049 | 0.98759 | 0.99226
05/19 07:00:00 | 5 | 19 | 7 | (VS)USA_ID_Boise-AP-Gowen-Field-ANGB.726810_AMY_2024EPW | 45 | 70.0628 | 23.5211 | 3318.648 | 702.9501 | 0 | 123.6183 | 0.29001 | 549.5188 | 549.5188 | 0.86667 | 0.9636 | 0.97844 | 0.97458 | 0.97935
05/19 08:00:00 | 5 | 19 | 8 | (VS)USA_ID_Boise-AP-Gowen-Field-ANGB.726810_AMY_2024EPW | 46 | 70.0928 | 20.8386 | 2773.9157 | 596.2336 | 0 | 134.3957 | 0.32802 | 530.4871 | 530.4871 | 0.7 | 0.98048 | 0.97883 | 0.98599 | 0.99061
05/19 09:00:00 | 5 | 19 | 9 | (VS)USA_ID_Boise-AP-Gowen-Field-ANGB.726810_AMY_2024EPW | 48 | 70.1019 | 20.3882 | 2680.8728 | 569.4499 | 0 | 139.0557 | 0.30472 | 494.4089 | 494.4089 | 0.7 | 1.017 | 0.97885 | 1.0108 | 1.0152
05/19 10:00:00 | 5 | 19 | 10 | (VS)USA_ID_Boise-AP-Gowen-Field-ANGB.726810_AMY_2024EPW | 50 | 70.0904 | 19.9731 | 2663.0058 | 545.9 | 0 | 64.7867 | 0.28325 | 458.2925 | 458.2925 | 0.7 | 1.0557 | 1.0151 | 1.037 | 1.0415
05/19 11:00:00 | 5 | 19 | 11 | (VS)USA_ID_Boise-AP-Gowen-Field-ANGB.726810_AMY_2024EPW | 52 | 70.0997 | 20.2367 | 2838.9874 | 565.5297 | 0 | 0 | 0.29688 | 420.142 | 420.142 | 0.66667 | 1.0938 | 1.0671 | 1.063 | 1.0674
05/19 12:00:00 | 5 | 19 | 12 | (VS)USA_ID_Boise-AP-Gowen-Field-ANGB.726810_AMY_2024EPW | 54 | 70.1049 | 19.1823 | 2480.7634 | 506.9732 | 0 | 0 | 0.24234 | 381.0401 | 381.0401 | 0.7 | 1.1302 | 1.0999 | 1.0879 | 1.0923
05/19 13:00:00 | 5 | 19 | 13 | (VS)USA_ID_Boise-AP-Gowen-Field-ANGB.726810_AMY_2024EPW | 57 | 70.1238 | 15.8319 | 2068.3746 | 419.327 | 0 | 0 | 0.19402 | 281.029 | 281.029 | 0.58333 | 1.1748 | 1.134 | 1.1186 | 1.123
05/19 14:00:00 | 5 | 19 | 14 | (VS)USA_ID_Boise-AP-Gowen-Field-ANGB.726810_AMY_2024EPW | 59 | 70.1205 | 15.4001 | 1953.2013 | 399.0089 | 0 | 0 | 0.17168 | 244.9768 | 244.9768 | 0.55 | 1.222 | 1.1731 | 1.1512 | 1.1558
05/19 15:00:00 | 5 | 19 | 15 | (VS)USA_ID_Boise-AP-Gowen-Field-ANGB.726810_AMY_2024EPW | 61 | 70.1115 | 9.1056 | 1144.1128 | 235.001 | 0 | 0 | 0.096051 | 129.5392 | 129.5392 | 0.33333 | 1.2597 | 1.2019 | 1.1772 | 1.1821
05/19 16:00:00 | 5 | 19 | 16 | (VS)USA_ID_Boise-AP-Gowen-Field-ANGB.726810_AMY_2024EPW | 63 | 70.1842 | 8.5058 | 933.0623 | 195.4937 | 0 | 0 | 0.065022 | 116.6066 | 116.6066 | 0.26667 | 1.2878 | 1.2245 | 1.1966 | 1.2017
05/19 17:00:00 | 5 | 19 | 17 | (VS)USA_ID_Boise-AP-Gowen-Field-ANGB.726810_AMY_2024EPW | 63 | 70.1493 | 5.7669 | 660.7985 | 137.8337 | 0 | 0 | 0.048332 | 74.8325 | 74.8325 | 0.2 | 1.2976 | 1.2325 | 1.2035 | 1.2086
05/19 18:00:00 | 5 | 19 | 18 | (VS)USA_ID_Boise-AP-Gowen-Field-ANGB.726810_AMY_2024EPW | 63 | 70.0368 | 0 | 0 | 0 | 0 | 0 | 0 | 0 | 0 | 0 | 1.2981 | 1.2332 | 1.2038 | 1.2089
05/19 19:00:00 | 5 | 19 | 19 | (VS)USA_ID_Boise-AP-Gowen-Field-ANGB.726810_AMY_2024EPW | 63 | 70.1636 | 0 | 0 | 0 | 0 | 0 | 0 | 0 | 0 | 0 | 1.2981 | 1.2332 | 1.2038 | 1.2089
05/19 20:00:00 | 5 | 19 | 20 | (VS)USA_ID_Boise-AP-Gowen-Field-ANGB.726810_AMY_2024EPW | 62 | 70.4207 | 0 | 0 | 0 | 0 | 0 | 0 | 0 | 0 | 0 | 1.2981 | 1.2332 | 1.2038 | 1.2089
05/19 21:00:00 | 5 | 19 | 21 | (VS)USA_ID_Boise-AP-Gowen-Field-ANGB.726810_AMY_2024EPW | 59 | 70.1666 | 2.8819 | 315.2025 | 66.7546 | 0 | 0 | 0.024085 | 49.2977 | 49.2977 | 0.1 | 1.2666 | 1.2104 | 1.1819 | 1.1869
05/19 22:00:00 | 5 | 19 | 22 | (VS)USA_ID_Boise-AP-Gowen-Field-ANGB.726810_AMY_2024EPW | 57 | 70.1569 | 5.8435 | 643.2794 | 136.7859 | 0 | 0 | 0.052296 | 111.3278 | 111.3278 | 0.2 | 1.1952 | 1.1542 | 1.1325 | 1.1372
05/19 23:00:00 | 5 | 19 | 23 | (VS)USA_ID_Boise-AP-Gowen-Field-ANGB.726810_AMY_2024EPW | 55 | 70.0962 | 6.405 | 826.5408 | 169.9843 | 0 | 0 | 0.081344 | 122.7398 | 122.7398 | 0.23333 | 1.1551 | 1.1231 | 1.1049 | 1.1094
05/19 24:00:00 | 5 | 19 | 24 | (VS)USA_ID_Boise-AP-Gowen-Field-ANGB.726810_AMY_2024EPW | 53 | 70.165 | 11.5338 | 1180.6984 | 258.8453 | 0 | 0 | 0.096669 | 268.6307 | 268.6307 | 0.36667 | 1.1151 | 1.0922 | 1.0775 | 1.082
05/20 01:00:00 | 5 | 20 | 1 | (VS)USA_ID_Boise-AP-Gowen-Field-ANGB.726810_AMY_2024EPW | 52 | 70.1351 | 15.1963 | 1720.8787 | 368.8339 | 0 | 0 | 0.16114 | 359.1844 | 359.1844 | 0.5 | 1.0866 | 1.0703 | 1.058 | 1.0625
05/20 02:00:00 | 5 | 20 | 2 | (VS)USA_ID_Boise-AP-Gowen-Field-ANGB.726810_AMY_2024EPW | 50 | 70.1138 | 12.4176 | 1441.0877 | 309.6988 | 0 | 83.6853 | 0.14239 | 303.4591 | 303.4591 | 0.4 | 1.0591 | 1.0512 | 1.0393 | 1.0438
05/20 03:00:00 | 5 | 20 | 3 | (VS)USA_ID_Boise-AP-Gowen-Field-ANGB.726810_AMY_2024EPW | 48 | 70.1157 | 15.92 | 1899.5991 | 410.4064 | 0 | 160.285 | 0.19857 | 399.0522 | 399.0522 | 0.51667 | 1.0286 | 1.0281 | 1.0186 | 1.023
05/20 04:00:00 | 5 | 20 | 4 | (VS)USA_ID_Boise-AP-Gowen-Field-ANGB.726810_AMY_2024EPW | 47 | 70.1017 | 19.2661 | 2283.8293 | 501.5545 | 0 | 150.6652 | 0.24667 | 506.7794 | 506.7794 | 0.7 | 1.0018 | 1.0228 | 1.0005 | 1.005
05/20 05:00:00 | 5 | 20 | 5 | (VS)USA_ID_Boise-AP-Gowen-Field-ANGB.726810_AMY_2024EPW | 45 | 70.1285 | 15.7873 | 1756.6511 | 401.5675 | 0 | 161.6575 | 0.19171 | 443.8218 | 443.8218 | 0.61667 | 0.97279 | 1.0228 | 0.98084 | 0.98541
05/20 06:00:00 | 5 | 20 | 6 | (VS)USA_ID_Boise-AP-Gowen-Field-ANGB.726810_AMY_2024EPW | 44 | 70.1148 | 19.9984 | 2409.872 | 547.0837 | 0 | 143.088 | 0.28456 | 547.3757 | 547.3757 | 0.7 | 0.95424 | 1.0228 | 0.96831 | 0.97296
05/20 07:00:00 | 5 | 20 | 7 | (VS)USA_ID_Boise-AP-Gowen-Field-ANGB.726810_AMY_2024EPW | 44 | 70.0668 | 23.6752 | 3232.8092 | 707.5418 | 0 | 124.0459 | 0.3231 | 562.6783 | 562.6783 | 0.83333 | 0.93591 | 0.96869 | 0.95595 | 0.96069
05/20 08:00:00 | 5 | 20 | 8 | (VS)USA_ID_Boise-AP-Gowen-Field-ANGB.726810_AMY_2024EPW | 45 | 70.0883 | 25.6043 | 3290.9215 | 714.7875 | 0 | 127.3062 | 0.32588 | 629.1278 | 629.1278 | 0.88333 | 0.96099 | 0.97559 | 0.97286 | 0.9775
05/20 09:00:00 | 5 | 20 | 9 | (VS)USA_ID_Boise-AP-Gowen-Field-ANGB.726810_AMY_2024EPW | 49 | 70.0722 | 22.2596 | 3089.2803 | 632.5255 | 0 | 93.1872 | 0.28204 | 468.7436 | 468.7436 | 0.8 | 1.0361 | 1.03 | 1.0237 | 1.0281
05/20 10:00:00 | 5 | 20 | 10 | (VS)USA_ID_Boise-AP-Gowen-Field-ANGB.726810_AMY_2024EPW | 53 | 70.0415 | 24.1689 | 3813.7701 | 730.8591 | 0 | 0 | 0.28592 | 398.548 | 398.548 | 0.9 | 1.1114 | 1.0896 | 1.0751 | 1.0795
05/20 11:00:00 | 5 | 20 | 11 | (VS)USA_ID_Boise-AP-Gowen-Field-ANGB.726810_AMY_2024EPW | 57 | 70.068 | 21.7415 | 3545.8332 | 664.829 | 0 | 0 | 0.30779 | 328.2112 | 328.2112 | 0.76667 | 1.185 | 1.1351 | 1.1256 | 1.1301
05/20 12:00:00 | 5 | 20 | 12 | (VS)USA_ID_Boise-AP-Gowen-Field-ANGB.726810_AMY_2024EPW | 60 | 70.1144 | 19.4034 | 2717.1283 | 543.4779 | 0 | 0 | 0.25378 | 282.857 | 282.857 | 0.7 | 1.233 | 1.1759 | 1.1588 | 1.1634
05/20 13:00:00 | 5 | 20 | 13 | (VS)USA_ID_Boise-AP-Gowen-Field-ANGB.726810_AMY_2024EPW | 63 | 70.098 | 19.1396 | 2730.6312 | 546.58 | 0 | 0 | 0.24013 | 226.1278 | 226.1278 | 0.7 | 1.286 | 1.2215 | 1.1956 | 1.2006
05/20 14:00:00 | 5 | 20 | 14 | (VS)USA_ID_Boise-AP-Gowen-Field-ANGB.726810_AMY_2024EPW | 64 | 70.1246 | 12.2488 | 1630.6828 | 334.1878 | 0 | 0 | 0.13366 | 128.7549 | 128.7549 | 0.5 | 1.3264 | 1.2559 | 1.2237 | 1.229
05/20 15:00:00 | 5 | 20 | 15 | (VS)USA_ID_Boise-AP-Gowen-Field-ANGB.726810_AMY_2024EPW | 65 | 70.1482 | 14.2606 | 1634.435 | 339.1146 | 0 | 0 | 0.11273 | 152.607 | 152.607 | 0.45 | 1.3343 | 1.2607 | 1.2291 | 1.2345
05/20 16:00:00 | 5 | 20 | 16 | (VS)USA_ID_Boise-AP-Gowen-Field-ANGB.726810_AMY_2024EPW | 63 | 70.1212 | 5.958 | 737.323 | 152.6394 | 0 | 0 | 0.058219 | 67.9871 | 67.9871 | 0.23333 | 1.3192 | 1.2517 | 1.2185 | 1.2239
05/20 17:00:00 | 5 | 20 | 17 | (VS)USA_ID_Boise-AP-Gowen-Field-ANGB.726810_AMY_2024EPW | 64 | 70.1932 | 5.6402 | 615.8164 | 128.9863 | 0 | 0 | 0.041778 | 74.4925 | 74.4925 | 0.16667 | 1.2946 | 1.2289 | 1.2013 | 1.2065
05/20 18:00:00 | 5 | 20 | 18 | (VS)USA_ID_Boise-AP-Gowen-Field-ANGB.726810_AMY_2024EPW | 66 | 69.9698 | 0 | 0 | 0 | 0 | 0 | 0 | 0 | 0 | 0 | 1.3279 | 1.2567 | 1.2245 | 1.2299
05/20 19:00:00 | 5 | 20 | 19 | (VS)USA_ID_Boise-AP-Gowen-Field-ANGB.726810_AMY_2024EPW | 65 | 69.9759 | 0 | 0 | 0 | 0 | 0 | 0 | 0 | 0 | 0 | 1.3279 | 1.2567 | 1.2245 | 1.2299
05/20 20:00:00 | 5 | 20 | 20 | (VS)USA_ID_Boise-AP-Gowen-Field-ANGB.726810_AMY_2024EPW | 63 | 70.8564 | 84.1938 | 0 | 0 | 0 | 0 | 0 | 0 | 0 | 2.1333 | 1.3279 | 1.2567 | 1.2245 | 1.2299
05/20 21:00:00 | 5 | 20 | 21 | (VS)USA_ID_Boise-AP-Gowen-Field-ANGB.726810_AMY_2024EPW | 61 | 70.658 | 0 | 0 | 0 | 0 | 0 | 0 | 0 | 0 | 0 | 1.3279 | 1.2567 | 1.2245 | 1.2299
05/20 22:00:00 | 5 | 20 | 22 | (VS)USA_ID_Boise-AP-Gowen-Field-ANGB.726810_AMY_2024EPW | 58 | 70.3676 | 0 | 0 | 0 | 0 | 0 | 0 | 0 | 0 | 0 | 1.3279 | 1.2567 | 1.2245 | 1.2299
05/20 23:00:00 | 5 | 20 | 23 | (VS)USA_ID_Boise-AP-Gowen-Field-ANGB.726810_AMY_2024EPW | 56 | 70.181 | 0 | 0 | 0 | 0 | 0 | 0 | 0 | 0 | 0 | 1.3279 | 1.2567 | 1.2245 | 1.2299
05/20 24:00:00 | 5 | 20 | 24 | (VS)USA_ID_Boise-AP-Gowen-Field-ANGB.726810_AMY_2024EPW | 53 | 70.1345 | 0 | 0 | 0 | 0 | 0 | 0 | 0 | 0 | 0 | 1.3279 | 1.2567 | 1.2245 | 1.2299
05/21 01:00:00 | 5 | 21 | 1 | (VS)USA_ID_Boise-AP-Gowen-Field-ANGB.726810_AMY_2024EPW | 51 | 70.0651 | 2.7385 | 242.3436 | 55.5897 | 0 | 0 | 0.016667 | 71.7779 | 71.7779 | 0.066667 | 1.1769 | 1.1466 | 1.1263 | 1.1312
05/21 02:00:00 | 5 | 21 | 2 | (VS)USA_ID_Boise-AP-Gowen-Field-ANGB.726810_AMY_2024EPW | 50 | 70.1565 | 6.0092 | 640.3518 | 143.232 | 0 | 92.6 | 0.06087 | 147.02 | 147.02 | 0.23333 | 1.0632 | 1.0531 | 1.0421 | 1.0464
05/21 03:00:00 | 5 | 21 | 3 | (VS)USA_ID_Boise-AP-Gowen-Field-ANGB.726810_AMY_2024EPW | 46 | 70.1637 | 11.9293 | 1203.0861 | 279.3734 | 0 | 176.574 | 0.11713 | 339.3932 | 339.3932 | 0.36667 | 0.9987 | 1.0056 | 0.99834 | 1.0028
05/21 04:00:00 | 5 | 21 | 4 | (VS)USA_ID_Boise-AP-Gowen-Field-ANGB.726810_AMY_2024EPW | 42 | 70.1473 | 15.0624 | 1476.8063 | 357.8395 | 0 | 169.1574 | 0.15421 | 348.7451 | 348.7451 | 0.46667 | 0.92015 | 0.96003 | 0.94534 | 0.95014
05/21 05:00:00 | 5 | 21 | 5 | (VS)USA_ID_Boise-AP-Gowen-Field-ANGB.726810_AMY_2024EPW | 42 | 70.1623 | 26.3478 | 2417.3815 | 596.431 | 0 | 152.3945 | 0.23803 | 501.48 | 501.48 | 0.76667 | 0.89762 | 0.92972 | 0.9302 | 0.93512
05/21 06:00:00 | 5 | 21 | 6 | (VS)USA_ID_Boise-AP-Gowen-Field-ANGB.726810_AMY_2024EPW | 41 | 70.1334 | 22.7593 | 2002.4318 | 513.1458 | 30.2493 | 149.3503 | 0.25258 | 710.9373 | 710.9373 | 0.71667 | 0.88922 | 0.9234 | 0.92461 | 0.92956
05/21 07:00:00 | 5 | 21 | 7 | (VS)USA_ID_Boise-AP-Gowen-Field-ANGB.726810_AMY_2024EPW | 40 | 70.1188 | 30.8983 | 2443.1357 | 648.2631 | 70.5635 | 131.2901 | 0.29971 | 1280.3004 | 1280.3004 | 0.98333 | 0.8773 | 0.91364 | 0.91664 | 0.92165
05/21 08:00:00 | 5 | 21 | 8 | (VS)USA_ID_Boise-AP-Gowen-Field-ANGB.726810_AMY_2024EPW | 44 | 70.1344 | 21.7304 | 2301.0851 | 539.9286 | 0 | 150.6225 | 0.21616 | 561.854 | 561.854 | 0.71667 | 0.93164 | 0.94738 | 0.95311 | 0.95779
05/21 09:00:00 | 5 | 21 | 9 | (VS)USA_ID_Boise-AP-Gowen-Field-ANGB.726810_AMY_2024EPW | 48 | 70.0863 | 16.6298 | 2126.236 | 454.549 | 0 | 146.2741 | 0.2353 | 399.1596 | 399.1596 | 0.58333 | 1.0151 | 0.99409 | 1.0095 | 1.0138
05/21 10:00:00 | 5 | 21 | 10 | (VS)USA_ID_Boise-AP-Gowen-Field-ANGB.726810_AMY_2024EPW | 53 | 70.1109 | 16.1284 | 2048.1623 | 428.4311 | 0 | 0 | 0.20936 | 335.3586 | 335.3586 | 0.58333 | 1.098 | 1.0773 | 1.066 | 1.0702
05/21 11:00:00 | 5 | 21 | 11 | (VS)USA_ID_Boise-AP-Gowen-Field-ANGB.726810_AMY_2024EPW | 58 | 70.1398 | 14.9115 | 1733.5831 | 364.1309 | 0 | 0 | 0.1464 | 262.3711 | 262.3711 | 0.58333 | 1.1917 | 1.1491 | 1.1304 | 1.1348
05/21 12:00:00 | 5 | 21 | 12 | (VS)USA_ID_Boise-AP-Gowen-Field-ANGB.726810_AMY_2024EPW | 62 | 70.1088 | 14.9511 | 1862.5396 | 382.0362 | 0 | 0 | 0.14845 | 191.5323 | 191.5323 | 0.53333 | 1.2761 | 1.2143 | 1.1887 | 1.1936
05/21 13:00:00 | 5 | 21 | 13 | (VS)USA_ID_Boise-AP-Gowen-Field-ANGB.726810_AMY_2024EPW | 64 | 70.1275 | 12.1573 | 1599.8517 | 325.8788 | 0 | 0 | 0.12892 | 131.8038 | 131.8038 | 0.4 | 1.317 | 1.2476 | 1.2171 | 1.2223
05/21 14:00:00 | 5 | 21 | 14 | (VS)USA_ID_Boise-AP-Gowen-Field-ANGB.726810_AMY_2024EPW | 65 | 70.1325 | 8.8465 | 1089.0408 | 224.7868 | 0 | 0 | 0.082648 | 95.8543 | 95.8543 | 0.3 | 1.3244 | 1.2531 | 1.2222 | 1.2275
05/21 15:00:00 | 5 | 21 | 15 | (VS)USA_ID_Boise-AP-Gowen-Field-ANGB.726810_AMY_2024EPW | 65 | 70.1114 | 8.6824 | 1032.6998 | 214.5326 | 0 | 0 | 0.074161 | 87.0388 | 87.0388 | 0.3 | 1.3412 | 1.2663 | 1.2339 | 1.2394
05/21 16:00:00 | 5 | 21 | 16 | (VS)USA_ID_Boise-AP-Gowen-Field-ANGB.726810_AMY_2024EPW | 66 | 70.0728 | 0 | 0 | 0 | 0 | 0 | 0 | 0 | 0 | 0 | 1.3544 | 1.2775 | 1.2432 | 1.2487
05/21 17:00:00 | 5 | 21 | 17 | (VS)USA_ID_Boise-AP-Gowen-Field-ANGB.726810_AMY_2024EPW | 67 | 70.0289 | 0 | 0 | 0 | 0 | 0 | 0 | 0 | 0 | 0 | 1.3544 | 1.2775 | 1.2432 | 1.2487
05/21 18:00:00 | 5 | 21 | 18 | (VS)USA_ID_Boise-AP-Gowen-Field-ANGB.726810_AMY_2024EPW | 68 | 70.4417 | 5.4769 | 0 | 0 | 0 | 0 | 0 | 0 | 0 | 0.13333 | 1.3544 | 1.2775 | 1.2432 | 1.2487
05/21 19:00:00 | 5 | 21 | 19 | (VS)USA_ID_Boise-AP-Gowen-Field-ANGB.726810_AMY_2024EPW | 68 | 70.4942 | 11.273 | 0 | 0 | 0 | 0 | 0 | 0 | 0 | 0.33333 | 1.3544 | 1.2775 | 1.2432 | 1.2487
05/21 20:00:00 | 5 | 21 | 20 | (VS)USA_ID_Boise-AP-Gowen-Field-ANGB.726810_AMY_2024EPW | 67 | 70.5207 | 16.0004 | 0 | 0 | 0 | 0 | 0 | 0 | 0 | 0.48333 | 1.3544 | 1.2775 | 1.2432 | 1.2487
05/21 21:00:00 | 5 | 21 | 21 | (VS)USA_ID_Boise-AP-Gowen-Field-ANGB.726810_AMY_2024EPW | 66 | 70.4609 | 11.1998 | 0 | 0 | 0 | 0 | 0 | 0 | 0 | 0.33333 | 1.3544 | 1.2775 | 1.2432 | 1.2487
05/21 22:00:00 | 5 | 21 | 22 | (VS)USA_ID_Boise-AP-Gowen-Field-ANGB.726810_AMY_2024EPW | 64 | 70.4807 | 5.5296 | 0 | 0 | 0 | 0 | 0 | 0 | 0 | 0.16667 | 1.3544 | 1.2775 | 1.2432 | 1.2487
05/21 23:00:00 | 5 | 21 | 23 | (VS)USA_ID_Boise-AP-Gowen-Field-ANGB.726810_AMY_2024EPW | 63 | 70.4994 | 5.5605 | 0 | 0 | 0 | 0 | 0 | 0 | 0 | 0.16667 | 1.3544 | 1.2775 | 1.2432 | 1.2487
05/21 24:00:00 | 5 | 21 | 24 | (VS)USA_ID_Boise-AP-Gowen-Field-ANGB.726810_AMY_2024EPW | 62 | 70.4376 | 0 | 0 | 0 | 0 | 0 | 0 | 0 | 0 | 0 | 1.3544 | 1.2775 | 1.2432 | 1.2487
05/22 01:00:00 | 5 | 22 | 1 | (VS)USA_ID_Boise-AP-Gowen-Field-ANGB.726810_AMY_2024EPW | 59 | 70.13 | 5.6372 | 584.7325 | 124.8887 | 0 | 0 | 0.041623 | 99.8023 | 99.8023 | 0.16667 | 1.2818 | 1.2244 | 1.1956 | 1.2007
05/22 02:00:00 | 5 | 22 | 2 | (VS)USA_ID_Boise-AP-Gowen-Field-ANGB.726810_AMY_2024EPW | 56 | 70.1585 | 8.7874 | 964.4745 | 205.9809 | 0 | 0 | 0.079593 | 173.8037 | 173.8037 | 0.3 | 1.1828 | 1.1445 | 1.124 | 1.1286
05/22 03:00:00 | 5 | 22 | 3 | (VS)USA_ID_Boise-AP-Gowen-Field-ANGB.726810_AMY_2024EPW | 54 | 70.1463 | 8.9108 | 984.7693 | 211.2779 | 0 | 0 | 0.085972 | 192.6897 | 192.6897 | 0.3 | 1.1355 | 1.1078 | 1.0915 | 1.0959
05/22 04:00:00 | 5 | 22 | 4 | (VS)USA_ID_Boise-AP-Gowen-Field-ANGB.726810_AMY_2024EPW | 53 | 70.1458 | 11.9797 | 1322.9053 | 286.0965 | 0 | 0 | 0.11974 | 273.1466 | 273.1466 | 0.4 | 1.1048 | 1.0842 | 1.0705 | 1.0749
05/22 05:00:00 | 5 | 22 | 5 | (VS)USA_ID_Boise-AP-Gowen-Field-ANGB.726810_AMY_2024EPW | 52 | 70.1176 | 12.1449 | 1364.6382 | 295.1906 | 0 | 0 | 0.12828 | 284.4595 | 284.4595 | 0.4 | 1.0858 | 1.0696 | 1.0575 | 1.0618
05/22 06:00:00 | 5 | 22 | 6 | (VS)USA_ID_Boise-AP-Gowen-Field-ANGB.726810_AMY_2024EPW | 51 | 70.1661 | 11.8984 | 1256.9896 | 279.4521 | 0 | 0 | 0.11553 | 295.7094 | 295.7094 | 0.4 | 1.0671 | 1.0555 | 1.0448 | 1.0491
05/22 07:00:00 | 5 | 22 | 7 | (VS)USA_ID_Boise-AP-Gowen-Field-ANGB.726810_AMY_2024EPW | 50 | 70.1067 | 12.5825 | 1492.0425 | 320.5433 | 0 | 0 | 0.15092 | 300.203 | 300.203 | 0.43333 | 1.056 | 1.0467 | 1.0372 | 1.0416
05/22 08:00:00 | 5 | 22 | 8 | (VS)USA_ID_Boise-AP-Gowen-Field-ANGB.726810_AMY_2024EPW | 51 | 70.1372 | 15.06 | 1660.1872 | 361.1872 | 0 | 0 | 0.15409 | 362.2727 | 362.2727 | 0.46667 | 1.0727 | 1.0586 | 1.0486 | 1.0529
05/22 09:00:00 | 5 | 22 | 9 | (VS)USA_ID_Boise-AP-Gowen-Field-ANGB.726810_AMY_2024EPW | 53 | 70.1002 | 16.0313 | 2043.2663 | 422.4132 | 0 | 0 | 0.20433 | 339.0957 | 339.0957 | 0.53333 | 1.1017 | 1.081 | 1.0685 | 1.0727
05/22 10:00:00 | 5 | 22 | 10 | (VS)USA_ID_Boise-AP-Gowen-Field-ANGB.726810_AMY_2024EPW | 55 | 70.1304 | 15.4487 | 1863.7611 | 390.186 | 0 | 0 | 0.17419 | 310.0289 | 310.0289 | 0.55 | 1.1369 | 1.1075 | 1.0926 | 1.0969
05/22 11:00:00 | 5 | 22 | 11 | (VS)USA_ID_Boise-AP-Gowen-Field-ANGB.726810_AMY_2024EPW | 58 | 70.1054 | 15.4248 | 1948.0584 | 396.9702 | 0 | 0 | 0.17296 | 261.6226 | 261.6226 | 0.5 | 1.1923 | 1.1492 | 1.1306 | 1.1351
05/22 12:00:00 | 5 | 22 | 12 | (VS)USA_ID_Boise-AP-Gowen-Field-ANGB.726810_AMY_2024EPW | 59 | 70.1199 | 15.464 | 1983.2462 | 404.0966 | 0 | 0 | 0.17498 | 242.0077 | 242.0077 | 0.53333 | 1.2231 | 1.1745 | 1.1519 | 1.1565
05/22 13:00:00 | 5 | 22 | 13 | (VS)USA_ID_Boise-AP-Gowen-Field-ANGB.726810_AMY_2024EPW | 61 | 70.0961 | 12.7571 | 1762.439 | 356.4676 | 0 | 0 | 0.15995 | 170.4587 | 170.4587 | 0.5 | 1.256 | 1.1991 | 1.1748 | 1.1795
05/22 14:00:00 | 5 | 22 | 14 | (VS)USA_ID_Boise-AP-Gowen-Field-ANGB.726810_AMY_2024EPW | 60 | 70.119 | 15.5785 | 2055.9811 | 412.7141 | 0 | 0 | 0.18091 | 222.81 | 222.81 | 0.53333 | 1.2466 | 1.1951 | 1.1682 | 1.173
05/22 15:00:00 | 5 | 22 | 15 | (VS)USA_ID_Boise-AP-Gowen-Field-ANGB.726810_AMY_2024EPW | 57 | 70.1306 | 18.8553 | 2444.5177 | 495.0995 | 0 | 0 | 0.22542 | 327.2643 | 327.2643 | 0.66667 | 1.1878 | 1.1532 | 1.1275 | 1.1321
05/22 16:00:00 | 5 | 22 | 16 | (VS)USA_ID_Boise-AP-Gowen-Field-ANGB.726810_AMY_2024EPW | 57 | 70.126 | 12.0192 | 1417.2912 | 294.6969 | 0 | 0 | 0.12178 | 217.7652 | 217.7652 | 0.41667 | 1.1882 | 1.1475 | 1.1277 | 1.1323
05/22 17:00:00 | 5 | 22 | 17 | (VS)USA_ID_Boise-AP-Gowen-Field-ANGB.726810_AMY_2024EPW | 55 | 70.1231 | 15.6059 | 1954.1603 | 399.9692 | 0 | 0 | 0.18233 | 299.8412 | 299.8412 | 0.55 | 1.1628 | 1.1296 | 1.1101 | 1.1148
05/22 18:00:00 | 5 | 22 | 18 | (VS)USA_ID_Boise-AP-Gowen-Field-ANGB.726810_AMY_2024EPW | 56 | 70.131 | 12.2596 | 1471.3945 | 305.3267 | 0 | 0 | 0.13421 | 243.8514 | 243.8514 | 0.43333 | 1.158 | 1.1248 | 1.1068 | 1.1116
05/22 19:00:00 | 5 | 22 | 19 | (VS)USA_ID_Boise-AP-Gowen-Field-ANGB.726810_AMY_2024EPW | 54 | 70.1303 | 5.9119 | 655.4881 | 139.5395 | 0 | 0 | 0.055833 | 120.5057 | 120.5057 | 0.2 | 1.1563 | 1.1239 | 1.1057 | 1.1103
05/22 20:00:00 | 5 | 22 | 20 | (VS)USA_ID_Boise-AP-Gowen-Field-ANGB.726810_AMY_2024EPW | 52 | 70.6655 | 77.9379 | 0 | 0 | 0 | 0 | 0 | 0 | 0 | 1.9333 | 1.1357 | 1.1074 | 1.0916 | 1.0962
05/22 21:00:00 | 5 | 22 | 21 | (VS)USA_ID_Boise-AP-Gowen-Field-ANGB.726810_AMY_2024EPW | 51 | 70.7789 | 35.5847 | 0 | 0 | 0 | 0 | 0 | 0 | 0 | 0.86667 | 1.1357 | 1.1074 | 1.0916 | 1.0962
05/22 22:00:00 | 5 | 22 | 22 | (VS)USA_ID_Boise-AP-Gowen-Field-ANGB.726810_AMY_2024EPW | 49 | 70.0821 | 2.9482 | 300.3044 | 67.7029 | 0 | 194.4966 | 0.027517 | 77.0601 | 77.0601 | 0.1 | 1.0934 | 1.0782 | 1.0648 | 1.0694
05/22 23:00:00 | 5 | 22 | 23 | (VS)USA_ID_Boise-AP-Gowen-Field-ANGB.726810_AMY_2024EPW | 47 | 70.1479 | 8.6056 | 808.6894 | 188.2737 | 0 | 185.963 | 0.070185 | 245.5937 | 245.5937 | 0.26667 | 1.0195 | 1.0206 | 1.0124 | 1.017
05/22 24:00:00 | 5 | 22 | 24 | (VS)USA_ID_Boise-AP-Gowen-Field-ANGB.726810_AMY_2024EPW | 45 | 70.1574 | 6.188 | 653.4113 | 152.458 | 0 | 185.976 | 0.07012 | 175.654 | 175.654 | 0.23333 | 0.97655 | 0.98775 | 0.98329 | 0.98798
05/23 01:00:00 | 5 | 23 | 1 | (VS)USA_ID_Boise-AP-Gowen-Field-ANGB.726810_AMY_2024EPW | 44 | 70.1459 | 11.9247 | 1173.1471 | 277.2355 | 0 | 176.622 | 0.11689 | 366.0532 | 366.0532 | 0.36667 | 0.9477 | 0.96814 | 0.96383 | 0.96867
05/23 02:00:00 | 5 | 23 | 2 | (VS)USA_ID_Boise-AP-Gowen-Field-ANGB.726810_AMY_2024EPW | 43 | 70.1269 | 12.8166 | 1430.376 | 332.935 | 0 | 167.3942 | 0.16303 | 375.3617 | 375.3617 | 0.4 | 0.92585 | 0.94989 | 0.94914 | 0.95399
05/23 03:00:00 | 5 | 23 | 3 | (VS)USA_ID_Boise-AP-Gowen-Field-ANGB.726810_AMY_2024EPW | 43 | 70.109 | 12.7173 | 1382.8085 | 327.4595 | 0 | 168.4219 | 0.15789 | 373.4493 | 373.4493 | 0.43333 | 0.92537 | 0.94955 | 0.94883 | 0.95362
05/23 04:00:00 | 5 | 23 | 4 | (VS)USA_ID_Boise-AP-Gowen-Field-ANGB.726810_AMY_2024EPW | 43 | 70.1362 | 15.2595 | 1542.0057 | 369.9657 | 0 | 167.1189 | 0.16441 | 472.3194 | 472.3194 | 0.46667 | 0.91762 | 0.94837 | 0.94362 | 0.94844
05/23 05:00:00 | 5 | 23 | 5 | (VS)USA_ID_Boise-AP-Gowen-Field-ANGB.726810_AMY_2024EPW | 42 | 70.1 | 19.8634 | 2303.1472 | 541.137 | 0 | 144.627 | 0.24437 | 575.3325 | 575.3325 | 0.71667 | 0.90801 | 0.94003 | 0.93721 | 0.94203
05/23 06:00:00 | 5 | 23 | 6 | (VS)USA_ID_Boise-AP-Gowen-Field-ANGB.726810_AMY_2024EPW | 42 | 70.1033 | 24.1587 | 2755.0953 | 650.5481 | 0 | 136.0772 | 0.29229 | 690.4389 | 690.4389 | 0.81667 | 0.89888 | 0.93265 | 0.93107 | 0.93601
05/23 07:00:00 | 5 | 23 | 7 | (VS)USA_ID_Boise-AP-Gowen-Field-ANGB.726810_AMY_2024EPW | 40 | 70.0599 | 35.3993 | 2897.839 | 777.101 | 74.3494 | 122.0751 | 0.27581 | 901.8851 | 901.8851 | 1.2 | 0.87897 | 0.91616 | 0.91786 | 0.92297
05/23 08:00:00 | 5 | 23 | 8 | (VS)USA_ID_Boise-AP-Gowen-Field-ANGB.726810_AMY_2024EPW | 42 | 70.0986 | 26.5266 | 2810.0887 | 678.887 | 25.6571 | 129.878 | 0.27135 | 833.0427 | 833.0427 | 0.96667 | 0.89567 | 0.92721 | 0.92897 | 0.9339
05/23 09:00:00 | 5 | 23 | 9 | (VS)USA_ID_Boise-AP-Gowen-Field-ANGB.726810_AMY_2024EPW | 44 | 70.0571 | 25.2815 | 3333.6905 | 737.946 | 0 | 124.9244 | 0.26787 | 554.7006 | 554.7006 | 0.96667 | 0.93469 | 0.95652 | 0.95519 | 0.95986
05/23 10:00:00 | 5 | 23 | 10 | (VS)USA_ID_Boise-AP-Gowen-Field-ANGB.726810_AMY_2024EPW | 47 | 70.0837 | 25.7102 | 3421.6604 | 724.9588 | 0 | 125.5776 | 0.3017 | 589.0219 | 589.0219 | 0.91667 | 0.98892 | 0.99619 | 0.99174 | 0.99623
05/23 11:00:00 | 5 | 23 | 11 | (VS)USA_ID_Boise-AP-Gowen-Field-ANGB.726810_AMY_2024EPW | 51 | 70.0669 | 22.7224 | 3329.6808 | 662.8799 | 0 | 40.8638 | 0.27879 | 434.9327 | 434.9327 | 0.83333 | 1.0629 | 1.0512 | 1.042 | 1.0463
05/23 12:00:00 | 5 | 23 | 12 | (VS)USA_ID_Boise-AP-Gowen-Field-ANGB.726810_AMY_2024EPW | 54 | 70.0647 | 21.934 | 3452.4741 | 659.5209 | 0 | 0 | 0.28449 | 382.1902 | 382.1902 | 0.8 | 1.1199 | 1.0897 | 1.0809 | 1.0852
05/23 13:00:00 | 5 | 23 | 13 | (VS)USA_ID_Boise-AP-Gowen-Field-ANGB.726810_AMY_2024EPW | 55 | 70.1168 | 19.3131 | 2535.3791 | 518.147 | 0 | 0 | 0.24911 | 356.9351 | 356.9351 | 0.7 | 1.1492 | 1.094 | 1.101 | 1.1054
05/23 14:00:00 | 5 | 23 | 14 | (VS)USA_ID_Boise-AP-Gowen-Field-ANGB.726810_AMY_2024EPW | 55 | 70.1166 | 18.8588 | 2385.3173 | 489.5131 | 0 | 0 | 0.2256 | 357.968 | 357.968 | 0.7 | 1.1496 | 1.1157 | 1.1013 | 1.1056
05/23 15:00:00 | 5 | 23 | 15 | (VS)USA_ID_Boise-AP-Gowen-Field-ANGB.726810_AMY_2024EPW | 57 | 70.1101 | 16.1576 | 2218.5449 | 441.9146 | 0 | 0 | 0.21087 | 269.8001 | 269.8001 | 0.58333 | 1.1848 | 1.1402 | 1.1254 | 1.13
05/23 16:00:00 | 5 | 23 | 16 | (VS)USA_ID_Boise-AP-Gowen-Field-ANGB.726810_AMY_2024EPW | 60 | 70.1122 | 12.2473 | 1541.7025 | 316.7179 | 0 | 0 | 0.13358 | 183.0173 | 183.0173 | 0.48333 | 1.2405 | 1.1872 | 1.1639 | 1.1687
05/23 17:00:00 | 5 | 23 | 17 | (VS)USA_ID_Boise-AP-Gowen-Field-ANGB.726810_AMY_2024EPW | 62 | 70.1571 | 8.5795 | 950.0354 | 199.0749 | 0 | 0 | 0.068836 | 123.3154 | 123.3154 | 0.26667 | 1.2691 | 1.2099 | 1.1837 | 1.1886
05/23 18:00:00 | 5 | 23 | 18 | (VS)USA_ID_Boise-AP-Gowen-Field-ANGB.726810_AMY_2024EPW | 62 | 70.1333 | 2.8934 | 330.8363 | 69.0685 | 0 | 0 | 0.024679 | 39.1359 | 39.1359 | 0.1 | 1.2809 | 1.2195 | 1.1918 | 1.1969
05/23 19:00:00 | 5 | 23 | 19 | (VS)USA_ID_Boise-AP-Gowen-Field-ANGB.726810_AMY_2024EPW | 62 | 70.1053 | 0 | 0 | 0 | 0 | 0 | 0 | 0 | 0 | 0 | 1.2815 | 1.2203 | 1.1923 | 1.1973
05/23 20:00:00 | 5 | 23 | 20 | (VS)USA_ID_Boise-AP-Gowen-Field-ANGB.726810_AMY_2024EPW | 62 | 71.5674 | 109.8565 | 0 | 0 | 0 | 0 | 0 | 0 | 0 | 2.7667 | 1.2815 | 1.2203 | 1.1923 | 1.1973
05/23 21:00:00 | 5 | 23 | 21 | (VS)USA_ID_Boise-AP-Gowen-Field-ANGB.726810_AMY_2024EPW | 60 | 71.4179 | 76.8393 | 0 | 0 | 0 | 0 | 0 | 0 | 0 | 1.9833 | 1.2815 | 1.2203 | 1.1923 | 1.1973
05/23 22:00:00 | 5 | 23 | 22 | (VS)USA_ID_Boise-AP-Gowen-Field-ANGB.726810_AMY_2024EPW | 58 | 70.513 | 16.7699 | 0 | 0 | 0 | 0 | 0 | 0 | 0 | 0.5 | 1.2815 | 1.2203 | 1.1923 | 1.1973
05/23 23:00:00 | 5 | 23 | 23 | (VS)USA_ID_Boise-AP-Gowen-Field-ANGB.726810_AMY_2024EPW | 55 | 70.4832 | 11.2358 | 0 | 0 | 0 | 0 | 0 | 0 | 0 | 0.33333 | 1.2815 | 1.2203 | 1.1923 | 1.1973
05/23 24:00:00 | 5 | 23 | 24 | (VS)USA_ID_Boise-AP-Gowen-Field-ANGB.726810_AMY_2024EPW | 53 | 70.4757 | 5.5849 | 0 | 0 | 0 | 0 | 0 | 0 | 0 | 0.16667 | 1.2815 | 1.2203 | 1.1923 | 1.1973
05/24 01:00:00 | 5 | 24 | 1 | (VS)USA_ID_Boise-AP-Gowen-Field-ANGB.726810_AMY_2024EPW | 50 | 70.556 | 0 | 0 | 0 | 0 | 73.3333 | 0 | 0 | 0 | 0 | 1.2815 | 1.2203 | 1.1923 | 1.1973
05/24 02:00:00 | 5 | 24 | 2 | (VS)USA_ID_Boise-AP-Gowen-Field-ANGB.726810_AMY_2024EPW | 47 | 70.1396 | 5.6981 | 522.1456 | 123.5322 | 0 | 191.0447 | 0.044777 | 167.8205 | 167.8205 | 0.16667 | 1.1411 | 1.1205 | 1.1024 | 1.1072
05/24 03:00:00 | 5 | 24 | 3 | (VS)USA_ID_Boise-AP-Gowen-Field-ANGB.726810_AMY_2024EPW | 47 | 70.1482 | 9.0446 | 934.4336 | 215.3576 | 0 | 181.4207 | 0.092897 | 253.7012 | 253.7012 | 0.3 | 0.98959 | 0.99662 | 0.99216 | 0.99663
05/24 04:00:00 | 5 | 24 | 4 | (VS)USA_ID_Boise-AP-Gowen-Field-ANGB.726810_AMY_2024EPW | 47 | 70.1282 | 15.5664 | 1733.439 | 388.9727 | 0 | 163.9432 | 0.18028 | 417.3022 | 417.3022 | 0.5 | 0.99897 | 1.0038 | 0.99851 | 1.003
05/24 05:00:00 | 5 | 24 | 5 | (VS)USA_ID_Boise-AP-Gowen-Field-ANGB.726810_AMY_2024EPW | 46 | 70.0871 | 16.7465 | 2126.7924 | 460.7937 | 0 | 151.7333 | 0.24133 | 431.0311 | 431.0311 | 0.58333 | 0.98108 | 1.0035 | 0.98647 | 0.9909
05/24 06:00:00 | 5 | 24 | 6 | (VS)USA_ID_Boise-AP-Gowen-Field-ANGB.726810_AMY_2024EPW | 45 | 70.1103 | 20.0556 | 2451.7172 | 549.6509 | 0 | 143.1093 | 0.25458 | 534.5854 | 534.5854 | 0.73333 | 0.96134 | 0.9873 | 0.97312 | 0.97763
05/24 07:00:00 | 5 | 24 | 7 | (VS)USA_ID_Boise-AP-Gowen-Field-ANGB.726810_AMY_2024EPW | 45 | 70.0677 | 22.6041 | 3191.73 | 679.7693 | 0 | 124.8185 | 0.28523 | 535.5085 | 535.5085 | 0.83333 | 0.96172 | 0.97705 | 0.97336 | 0.97791
05/24 08:00:00 | 5 | 24 | 8 | (VS)USA_ID_Boise-AP-Gowen-Field-ANGB.726810_AMY_2024EPW | 48 | 70.0913 | 21.0311 | 2841.6787 | 599.598 | 0 | 103.8902 | 0.27073 | 479.9428 | 479.9428 | 0.76667 | 1.0159 | 0.99481 | 1.0101 | 1.0144
05/24 09:00:00 | 5 | 24 | 9 | (VS)USA_ID_Boise-AP-Gowen-Field-ANGB.726810_AMY_2024EPW | 53 | 70.1198 | 18.6708 | 2258.4311 | 474.5138 | 0 | 0 | 0.21588 | 391.9753 | 391.9753 | 0.7 | 1.1097 | 1.0374 | 1.074 | 1.0782
05/24 10:00:00 | 5 | 24 | 10 | (VS)USA_ID_Boise-AP-Gowen-Field-ANGB.726810_AMY_2024EPW | 57 | 70.1042 | 16.2661 | 2256.0522 | 449.6958 | 0 | 0 | 0.21648 | 268.443 | 268.443 | 0.58333 | 1.1825 | 1.138 | 1.124 | 1.1283
05/24 11:00:00 | 5 | 24 | 11 | (VS)USA_ID_Boise-AP-Gowen-Field-ANGB.726810_AMY_2024EPW | 61 | 70.0943 | 16.2903 | 2364.4771 | 468.8436 | 0 | 0 | 0.21773 | 210.4801 | 210.4801 | 0.58333 | 1.2555 | 1.1989 | 1.1746 | 1.1792
05/24 12:00:00 | 5 | 24 | 12 | (VS)USA_ID_Boise-AP-Gowen-Field-ANGB.726810_AMY_2024EPW | 64 | 70.1388 | 14.6027 | 1745.0573 | 362.3002 | 0 | 0 | 0.13043 | 166.7716 | 166.7716 | 0.56667 | 1.312 | 1.2438 | 1.2138 | 1.2188
05/24 13:00:00 | 5 | 24 | 13 | (VS)USA_ID_Boise-AP-Gowen-Field-ANGB.726810_AMY_2024EPW | 66 | 70.1288 | 12.0197 | 1571.2685 | 323.4215 | 0 | 0 | 0.12181 | 108.738 | 108.738 | 0.4 | 1.3495 | 1.2724 | 1.2399 | 1.2452
05/24 14:00:00 | 5 | 24 | 14 | (VS)USA_ID_Boise-AP-Gowen-Field-ANGB.726810_AMY_2024EPW | 69 | 70.1439 | 8.7835 | 1109.7659 | 230.5584 | 0 | 0 | 0.079388 | 59.7336 | 59.7336 | 0.3 | 1.3934 | 1.3071 | 1.2706 | 1.2765
05/24 15:00:00 | 5 | 24 | 15 | (VS)USA_ID_Boise-AP-Gowen-Field-ANGB.726810_AMY_2024EPW | 71 | 70.1235 | 5.6186 | 656.532 | 136.0055 | 0 | 0 | 0.040665 | 26.6052 | 26.6052 | 0.18333 | 1.4323 | 1.3389 | 1.2979 | 1.3042
05/24 16:00:00 | 5 | 24 | 16 | (VS)USA_ID_Boise-AP-Gowen-Field-ANGB.726810_AMY_2024EPW | 71 | 69.9639 | 0 | 0 | 0 | 0 | 0 | 0 | 0 | 0 | 0 | 1.4432 | 1.3493 | 1.3057 | 1.312
05/24 17:00:00 | 5 | 24 | 17 | (VS)USA_ID_Boise-AP-Gowen-Field-ANGB.726810_AMY_2024EPW | 71 | 70.2191 | 0 | 0 | 0 | 0 | 0 | 0 | 0 | 0 | 0 | 1.4432 | 1.3493 | 1.3057 | 1.312
05/24 18:00:00 | 5 | 24 | 18 | (VS)USA_ID_Boise-AP-Gowen-Field-ANGB.726810_AMY_2024EPW | 71 | 70.5148 | 9.788 | 0 | 0 | 0 | 0 | 0 | 0 | 0 | 0.28333 | 1.4432 | 1.3493 | 1.3057 | 1.312
05/24 19:00:00 | 5 | 24 | 19 | (VS)USA_ID_Boise-AP-Gowen-Field-ANGB.726810_AMY_2024EPW | 71 | 70.5175 | 23.1339 | 0 | 0 | 0 | 0 | 0 | 0 | 0 | 0.7 | 1.4432 | 1.3493 | 1.3057 | 1.312
05/24 20:00:00 | 5 | 24 | 20 | (VS)USA_ID_Boise-AP-Gowen-Field-ANGB.726810_AMY_2024EPW | 70 | 70.5411 | 34.4796 | 0 | 0 | 0 | 0 | 0 | 0 | 0 | 1.0167 | 1.4432 | 1.3493 | 1.3057 | 1.312
05/24 21:00:00 | 5 | 24 | 21 | (VS)USA_ID_Boise-AP-Gowen-Field-ANGB.726810_AMY_2024EPW | 66 | 70.4934 | 17.5644 | 0 | 0 | 0 | 0 | 0 | 0 | 0 | 0.58333 | 1.4432 | 1.3493 | 1.3057 | 1.312
05/24 22:00:00 | 5 | 24 | 22 | (VS)USA_ID_Boise-AP-Gowen-Field-ANGB.726810_AMY_2024EPW | 62 | 70.4926 | 11.236 | 0 | 0 | 0 | 0 | 0 | 0 | 0 | 0.33333 | 1.4432 | 1.3493 | 1.3057 | 1.312
05/24 23:00:00 | 5 | 24 | 23 | (VS)USA_ID_Boise-AP-Gowen-Field-ANGB.726810_AMY_2024EPW | 62 | 70.4509 | 11.0631 | 0 | 0 | 0 | 0 | 0 | 0 | 0 | 0.33333 | 1.4432 | 1.3493 | 1.3057 | 1.312
05/24 24:00:00 | 5 | 24 | 24 | (VS)USA_ID_Boise-AP-Gowen-Field-ANGB.726810_AMY_2024EPW | 60 | 70.5736 | 0 | 0 | 0 | 0 | 0 | 0 | 0 | 0 | 0 | 1.4432 | 1.3493 | 1.3057 | 1.312
05/25 01:00:00 | 5 | 25 | 1 | (VS)USA_ID_Boise-AP-Gowen-Field-ANGB.726810_AMY_2024EPW | 57 | 70.0863 | 2.8607 | 299.314 | 64.4129 | 0 | 0 | 0.022993 | 54.3542 | 54.3542 | 0.1 | 1.2897 | 1.2356 | 1.2046 | 1.2099
05/25 02:00:00 | 5 | 25 | 2 | (VS)USA_ID_Boise-AP-Gowen-Field-ANGB.726810_AMY_2024EPW | 54 | 70.1972 | 5.6351 | 554.3304 | 122.323 | 0 | 0 | 0.041515 | 123.488 | 123.488 | 0.16667 | 1.1388 | 1.1101 | 1.0938 | 1.0982
05/25 03:00:00 | 5 | 25 | 3 | (VS)USA_ID_Boise-AP-Gowen-Field-ANGB.726810_AMY_2024EPW | 53 | 70.1422 | 5.8633 | 619.5929 | 135.8773 | 0 | 0 | 0.053322 | 130.3238 | 130.3238 | 0.2 | 1.1133 | 1.0905 | 1.0764 | 1.0806
05/25 04:00:00 | 5 | 25 | 4 | (VS)USA_ID_Boise-AP-Gowen-Field-ANGB.726810_AMY_2024EPW | 53 | 70.1642 | 8.7491 | 907.7741 | 200.6486 | 0 | 0 | 0.07761 | 199.7033 | 199.7033 | 0.3 | 1.1044 | 1.0837 | 1.0703 | 1.0745
05/25 05:00:00 | 5 | 25 | 5 | (VS)USA_ID_Boise-AP-Gowen-Field-ANGB.726810_AMY_2024EPW | 51 | 70.1471 | 12.0498 | 1322.7885 | 289.4549 | 0 | 0 | 0.12336 | 284.3956 | 284.3956 | 0.4 | 1.0763 | 1.0628 | 1.0511 | 1.0554
05/25 06:00:00 | 5 | 25 | 6 | (VS)USA_ID_Boise-AP-Gowen-Field-ANGB.726810_AMY_2024EPW | 49 | 70.1327 | 15.2339 | 1683.8234 | 370.752 | 0 | 167.3838 | 0.16308 | 378.3985 | 378.3985 | 0.5 | 1.0463 | 1.0398 | 1.0306 | 1.0349
05/25 07:00:00 | 5 | 25 | 7 | (VS)USA_ID_Boise-AP-Gowen-Field-ANGB.726810_AMY_2024EPW | 49 | 70.1316 | 15.3346 | 1698.8226 | 376.4291 | 0 | 166.3412 | 0.16829 | 386.2514 | 386.2514 | 0.5 | 1.0355 | 1.0315 | 1.0233 | 1.0276
05/25 08:00:00 | 5 | 25 | 8 | (VS)USA_ID_Boise-AP-Gowen-Field-ANGB.726810_AMY_2024EPW | 50 | 70.1001 | 16.5041 | 2149.8018 | 448.256 | 0 | 74.2067 | 0.22879 | 369.6136 | 369.6136 | 0.58333 | 1.0535 | 1.0437 | 1.0356 | 1.0399
05/25 09:00:00 | 5 | 25 | 9 | (VS)USA_ID_Boise-AP-Gowen-Field-ANGB.726810_AMY_2024EPW | 53 | 70.1184 | 18.754 | 2266.4964 | 477.9694 | 0 | 0 | 0.22019 | 401.9644 | 401.9644 | 0.7 | 1.1006 | 1.0708 | 1.0677 | 1.072
05/25 10:00:00 | 5 | 25 | 10 | (VS)USA_ID_Boise-AP-Gowen-Field-ANGB.726810_AMY_2024EPW | 56 | 70.1037 | 16.3038 | 2229.1476 | 446.6524 | 0 | 0 | 0.21843 | 290.5201 | 290.5201 | 0.58333 | 1.1549 | 1.1168 | 1.105 | 1.1093
05/25 11:00:00 | 5 | 25 | 11 | (VS)USA_ID_Boise-AP-Gowen-Field-ANGB.726810_AMY_2024EPW | 59 | 70.0845 | 16.5869 | 2435.3021 | 478.806 | 0 | 0 | 0.23307 | 238.4985 | 238.4985 | 0.58333 | 1.2191 | 1.1705 | 1.1493 | 1.1537
05/25 12:00:00 | 5 | 25 | 12 | (VS)USA_ID_Boise-AP-Gowen-Field-ANGB.726810_AMY_2024EPW | 61 | 70.1102 | 15.7511 | 2128.2721 | 432.3126 | 0 | 0 | 0.18984 | 209.4527 | 209.4527 | 0.58333 | 1.2584 | 1.2025 | 1.1765 | 1.1812
05/25 13:00:00 | 5 | 25 | 13 | (VS)USA_ID_Boise-AP-Gowen-Field-ANGB.726810_AMY_2024EPW | 63 | 70.126 | 15.1182 | 1914.8337 | 394.8441 | 0 | 0 | 0.1571 | 186.4639 | 186.4639 | 0.58333 | 1.285 | 1.2224 | 1.195 | 1.1998
05/25 14:00:00 | 5 | 25 | 14 | (VS)USA_ID_Boise-AP-Gowen-Field-ANGB.726810_AMY_2024EPW | 66 | 70.1469 | 11.6535 | 1408.9515 | 292.4671 | 0 | 0 | 0.10286 | 112.7898 | 112.7898 | 0.4 | 1.3402 | 1.2648 | 1.2334 | 1.2387
05/25 15:00:00 | 5 | 25 | 15 | (VS)USA_ID_Boise-AP-Gowen-Field-ANGB.726810_AMY_2024EPW | 66 | 70.1443 | 8.7763 | 1077.8237 | 223.5872 | 0 | 0 | 0.079017 | 80.0233 | 80.0233 | 0.3 | 1.3544 | 1.2778 | 1.2433 | 1.2487
05/25 16:00:00 | 5 | 25 | 16 | (VS)USA_ID_Boise-AP-Gowen-Field-ANGB.726810_AMY_2024EPW | 67 | 70.1418 | 5.8013 | 705.1491 | 146.4765 | 0 | 0 | 0.050113 | 46.3533 | 46.3533 | 0.2 | 1.3613 | 1.2816 | 1.248 | 1.2536
05/25 17:00:00 | 5 | 25 | 17 | (VS)USA_ID_Boise-AP-Gowen-Field-ANGB.726810_AMY_2024EPW | 69 | 70.166 | 0 | 0 | 0 | 0 | 0 | 0 | 0 | 0 | 0 | 1.3952 | 1.3101 | 1.2718 | 1.2777
05/25 18:00:00 | 5 | 25 | 18 | (VS)USA_ID_Boise-AP-Gowen-Field-ANGB.726810_AMY_2024EPW | 69 | 70.4509 | 5.4769 | 0 | 0 | 0 | 0 | 0 | 0 | 0 | 0.13333 | 1.3952 | 1.3101 | 1.2718 | 1.2777
05/25 19:00:00 | 5 | 25 | 19 | (VS)USA_ID_Boise-AP-Gowen-Field-ANGB.726810_AMY_2024EPW | 70 | 70.4673 | 22.4734 | 0 | 0 | 0 | 0 | 0 | 0 | 0 | 0.7 | 1.3952 | 1.3101 | 1.2718 | 1.2777
05/25 20:00:00 | 5 | 25 | 20 | (VS)USA_ID_Boise-AP-Gowen-Field-ANGB.726810_AMY_2024EPW | 69 | 71.2756 | 92.2339 | 0 | 0 | 0 | 0 | 0 | 0 | 0 | 2.4333 | 1.3952 | 1.3101 | 1.2718 | 1.2777
05/25 21:00:00 | 5 | 25 | 21 | (VS)USA_ID_Boise-AP-Gowen-Field-ANGB.726810_AMY_2024EPW | 65 | 71.4713 | 81.4267 | 0 | 0 | 0 | 0 | 0 | 0 | 0 | 2.1167 | 1.3952 | 1.3101 | 1.2718 | 1.2777
05/25 22:00:00 | 5 | 25 | 22 | (VS)USA_ID_Boise-AP-Gowen-Field-ANGB.726810_AMY_2024EPW | 62 | 70.4859 | 23.017 | 0 | 0 | 0 | 0 | 0 | 0 | 0 | 0.66667 | 1.3952 | 1.3101 | 1.2718 | 1.2777
05/25 23:00:00 | 5 | 25 | 23 | (VS)USA_ID_Boise-AP-Gowen-Field-ANGB.726810_AMY_2024EPW | 59 | 70.4819 | 28.024 | 0 | 0 | 0 | 0 | 0 | 0 | 0 | 0.83333 | 1.3952 | 1.3101 | 1.2718 | 1.2777
05/25 24:00:00 | 5 | 25 | 24 | (VS)USA_ID_Boise-AP-Gowen-Field-ANGB.726810_AMY_2024EPW | 57 | 70.4461 | 17.0224 | 0 | 0 | 0 | 0 | 0 | 0 | 0 | 0.5 | 1.3952 | 1.3101 | 1.2718 | 1.2777
05/26 01:00:00 | 5 | 26 | 1 | (VS)USA_ID_Boise-AP-Gowen-Field-ANGB.726810_AMY_2024EPW | 55 | 70.4747 | 11.1917 | 0 | 0 | 0 | 0 | 0 | 0 | 0 | 0.33333 | 1.3952 | 1.3101 | 1.2718 | 1.2777
05/26 02:00:00 | 5 | 26 | 2 | (VS)USA_ID_Boise-AP-Gowen-Field-ANGB.726810_AMY_2024EPW | 53 | 70.5196 | 3.0962 | 0 | 0 | 0 | 0 | 0 | 0 | 0 | 0.11667 | 1.3952 | 1.3101 | 1.2718 | 1.2777
05/26 03:00:00 | 5 | 26 | 3 | (VS)USA_ID_Boise-AP-Gowen-Field-ANGB.726810_AMY_2024EPW | 51 | 70.2988 | 0 | 0 | 0 | 0 | 0 | 0 | 0 | 0 | 0 | 1.3952 | 1.3101 | 1.2718 | 1.2777
05/26 04:00:00 | 5 | 26 | 4 | (VS)USA_ID_Boise-AP-Gowen-Field-ANGB.726810_AMY_2024EPW | 48 | 70.1461 | 11 | 1035.3987 | 244.436 | 0 | 182.2808 | 0.084465 | 151.6608 | 151.6608 | 0.33333 | 1.0398 | 1.0455 | 1.0345 | 1.0388
05/26 05:00:00 | 5 | 26 | 5 | (VS)USA_ID_Boise-AP-Gowen-Field-ANGB.726810_AMY_2024EPW | 47 | 70.1816 | 10.992 | 1055.1651 | 249.4837 | 0 | 181.2414 | 0.088376 | 5.8738 | 5.8738 | 0.33333 | 0.98669 | 0.9946 | 0.99048 | 0.99479
05/26 06:00:00 | 5 | 26 | 6 | (VS)USA_ID_Boise-AP-Gowen-Field-ANGB.726810_AMY_2024EPW | 46 | 70.1842 | 23.0635 | 2157.1895 | 511.578 | 0 | 161.3748 | 0.19313 | 75.3676 | 75.3676 | 0.66667 | 0.98167 | 0.99154 | 0.98685 | 0.99118
05/26 07:00:00 | 5 | 26 | 7 | (VS)USA_ID_Boise-AP-Gowen-Field-ANGB.726810_AMY_2024EPW | 46 | 70.1761 | 22.9776 | 2122.5857 | 505.9104 | 0 | 162.2635 | 0.18868 | 207.096 | 207.096 | 0.66667 | 0.97003 | 0.97802 | 0.97897 | 0.98335
05/26 08:00:00 | 5 | 26 | 8 | (VS)USA_ID_Boise-AP-Gowen-Field-ANGB.726810_AMY_2024EPW | 48 | 70.1303 | 17.7077 | 1776.1305 | 409.5247 | 0 | 166.7889 | 0.16606 | 361.2624 | 361.2624 | 0.56667 | 1.0053 | 1.0042 | 1.0028 | 1.0071
05/26 09:00:00 | 5 | 26 | 9 | (VS)USA_ID_Boise-AP-Gowen-Field-ANGB.726810_AMY_2024EPW | 51 | 70.1188 | 12.7326 | 1581.4802 | 332.051 | 0 | 39.218 | 0.15868 | 272.2817 | 272.2817 | 0.4 | 1.0689 | 1.0532 | 1.0461 | 1.0502
05/26 10:00:00 | 5 | 26 | 10 | (VS)USA_ID_Boise-AP-Gowen-Field-ANGB.726810_AMY_2024EPW | 55 | 70.1045 | 12.38 | 1513.8583 | 315.6834 | 0 | 0 | 0.14045 | 230.1556 | 230.1556 | 0.43333 | 1.1445 | 1.1121 | 1.0978 | 1.102
05/26 11:00:00 | 5 | 26 | 11 | (VS)USA_ID_Boise-AP-Gowen-Field-ANGB.726810_AMY_2024EPW | 58 | 70.1281 | 15.0009 | 1791.7712 | 371.6393 | 0 | 0 | 0.15103 | 244.9192 | 244.9192 | 0.46667 | 1.2017 | 1.157 | 1.1372 | 1.1416
05/26 12:00:00 | 5 | 26 | 12 | (VS)USA_ID_Boise-AP-Gowen-Field-ANGB.726810_AMY_2024EPW | 61 | 70.1331 | 11.8248 | 1407.942 | 291.9252 | 0 | 0 | 0.11172 | 163.3424 | 163.3424 | 0.4 | 1.2469 | 1.1916 | 1.1685 | 1.173
05/26 13:00:00 | 5 | 26 | 13 | (VS)USA_ID_Boise-AP-Gowen-Field-ANGB.726810_AMY_2024EPW | 63 | 70.1248 | 9.0314 | 1138.5863 | 235.7246 | 0 | 0 | 0.092216 | 102.8733 | 102.8733 | 0.33333 | 1.2944 | 1.229 | 1.2015 | 1.2064
05/26 14:00:00 | 5 | 26 | 14 | (VS)USA_ID_Boise-AP-Gowen-Field-ANGB.726810_AMY_2024EPW | 66 | 70.1793 | 8.4817 | 951.49 | 198.867 | 0 | 0 | 0.063777 | 85.1808 | 85.1808 | 0.26667 | 1.3364 | 1.2621 | 1.2307 | 1.2359
05/26 15:00:00 | 5 | 26 | 15 | (VS)USA_ID_Boise-AP-Gowen-Field-ANGB.726810_AMY_2024EPW | 67 | 70.0512 | 2.9448 | 368.4195 | 77.4371 | 0 | 0 | 0.027341 | 22.4223 | 22.4223 | 0.13333 | 1.3715 | 1.2901 | 1.2553 | 1.2608
05/26 16:00:00 | 5 | 26 | 16 | (VS)USA_ID_Boise-AP-Gowen-Field-ANGB.726810_AMY_2024EPW | 69 | 70.3441 | 2.7385 | 292.5859 | 60.3085 | 0 | 0 | 0.016667 | 19.7829 | 19.7829 | 0.066667 | 1.3907 | 1.3065 | 1.2688 | 1.2745
05/26 17:00:00 | 5 | 26 | 17 | (VS)USA_ID_Boise-AP-Gowen-Field-ANGB.726810_AMY_2024EPW | 71 | 70.4957 | 5.4769 | 0 | 0 | 0 | 0 | 0 | 0 | 0 | 0.13333 | 1.3907 | 1.3065 | 1.2688 | 1.2745
05/26 18:00:00 | 5 | 26 | 18 | (VS)USA_ID_Boise-AP-Gowen-Field-ANGB.726810_AMY_2024EPW | 72 | 70.5263 | 17.0241 | 0 | 0 | 0 | 0 | 0 | 0 | 0 | 0.5 | 1.3907 | 1.3065 | 1.2688 | 1.2745
05/26 19:00:00 | 5 | 26 | 19 | (VS)USA_ID_Boise-AP-Gowen-Field-ANGB.726810_AMY_2024EPW | 72 | 70.5139 | 17.1962 | 0 | 0 | 0 | 0 | 0 | 0 | 0 | 0.56667 | 1.3907 | 1.3065 | 1.2688 | 1.2745
05/26 20:00:00 | 5 | 26 | 20 | (VS)USA_ID_Boise-AP-Gowen-Field-ANGB.726810_AMY_2024EPW | 71 | 70.5209 | 29.5316 | 0 | 0 | 0 | 0 | 0 | 0 | 0 | 0.96667 | 1.3907 | 1.3065 | 1.2688 | 1.2745
05/26 21:00:00 | 5 | 26 | 21 | (VS)USA_ID_Boise-AP-Gowen-Field-ANGB.726810_AMY_2024EPW | 69 | 70.5223 | 11.5619 | 0 | 0 | 0 | 0 | 0 | 0 | 0 | 0.36667 | 1.3907 | 1.3065 | 1.2688 | 1.2745
05/26 22:00:00 | 5 | 26 | 22 | (VS)USA_ID_Boise-AP-Gowen-Field-ANGB.726810_AMY_2024EPW | 65 | 70.53 | 16.6378 | 0 | 0 | 0 | 0 | 0 | 0 | 0 | 0.5 | 1.3907 | 1.3065 | 1.2688 | 1.2745
05/26 23:00:00 | 5 | 26 | 23 | (VS)USA_ID_Boise-AP-Gowen-Field-ANGB.726810_AMY_2024EPW | 61 | 70.463 | 5.5629 | 0 | 0 | 0 | 0 | 0 | 0 | 0 | 0.16667 | 1.3907 | 1.3065 | 1.2688 | 1.2745
05/26 24:00:00 | 5 | 26 | 24 | (VS)USA_ID_Boise-AP-Gowen-Field-ANGB.726810_AMY_2024EPW | 58 | 70.5897 | 0 | 0 | 0 | 0 | 0 | 0 | 0 | 0 | 0 | 1.3907 | 1.3065 | 1.2688 | 1.2745
05/27 01:00:00 | 5 | 27 | 1 | (VS)USA_ID_Boise-AP-Gowen-Field-ANGB.726810_AMY_2024EPW | 56 | 70.2976 | 0 | 0 | 0 | 0 | 0 | 0 | 0 | 0 | 0 | 1.3907 | 1.3065 | 1.2688 | 1.2745
05/27 02:00:00 | 5 | 27 | 2 | (VS)USA_ID_Boise-AP-Gowen-Field-ANGB.726810_AMY_2024EPW | 56 | 70.0788 | 2.7385 | 257.6614 | 56.8173 | 0 | 0 | 0.016667 | 56.0239 | 56.0239 | 0.066667 | 1.2532 | 1.2045 | 1.1783 | 1.1832
05/27 03:00:00 | 5 | 27 | 3 | (VS)USA_ID_Boise-AP-Gowen-Field-ANGB.726810_AMY_2024EPW | 54 | 70.1864 | 8.7223 | 919.4683 | 200.9124 | 0 | 0 | 0.076223 | 185.0963 | 185.0963 | 0.3 | 1.151 | 1.1206 | 1.1023 | 1.1066
05/27 04:00:00 | 5 | 27 | 4 | (VS)USA_ID_Boise-AP-Gowen-Field-ANGB.726810_AMY_2024EPW | 52 | 70.1628 | 8.7452 | 899.6183 | 200.1846 | 0 | 0 | 0.07741 | 206.9087 | 206.9087 | 0.3 | 1.093 | 1.0748 | 1.0625 | 1.0667
05/27 05:00:00 | 5 | 27 | 5 | (VS)USA_ID_Boise-AP-Gowen-Field-ANGB.726810_AMY_2024EPW | 52 | 70.1444 | 9.0153 | 989.2705 | 216.4228 | 0 | 0 | 0.091379 | 210.344 | 210.344 | 0.3 | 1.0845 | 1.0685 | 1.0567 | 1.0609
05/27 06:00:00 | 5 | 27 | 6 | (VS)USA_ID_Boise-AP-Gowen-Field-ANGB.726810_AMY_2024EPW | 51 | 70.1416 | 11.9605 | 1278.3316 | 284.2122 | 0 | 0 | 0.11874 | 291.217 | 291.217 | 0.4 | 1.0659 | 1.0545 | 1.044 | 1.0482
05/27 07:00:00 | 5 | 27 | 7 | (VS)USA_ID_Boise-AP-Gowen-Field-ANGB.726810_AMY_2024EPW | 51 | 70.1062 | 12.5314 | 1476.7462 | 318.8735 | 0 | 0 | 0.14828 | 291.436 | 291.436 | 0.43333 | 1.0639 | 1.0522 | 1.0427 | 1.0469
05/27 08:00:00 | 5 | 27 | 8 | (VS)USA_ID_Boise-AP-Gowen-Field-ANGB.726810_AMY_2024EPW | 54 | 70.1342 | 15.0212 | 1700.9021 | 363.5847 | 0 | 0 | 0.15208 | 320.0238 | 320.0238 | 0.46667 | 1.1152 | 1.0897 | 1.0778 | 1.082
05/27 09:00:00 | 5 | 27 | 9 | (VS)USA_ID_Boise-AP-Gowen-Field-ANGB.726810_AMY_2024EPW | 59 | 70.1097 | 9.3276 | 1204.8624 | 246.673 | 0 | 0 | 0.10754 | 142.8548 | 142.8548 | 0.33333 | 1.2132 | 1.164 | 1.1452 | 1.1496
05/27 10:00:00 | 5 | 27 | 10 | (VS)USA_ID_Boise-AP-Gowen-Field-ANGB.726810_AMY_2024EPW | 64 | 70.1613 | 11.6408 | 1383.1253 | 287.585 | 0 | 0 | 0.1022 | 132.4978 | 132.4978 | 0.36667 | 1.3098 | 1.2406 | 1.2123 | 1.2172
05/27 11:00:00 | 5 | 27 | 11 | (VS)USA_ID_Boise-AP-Gowen-Field-ANGB.726810_AMY_2024EPW | 69 | 70.1213 | 11.9684 | 1594.1355 | 332.2844 | 0 | 0 | 0.11915 | 73.8448 | 73.8448 | 0.4 | 1.3923 | 1.3051 | 1.2701 | 1.2757
05/27 12:00:00 | 5 | 27 | 12 | (VS)USA_ID_Boise-AP-Gowen-Field-ANGB.726810_AMY_2024EPW | 73 | 70.1166 | 8.9376 | 1223.796 | 261.6805 | 0 | 0 | 0.087363 | 21.6406 | 21.6406 | 0.33333 | 1.4674 | 1.3661 | 1.323 | 1.3295
05/27 13:00:00 | 5 | 27 | 13 | (VS)USA_ID_Boise-AP-Gowen-Field-ANGB.726810_AMY_2024EPW | 76 | 70.1602 | 11.4095 | 1465.0143 | 311.8247 | 0 | 0 | 0.09024 | 2.31 | 2.31 | 0.36667 | 1.5307 | 1.417 | 1.3679 | 1.3753
05/27 14:00:00 | 5 | 27 | 14 | (VS)USA_ID_Boise-AP-Gowen-Field-ANGB.726810_AMY_2024EPW | 79 | 70.2312 | 2.8421 | 369.7007 | 79.3642 | 0 | 0 | 0.022028 | 0 | 0 | 0.1 | 1.5796 | 1.4586 | 1.4027 | 1.4109
05/27 15:00:00 | 5 | 27 | 15 | (VS)USA_ID_Boise-AP-Gowen-Field-ANGB.726810_AMY_2024EPW | 81 | 70.3857 | 0 | 0 | 0 | 0 | 0 | 0 | 0 | 0 | 0 | 1.5828 | 1.4615 | 1.405 | 1.4132
05/27 16:00:00 | 5 | 27 | 16 | (VS)USA_ID_Boise-AP-Gowen-Field-ANGB.726810_AMY_2024EPW | 82 | 70.5482 | 17.3449 | 0 | 0 | 0 | 0 | 0 | 0 | 0 | 0.56667 | 1.5828 | 1.4615 | 1.405 | 1.4132
05/27 17:00:00 | 5 | 27 | 17 | (VS)USA_ID_Boise-AP-Gowen-Field-ANGB.726810_AMY_2024EPW | 83 | 70.5166 | 18.3119 | 0 | 0 | 0 | 0 | 0 | 0 | 0 | 0.6 | 1.5828 | 1.4615 | 1.405 | 1.4132
05/27 18:00:00 | 5 | 27 | 18 | (VS)USA_ID_Boise-AP-Gowen-Field-ANGB.726810_AMY_2024EPW | 83 | 70.5239 | 26.09 | 0 | 0 | 0 | 0 | 0 | 0 | 0 | 0.9 | 1.5828 | 1.4615 | 1.405 | 1.4132
05/27 19:00:00 | 5 | 27 | 19 | (VS)USA_ID_Boise-AP-Gowen-Field-ANGB.726810_AMY_2024EPW | 84 | 70.5137 | 42.9506 | 0 | 0 | 0 | 0 | 0 | 0 | 0 | 1.3333 | 1.5828 | 1.4615 | 1.405 | 1.4132
05/27 20:00:00 | 5 | 27 | 20 | (VS)USA_ID_Boise-AP-Gowen-Field-ANGB.726810_AMY_2024EPW | 83 | 70.5478 | 45.552 | 0 | 0 | 0 | 0 | 0 | 0 | 0 | 1.4667 | 1.5828 | 1.4615 | 1.405 | 1.4132
05/27 21:00:00 | 5 | 27 | 21 | (VS)USA_ID_Boise-AP-Gowen-Field-ANGB.726810_AMY_2024EPW | 80 | 70.5398 | 35.538 | 0 | 0 | 0 | 0 | 0 | 0 | 0 | 1.1333 | 1.5828 | 1.4615 | 1.405 | 1.4132
05/27 22:00:00 | 5 | 27 | 22 | (VS)USA_ID_Boise-AP-Gowen-Field-ANGB.726810_AMY_2024EPW | 75 | 70.5182 | 26.141 | 0 | 0 | 0 | 0 | 0 | 0 | 0 | 0.83333 | 1.5828 | 1.4615 | 1.405 | 1.4132
05/27 23:00:00 | 5 | 27 | 23 | (VS)USA_ID_Boise-AP-Gowen-Field-ANGB.726810_AMY_2024EPW | 70 | 70.532 | 24.8943 | 0 | 0 | 0 | 0 | 0 | 0 | 0 | 0.8 | 1.5828 | 1.4615 | 1.405 | 1.4132
05/27 24:00:00 | 5 | 27 | 24 | (VS)USA_ID_Boise-AP-Gowen-Field-ANGB.726810_AMY_2024EPW | 66 | 70.5177 | 23.805 | 0 | 0 | 0 | 0 | 0 | 0 | 0 | 0.8 | 1.5828 | 1.4615 | 1.405 | 1.4132
05/28 01:00:00 | 5 | 28 | 1 | (VS)USA_ID_Boise-AP-Gowen-Field-ANGB.726810_AMY_2024EPW | 65 | 70.5576 | 17.035 | 0 | 0 | 0 | 0 | 0 | 0 | 0 | 0.56667 | 1.5828 | 1.4615 | 1.405 | 1.4132
05/28 02:00:00 | 5 | 28 | 2 | (VS)USA_ID_Boise-AP-Gowen-Field-ANGB.726810_AMY_2024EPW | 64 | 70.4962 | 5.5576 | 0 | 0 | 0 | 0 | 0 | 0 | 0 | 0.16667 | 1.5828 | 1.4615 | 1.405 | 1.4132
05/28 03:00:00 | 5 | 28 | 3 | (VS)USA_ID_Boise-AP-Gowen-Field-ANGB.726810_AMY_2024EPW | 63 | 70.641 | 0 | 0 | 0 | 0 | 0 | 0 | 0 | 0 | 0 | 1.5828 | 1.4615 | 1.405 | 1.4132
05/28 04:00:00 | 5 | 28 | 4 | (VS)USA_ID_Boise-AP-Gowen-Field-ANGB.726810_AMY_2024EPW | 62 | 70.4328 | 0 | 0 | 0 | 0 | 0 | 0 | 0 | 0 | 0 | 1.5828 | 1.4615 | 1.405 | 1.4132
05/28 05:00:00 | 5 | 28 | 5 | (VS)USA_ID_Boise-AP-Gowen-Field-ANGB.726810_AMY_2024EPW | 60 | 70.1067 | 5.5901 | 572.871 | 122.8276 | 0 | 0 | 0.03919 | 94.1074 | 94.1074 | 0.16667 | 1.4129 | 1.3353 | 1.2934 | 1.2999
05/28 06:00:00 | 5 | 28 | 6 | (VS)USA_ID_Boise-AP-Gowen-Field-ANGB.726810_AMY_2024EPW | 60 | 70.1737 | 5.8551 | 673.0732 | 141.5552 | 0 | 0 | 0.052899 | 89.6918 | 89.6918 | 0.2 | 1.2341 | 1.1822 | 1.1597 | 1.1641
05/28 07:00:00 | 5 | 28 | 7 | (VS)USA_ID_Boise-AP-Gowen-Field-ANGB.726810_AMY_2024EPW | 61 | 70.1642 | 5.7706 | 641.9891 | 135.8043 | 0 | 0 | 0.048528 | 89.6517 | 89.6517 | 0.2 | 1.2517 | 1.197 | 1.1718 | 1.1764
05/28 08:00:00 | 5 | 28 | 8 | (VS)USA_ID_Boise-AP-Gowen-Field-ANGB.726810_AMY_2024EPW | 61 | 70.1741 | 5.7705 | 643.9295 | 136.0007 | 0 | 0 | 0.048519 | 88.3767 | 88.3767 | 0.2 | 1.2482 | 1.1937 | 1.1694 | 1.1739
05/28 09:00:00 | 5 | 28 | 9 | (VS)USA_ID_Boise-AP-Gowen-Field-ANGB.726810_AMY_2024EPW | 65 | 70.1629 | 5.791 | 681.2764 | 142.5325 | 0 | 0 | 0.049583 | 64.0991 | 64.0991 | 0.2 | 1.311 | 1.2407 | 1.2132 | 1.2181
05/28 10:00:00 | 5 | 28 | 10 | (VS)USA_ID_Boise-AP-Gowen-Field-ANGB.726810_AMY_2024EPW | 71 | 70.1482 | 2.8217 | 333.1096 | 69.475 | 0 | 0 | 0.020975 | 13.5425 | 13.5425 | 0.1 | 1.4004 | 1.3123 | 1.2758 | 1.2815
05/28 11:00:00 | 5 | 28 | 11 | (VS)USA_ID_Boise-AP-Gowen-Field-ANGB.726810_AMY_2024EPW | 75 | 70.0721 | 0 | 0 | 0 | 0 | 0 | 0 | 0 | 0 | 0 | 1.4379 | 1.3443 | 1.3023 | 1.3083
05/28 12:00:00 | 5 | 28 | 12 | (VS)USA_ID_Boise-AP-Gowen-Field-ANGB.726810_AMY_2024EPW | 78 | 70.1993 | 0 | 0 | 0 | 0 | 0 | 0 | 0 | 0 | 0 | 1.4379 | 1.3443 | 1.3023 | 1.3083
05/28 13:00:00 | 5 | 28 | 13 | (VS)USA_ID_Boise-AP-Gowen-Field-ANGB.726810_AMY_2024EPW | 81 | 70.3929 | 0 | 0 | 0 | 0 | 0 | 0 | 0 | 0 | 0 | 1.4379 | 1.3443 | 1.3023 | 1.3083
05/28 14:00:00 | 5 | 28 | 14 | (VS)USA_ID_Boise-AP-Gowen-Field-ANGB.726810_AMY_2024EPW | 83 | 70.5541 | 12.8668 | 0 | 0 | 0 | 0 | 0 | 0 | 0 | 0.4 | 1.4379 | 1.3443 | 1.3023 | 1.3083
05/28 15:00:00 | 5 | 28 | 15 | (VS)USA_ID_Boise-AP-Gowen-Field-ANGB.726810_AMY_2024EPW | 84 | 70.5066 | 23.7618 | 0 | 0 | 0 | 0 | 0 | 0 | 0 | 0.76667 | 1.4379 | 1.3443 | 1.3023 | 1.3083
05/28 16:00:00 | 5 | 28 | 16 | (VS)USA_ID_Boise-AP-Gowen-Field-ANGB.726810_AMY_2024EPW | 87 | 70.5236 | 38.1837 | 0 | 0 | 0 | 0 | 0 | 0 | 0 | 1.1333 | 1.4379 | 1.3443 | 1.3023 | 1.3083
05/28 17:00:00 | 5 | 28 | 17 | (VS)USA_ID_Boise-AP-Gowen-Field-ANGB.726810_AMY_2024EPW | 89 | 70.5326 | 56.4207 | 0 | 0 | 0 | 0 | 0 | 0 | 0 | 1.6333 | 1.4379 | 1.3443 | 1.3023 | 1.3083
05/28 18:00:00 | 5 | 28 | 18 | (VS)USA_ID_Boise-AP-Gowen-Field-ANGB.726810_AMY_2024EPW | 80 | 70.5413 | 71.7594 | 0 | 0 | 0 | 0 | 0 | 0 | 0 | 1.9167 | 1.4379 | 1.3443 | 1.3023 | 1.3083
05/28 19:00:00 | 5 | 28 | 19 | (VS)USA_ID_Boise-AP-Gowen-Field-ANGB.726810_AMY_2024EPW | 73 | 70.5405 | 58.0885 | 0 | 0 | 0 | 0 | 0 | 0 | 0 | 1.6333 | 1.4379 | 1.3443 | 1.3023 | 1.3083
05/28 20:00:00 | 5 | 28 | 20 | (VS)USA_ID_Boise-AP-Gowen-Field-ANGB.726810_AMY_2024EPW | 72 | 70.6797 | 97.9633 | 0 | 0 | 0 | 0 | 0 | 0 | 0 | 2.5667 | 1.4379 | 1.3443 | 1.3023 | 1.3083
05/28 21:00:00 | 5 | 28 | 21 | (VS)USA_ID_Boise-AP-Gowen-Field-ANGB.726810_AMY_2024EPW | 69 | 71.3049 | 85.4772 | 0 | 0 | 0 | 0 | 0 | 0 | 0 | 2.2 | 1.4379 | 1.3443 | 1.3023 | 1.3083
05/28 22:00:00 | 5 | 28 | 22 | (VS)USA_ID_Boise-AP-Gowen-Field-ANGB.726810_AMY_2024EPW | 67 | 70.5103 | 30.7015 | 0 | 0 | 0 | 0 | 0 | 0 | 0 | 0.96667 | 1.4379 | 1.3443 | 1.3023 | 1.3083
05/28 23:00:00 | 5 | 28 | 23 | (VS)USA_ID_Boise-AP-Gowen-Field-ANGB.726810_AMY_2024EPW | 65 | 70.5184 | 23.9559 | 0 | 0 | 0 | 0 | 0 | 0 | 0 | 0.8 | 1.4379 | 1.3443 | 1.3023 | 1.3083
05/28 24:00:00 | 5 | 28 | 24 | (VS)USA_ID_Boise-AP-Gowen-Field-ANGB.726810_AMY_2024EPW | 62 | 70.5327 | 22.6836 | 0 | 0 | 0 | 0 | 0 | 0 | 0 | 0.76667 | 1.4379 | 1.3443 | 1.3023 | 1.3083
05/29 01:00:00 | 5 | 29 | 1 | (VS)USA_ID_Boise-AP-Gowen-Field-ANGB.726810_AMY_2024EPW | 60 | 70.6441 | 0.060278 | 0 | 0 | 0 | 0 | 0 | 0 | 0 | 0.033333 | 1.4379 | 1.3443 | 1.3023 | 1.3083
05/29 02:00:00 | 5 | 29 | 2 | (VS)USA_ID_Boise-AP-Gowen-Field-ANGB.726810_AMY_2024EPW | 58 | 70.2373 | 2.7385 | 262.2798 | 57.219 | 0 | 0 | 0.016667 | 51.0917 | 51.0917 | 0.066667 | 1.4064 | 1.3257 | 1.2858 | 1.2917
05/29 03:00:00 | 5 | 29 | 3 | (VS)USA_ID_Boise-AP-Gowen-Field-ANGB.726810_AMY_2024EPW | 57 | 70.1551 | 5.8292 | 640.4155 | 136.9677 | 0 | 0 | 0.051557 | 105.5641 | 105.5641 | 0.2 | 1.1958 | 1.1536 | 1.1332 | 1.1375
05/29 04:00:00 | 5 | 29 | 4 | (VS)USA_ID_Boise-AP-Gowen-Field-ANGB.726810_AMY_2024EPW | 56 | 70.1413 | 9.0036 | 1047.1631 | 221.0922 | 0 | 0 | 0.090776 | 165.4718 | 165.4718 | 0.3 | 1.1768 | 1.1391 | 1.12 | 1.1243
05/29 05:00:00 | 5 | 29 | 5 | (VS)USA_ID_Boise-AP-Gowen-Field-ANGB.726810_AMY_2024EPW | 54 | 70.1328 | 12.1893 | 1433.549 | 302.667 | 0 | 0 | 0.13058 | 245.5948 | 245.5948 | 0.4 | 1.1415 | 1.1127 | 1.0958 | 1.0999
05/29 06:00:00 | 5 | 29 | 6 | (VS)USA_ID_Boise-AP-Gowen-Field-ANGB.726810_AMY_2024EPW | 53 | 70.127 | 15.1677 | 1727.6199 | 370.5814 | 0 | 0 | 0.15966 | 337.1706 | 337.1706 | 0.5 | 1.1027 | 1.0826 | 1.0692 | 1.0734
05/29 07:00:00 | 5 | 29 | 7 | (VS)USA_ID_Boise-AP-Gowen-Field-ANGB.726810_AMY_2024EPW | 52 | 70.1256 | 12.1154 | 1362.384 | 294.6243 | 0 | 0 | 0.12676 | 278.8916 | 278.8916 | 0.4 | 1.0837 | 1.0679 | 1.0562 | 1.0604
05/29 08:00:00 | 5 | 29 | 8 | (VS)USA_ID_Boise-AP-Gowen-Field-ANGB.726810_AMY_2024EPW | 52 | 70.1118 | 15.9629 | 1988.7184 | 418.2881 | 0 | 0 | 0.20079 | 348.5435 | 348.5435 | 0.56667 | 1.082 | 1.0657 | 1.0551 | 1.0592
05/29 09:00:00 | 5 | 29 | 9 | (VS)USA_ID_Boise-AP-Gowen-Field-ANGB.726810_AMY_2024EPW | 53 | 70.1312 | 18.3949 | 2123.4297 | 457.439 | 0 | 0 | 0.20161 | 397.413 | 397.413 | 0.7 | 1.1086 | 1.0746 | 1.0733 | 1.0774
05/29 10:00:00 | 5 | 29 | 10 | (VS)USA_ID_Boise-AP-Gowen-Field-ANGB.726810_AMY_2024EPW | 56 | 70.1266 | 18.8529 | 2406.4302 | 492.2044 | 0 | 0 | 0.2253 | 350.3418 | 350.3418 | 0.66667 | 1.1545 | 1.107 | 1.1048 | 1.1089
05/29 11:00:00 | 5 | 29 | 11 | (VS)USA_ID_Boise-AP-Gowen-Field-ANGB.726810_AMY_2024EPW | 58 | 70.0933 | 16.096 | 2206.2526 | 442.9234 | 0 | 0 | 0.20768 | 252.0273 | 252.0273 | 0.58333 | 1.2012 | 1.1567 | 1.137 | 1.1412
05/29 12:00:00 | 5 | 29 | 12 | (VS)USA_ID_Boise-AP-Gowen-Field-ANGB.726810_AMY_2024EPW | 61 | 70.12 | 15.7223 | 2116.1655 | 427.7967 | 0 | 0 | 0.18835 | 215.3282 | 215.3282 | 0.58333 | 1.2467 | 1.1924 | 1.1685 | 1.1729
05/29 13:00:00 | 5 | 29 | 13 | (VS)USA_ID_Boise-AP-Gowen-Field-ANGB.726810_AMY_2024EPW | 63 | 70.1196 | 11.8878 | 1455.4086 | 302.3458 | 0 | 0 | 0.11498 | 139.7792 | 139.7792 | 0.43333 | 1.2934 | 1.2288 | 1.2009 | 1.2056
05/29 14:00:00 | 5 | 29 | 14 | (VS)USA_ID_Boise-AP-Gowen-Field-ANGB.726810_AMY_2024EPW | 65 | 70.1584 | 11.6035 | 1370.0012 | 285.9308 | 0 | 0 | 0.10027 | 121.5316 | 121.5316 | 0.4 | 1.3221 | 1.2511 | 1.2209 | 1.2259
05/29 15:00:00 | 5 | 29 | 15 | (VS)USA_ID_Boise-AP-Gowen-Field-ANGB.726810_AMY_2024EPW | 65 | 70.1597 | 5.742 | 668.2621 | 139.6816 | 0 | 0 | 0.047047 | 54.9982 | 54.9982 | 0.2 | 1.339 | 1.2648 | 1.2327 | 1.2378
05/29 16:00:00 | 5 | 29 | 16 | (VS)USA_ID_Boise-AP-Gowen-Field-ANGB.726810_AMY_2024EPW | 65 | 70.1358 | 2.85 | 326.8859 | 68.3661 | 0 | 0 | 0.022437 | 26.7368 | 26.7368 | 0.1 | 1.3458 | 1.2707 | 1.2374 | 1.2426
05/29 17:00:00 | 5 | 29 | 17 | (VS)USA_ID_Boise-AP-Gowen-Field-ANGB.726810_AMY_2024EPW | 66 | 70.1813 | 0 | 0 | 0 | 0 | 0 | 0 | 0 | 0 | 0 | 1.3459 | 1.2709 | 1.2375 | 1.2427
05/29 18:00:00 | 5 | 29 | 18 | (VS)USA_ID_Boise-AP-Gowen-Field-ANGB.726810_AMY_2024EPW | 67 | 70.5335 | 5.4769 | 0 | 0 | 0 | 0 | 0 | 0 | 0 | 0.13333 | 1.3459 | 1.2709 | 1.2375 | 1.2427
05/29 19:00:00 | 5 | 29 | 19 | (VS)USA_ID_Boise-AP-Gowen-Field-ANGB.726810_AMY_2024EPW | 68 | 70.4968 | 17.1099 | 0 | 0 | 0 | 0 | 0 | 0 | 0 | 0.5 | 1.3459 | 1.2709 | 1.2375 | 1.2427
05/29 20:00:00 | 5 | 29 | 20 | (VS)USA_ID_Boise-AP-Gowen-Field-ANGB.726810_AMY_2024EPW | 67 | 70.5003 | 17.1066 | 0 | 0 | 0 | 0 | 0 | 0 | 0 | 0.53333 | 1.3459 | 1.2709 | 1.2375 | 1.2427
05/29 21:00:00 | 5 | 29 | 21 | (VS)USA_ID_Boise-AP-Gowen-Field-ANGB.726810_AMY_2024EPW | 65 | 70.602 | 5.4769 | 0 | 0 | 0 | 0 | 0 | 0 | 0 | 0.13333 | 1.3459 | 1.2709 | 1.2375 | 1.2427
05/29 22:00:00 | 5 | 29 | 22 | (VS)USA_ID_Boise-AP-Gowen-Field-ANGB.726810_AMY_2024EPW | 62 | 70.7241 | 0 | 0 | 0 | 0 | 0 | 0 | 0 | 0 | 0 | 1.3459 | 1.2709 | 1.2375 | 1.2427
05/29 23:00:00 | 5 | 29 | 23 | (VS)USA_ID_Boise-AP-Gowen-Field-ANGB.726810_AMY_2024EPW | 60 | 70.5314 | 0 | 0 | 0 | 0 | 0 | 0 | 0 | 0 | 0 | 1.3459 | 1.2709 | 1.2375 | 1.2427
05/29 24:00:00 | 5 | 29 | 24 | (VS)USA_ID_Boise-AP-Gowen-Field-ANGB.726810_AMY_2024EPW | 57 | 70.1401 | 2.7385 | 257.1702 | 56.7897 | 0 | 0 | 0.016667 | 55.0248 | 55.0248 | 0.066667 | 1.3166 | 1.2527 | 1.2213 | 1.2263
05/30 01:00:00 | 5 | 30 | 1 | (VS)USA_ID_Boise-AP-Gowen-Field-ANGB.726810_AMY_2024EPW | 55 | 70.1384 | 5.9363 | 655.8556 | 141.5059 | 0 | 0 | 0.057098 | 119.9677 | 119.9677 | 0.2 | 1.1555 | 1.1233 | 1.1054 | 1.1096
05/30 02:00:00 | 5 | 30 | 2 | (VS)USA_ID_Boise-AP-Gowen-Field-ANGB.726810_AMY_2024EPW | 53 | 70.169 | 5.7727 | 587.2991 | 130.5068 | 0 | 0 | 0.048635 | 129.273 | 129.273 | 0.2 | 1.1146 | 1.0917 | 1.0773 | 1.0815
05/30 03:00:00 | 5 | 30 | 3 | (VS)USA_ID_Boise-AP-Gowen-Field-ANGB.726810_AMY_2024EPW | 52 | 70.1531 | 11.8146 | 1242.7028 | 276.2037 | 0 | 0 | 0.1112 | 274.475 | 274.475 | 0.4 | 1.0843 | 1.0686 | 1.0566 | 1.0607
05/30 04:00:00 | 5 | 30 | 4 | (VS)USA_ID_Boise-AP-Gowen-Field-ANGB.726810_AMY_2024EPW | 50 | 70.1007 | 15.4121 | 1764.0198 | 382.522 | 0 | 79.4939 | 0.1723 | 368.273 | 368.273 | 0.5 | 1.0566 | 1.0482 | 1.0377 | 1.0419
05/30 05:00:00 | 5 | 30 | 5 | (VS)USA_ID_Boise-AP-Gowen-Field-ANGB.726810_AMY_2024EPW | 48 | 70.136 | 12.3202 | 1356.969 | 304.8775 | 0 | 172.5295 | 0.13735 | 310.2332 | 310.2332 | 0.43333 | 1.0268 | 1.0292 | 1.0174 | 1.0217
05/30 06:00:00 | 5 | 30 | 6 | (VS)USA_ID_Boise-AP-Gowen-Field-ANGB.726810_AMY_2024EPW | 47 | 70.1075 | 21.6641 | 2397.4819 | 539.0665 | 0 | 150.8537 | 0.24573 | 557.577 | 557.577 | 0.7 | 0.99979 | 1.0274 | 0.99918 | 1.0034
05/30 07:00:00 | 5 | 30 | 7 | (VS)USA_ID_Boise-AP-Gowen-Field-ANGB.726810_AMY_2024EPW | 46 | 70.1305 | 16.2071 | 1908.9706 | 429.797 | 0 | 157.3149 | 0.21343 | 422.9938 | 422.9938 | 0.58333 | 0.98031 | 1.0274 | 0.98598 | 0.99027
05/30 08:00:00 | 5 | 30 | 8 | (VS)USA_ID_Boise-AP-Gowen-Field-ANGB.726810_AMY_2024EPW | 47 | 70.1079 | 19.9718 | 2483.9026 | 547.4606 | 0 | 143.3639 | 0.28318 | 492.6859 | 492.6859 | 0.7 | 0.99819 | 1.0274 | 0.99806 | 1.0023
05/30 09:00:00 | 5 | 30 | 9 | (VS)USA_ID_Boise-AP-Gowen-Field-ANGB.726810_AMY_2024EPW | 50 | 70.0959 | 20.4531 | 2763.3326 | 577.9351 | 0 | 86.0795 | 0.30808 | 449.0191 | 449.0191 | 0.7 | 1.0446 | 1.0274 | 1.0296 | 1.0338
05/30 10:00:00 | 5 | 30 | 10 | (VS)USA_ID_Boise-AP-Gowen-Field-ANGB.726810_AMY_2024EPW | 53 | 70.1218 | 19.3341 | 2454.7096 | 514.1995 | 0 | 0 | 0.25019 | 396.0777 | 396.0777 | 0.7 | 1.0996 | 1.0274 | 1.0671 | 1.0712
05/30 11:00:00 | 5 | 30 | 11 | (VS)USA_ID_Boise-AP-Gowen-Field-ANGB.726810_AMY_2024EPW | 56 | 70.0897 | 19.6364 | 2707.3294 | 542.3877 | 0 | 0 | 0.26583 | 339.34 | 339.34 | 0.7 | 1.1541 | 1.1104 | 1.1046 | 1.1087
05/30 12:00:00 | 5 | 30 | 12 | (VS)USA_ID_Boise-AP-Gowen-Field-ANGB.726810_AMY_2024EPW | 58 | 70.1183 | 15.9409 | 2147.3337 | 433.4821 | 0 | 0 | 0.19965 | 246.1053 | 246.1053 | 0.58333 | 1.2013 | 1.1567 | 1.1371 | 1.1413
05/30 13:00:00 | 5 | 30 | 13 | (VS)USA_ID_Boise-AP-Gowen-Field-ANGB.726810_AMY_2024EPW | 61 | 70.091 | 16.3279 | 2366.4819 | 470.3731 | 0 | 0 | 0.21967 | 207.868 | 207.868 | 0.58333 | 1.2472 | 1.1927 | 1.1688 | 1.1733
05/30 14:00:00 | 5 | 30 | 14 | (VS)USA_ID_Boise-AP-Gowen-Field-ANGB.726810_AMY_2024EPW | 63 | 70.1123 | 12.1405 | 1559.3582 | 320.894 | 0 | 0 | 0.12806 | 138.4555 | 138.4555 | 0.45 | 1.2942 | 1.2297 | 1.2015 | 1.2062
05/30 15:00:00 | 5 | 30 | 15 | (VS)USA_ID_Boise-AP-Gowen-Field-ANGB.726810_AMY_2024EPW | 65 | 70.1189 | 8.9518 | 1125.5613 | 233.1911 | 0 | 0 | 0.088097 | 91.4113 | 91.4113 | 0.33333 | 1.3225 | 1.2514 | 1.2211 | 1.2261
05/30 16:00:00 | 5 | 30 | 16 | (VS)USA_ID_Boise-AP-Gowen-Field-ANGB.726810_AMY_2024EPW | 66 | 70.1274 | 5.6346 | 629.2046 | 131.2485 | 0 | 0 | 0.041488 | 54.8064 | 54.8064 | 0.16667 | 1.3434 | 1.2683 | 1.2356 | 1.2409
05/30 17:00:00 | 5 | 30 | 17 | (VS)USA_ID_Boise-AP-Gowen-Field-ANGB.726810_AMY_2024EPW | 67 | 70.1792 | 2.831 | 323.9845 | 67.5421 | 0 | 0 | 0.021456 | 22.9348 | 22.9348 | 0.1 | 1.3695 | 1.289 | 1.2539 | 1.2594
05/30 18:00:00 | 5 | 30 | 18 | (VS)USA_ID_Boise-AP-Gowen-Field-ANGB.726810_AMY_2024EPW | 67 | 70.1836 | 0 | 0 | 0 | 0 | 0 | 0 | 0 | 0 | 0 | 1.3695 | 1.2895 | 1.2539 | 1.2594
05/30 19:00:00 | 5 | 30 | 19 | (VS)USA_ID_Boise-AP-Gowen-Field-ANGB.726810_AMY_2024EPW | 67 | 70.5012 | 5.4769 | 0 | 0 | 0 | 0 | 0 | 0 | 0 | 0.13333 | 1.3695 | 1.2895 | 1.2539 | 1.2594
05/30 20:00:00 | 5 | 30 | 20 | (VS)USA_ID_Boise-AP-Gowen-Field-ANGB.726810_AMY_2024EPW | 67 | 70.4563 | 16.797 | 0 | 0 | 0 | 0 | 0 | 0 | 0 | 0.5 | 1.3695 | 1.2895 | 1.2539 | 1.2594
05/30 21:00:00 | 5 | 30 | 21 | (VS)USA_ID_Boise-AP-Gowen-Field-ANGB.726810_AMY_2024EPW | 64 | 70.6499 | 0 | 0 | 0 | 0 | 0 | 0 | 0 | 0 | 0 | 1.3695 | 1.2895 | 1.2539 | 1.2594
05/30 22:00:00 | 5 | 30 | 22 | (VS)USA_ID_Boise-AP-Gowen-Field-ANGB.726810_AMY_2024EPW | 62 | 70.7079 | 0 | 0 | 0 | 0 | 0 | 0 | 0 | 0 | 0 | 1.3695 | 1.2895 | 1.2539 | 1.2594
05/30 23:00:00 | 5 | 30 | 23 | (VS)USA_ID_Boise-AP-Gowen-Field-ANGB.726810_AMY_2024EPW | 60 | 70.71 | 0 | 0 | 0 | 0 | 0 | 0 | 0 | 0 | 0 | 1.3695 | 1.2895 | 1.2539 | 1.2594
05/30 24:00:00 | 5 | 30 | 24 | (VS)USA_ID_Boise-AP-Gowen-Field-ANGB.726810_AMY_2024EPW | 56 | 70.3657 | 0 | 0 | 0 | 0 | 0 | 0 | 0 | 0 | 0 | 1.3695 | 1.2895 | 1.2539 | 1.2594
05/31 01:00:00 | 5 | 31 | 1 | (VS)USA_ID_Boise-AP-Gowen-Field-ANGB.726810_AMY_2024EPW | 53 | 70.1524 | 5.7142 | 568.3173 | 126.6596 | 0 | 0 | 0.045609 | 130.5404 | 130.5404 | 0.16667 | 1.139 | 1.1174 | 1.1004 | 1.1048
05/31 02:00:00 | 5 | 31 | 2 | (VS)USA_ID_Boise-AP-Gowen-Field-ANGB.726810_AMY_2024EPW | 52 | 70.1199 | 8.886 | 941.6972 | 208.6099 | 0 | 0 | 0.084693 | 205.0612 | 205.0612 | 0.3 | 1.0854 | 1.0694 | 1.0574 | 1.0615
05/31 03:00:00 | 5 | 31 | 3 | (VS)USA_ID_Boise-AP-Gowen-Field-ANGB.726810_AMY_2024EPW | 50 | 70.1414 | 9.2159 | 1029.4409 | 227.5568 | 0 | 86.1655 | 0.10176 | 219.7598 | 219.7598 | 0.33333 | 1.0578 | 1.0489 | 1.0385 | 1.0427
05/31 04:00:00 | 5 | 31 | 4 | (VS)USA_ID_Boise-AP-Gowen-Field-ANGB.726810_AMY_2024EPW | 47 | 70.1291 | 18.1129 | 1906.2816 | 433.713 | 0 | 162.596 | 0.18702 | 484.2328 | 484.2328 | 0.6 | 1.01 | 1.0227 | 1.006 | 1.0103
05/31 05:00:00 | 5 | 31 | 5 | (VS)USA_ID_Boise-AP-Gowen-Field-ANGB.726810_AMY_2024EPW | 47 | 70.115 | 16.3399 | 1995.5793 | 437.6855 | 0 | 155.941 | 0.22029 | 405.1174 | 405.1174 | 0.58333 | 0.99748 | 1.0001 | 0.99762 | 1.0019
05/31 06:00:00 | 5 | 31 | 6 | (VS)USA_ID_Boise-AP-Gowen-Field-ANGB.726810_AMY_2024EPW | 47 | 70.1044 | 16.2857 | 1983.3149 | 434.4756 | 0 | 156.5008 | 0.2175 | 407.8895 | 407.8895 | 0.58333 | 0.99967 | 1.0001 | 0.9991 | 1.0033
05/31 07:00:00 | 5 | 31 | 7 | (VS)USA_ID_Boise-AP-Gowen-Field-ANGB.726810_AMY_2024EPW | 46 | 70.1371 | 18.5038 | 1966.2099 | 457.4262 | 0 | 158.5516 | 0.20724 | 508.066 | 508.066 | 0.7 | 0.98052 | 1.0001 | 0.98612 | 0.99044
05/31 08:00:00 | 5 | 31 | 8 | (VS)USA_ID_Boise-AP-Gowen-Field-ANGB.726810_AMY_2024EPW | 48 | 70.1303 | 18.7846 | 2128.5462 | 475.6248 | 0 | 148.9801 | 0.22177 | 473.3905 | 473.3905 | 0.7 | 1.0153 | 1.0001 | 1.0097 | 1.0139
05/31 09:00:00 | 5 | 31 | 9 | (VS)USA_ID_Boise-AP-Gowen-Field-ANGB.726810_AMY_2024EPW | 52 | 70.0941 | 16.0997 | 2044.2866 | 427.5064 | 0 | 0 | 0.20787 | 336.2446 | 336.2446 | 0.58333 | 1.0876 | 1.055 | 1.059 | 1.063
05/31 10:00:00 | 5 | 31 | 10 | (VS)USA_ID_Boise-AP-Gowen-Field-ANGB.726810_AMY_2024EPW | 56 | 70.0987 | 16.3601 | 2240.891 | 452.0655 | 0 | 0 | 0.22134 | 278.3247 | 278.3247 | 0.58333 | 1.1608 | 1.1257 | 1.1092 | 1.1133
05/31 11:00:00 | 5 | 31 | 11 | (VS)USA_ID_Boise-AP-Gowen-Field-ANGB.726810_AMY_2024EPW | 60 | 70.1499 | 14.4854 | 1611.1525 | 341.6031 | 0 | 0 | 0.12436 | 219.7944 | 219.7944 | 0.58333 | 1.2357 | 1.1838 | 1.161 | 1.1653
05/31 12:00:00 | 5 | 31 | 12 | (VS)USA_ID_Boise-AP-Gowen-Field-ANGB.726810_AMY_2024EPW | 64 | 70.1157 | 14.5879 | 1737.334 | 362.7158 | 0 | 0 | 0.12966 | 156.7778 | 156.7778 | 0.55 | 1.3109 | 1.2425 | 1.2132 | 1.218
05/31 13:00:00 | 5 | 31 | 13 | (VS)USA_ID_Boise-AP-Gowen-Field-ANGB.726810_AMY_2024EPW | 68 | 70.1059 | 12.0345 | 1597.5752 | 332.2513 | 0 | 0 | 0.12257 | 80.1837 | 80.1837 | 0.45 | 1.3832 | 1.2994 | 1.2638 | 1.2693
05/31 14:00:00 | 5 | 31 | 14 | (VS)USA_ID_Boise-AP-Gowen-Field-ANGB.726810_AMY_2024EPW | 71 | 70.1276 | 11.7175 | 1522.9945 | 319.6125 | 0 | 0 | 0.10617 | 41.4268 | 41.4268 | 0.4 | 1.4409 | 1.3449 | 1.3042 | 1.3104
05/31 15:00:00 | 5 | 31 | 15 | (VS)USA_ID_Boise-AP-Gowen-Field-ANGB.726810_AMY_2024EPW | 73 | 70.1134 | 2.8898 | 368.4617 | 77.749 | 0 | 0 | 0.024496 | 6.074 | 6.074 | 0.1 | 1.468 | 1.368 | 1.3234 | 1.3299
05/31 16:00:00 | 5 | 31 | 16 | (VS)USA_ID_Boise-AP-Gowen-Field-ANGB.726810_AMY_2024EPW | 74 | 70.2302 | 2.8473 | 352.6208 | 74.0321 | 0 | 0 | 0.022297 | 4.1907 | 4.1907 | 0.1 | 1.484 | 1.3809 | 1.3346 | 1.3414
05/31 17:00:00 | 5 | 31 | 17 | (VS)USA_ID_Boise-AP-Gowen-Field-ANGB.726810_AMY_2024EPW | 74 | 70.4212 | 5.4769 | 0 | 0 | 0 | 0 | 0 | 0 | 0 | 0.13333 | 1.484 | 1.3813 | 1.3346 | 1.3414
05/31 18:00:00 | 5 | 31 | 18 | (VS)USA_ID_Boise-AP-Gowen-Field-ANGB.726810_AMY_2024EPW | 75 | 70.4657 | 11.107 | 0 | 0 | 0 | 0 | 0 | 0 | 0 | 0.33333 | 1.484 | 1.3813 | 1.3346 | 1.3414
05/31 19:00:00 | 5 | 31 | 19 | (VS)USA_ID_Boise-AP-Gowen-Field-ANGB.726810_AMY_2024EPW | 74 | 70.5034 | 17.3032 | 0 | 0 | 0 | 0 | 0 | 0 | 0 | 0.53333 | 1.484 | 1.3813 | 1.3346 | 1.3414
05/31 20:00:00 | 5 | 31 | 20 | (VS)USA_ID_Boise-AP-Gowen-Field-ANGB.726810_AMY_2024EPW | 73 | 70.4959 | 28.5171 | 0 | 0 | 0 | 0 | 0 | 0 | 0 | 0.8 | 1.484 | 1.3813 | 1.3346 | 1.3414
05/31 21:00:00 | 5 | 31 | 21 | (VS)USA_ID_Boise-AP-Gowen-Field-ANGB.726810_AMY_2024EPW | 71 | 70.4781 | 17.1298 | 0 | 0 | 0 | 0 | 0 | 0 | 0 | 0.5 | 1.484 | 1.3813 | 1.3346 | 1.3414
05/31 22:00:00 | 5 | 31 | 22 | (VS)USA_ID_Boise-AP-Gowen-Field-ANGB.726810_AMY_2024EPW | 68 | 70.4426 | 11.2883 | 0 | 0 | 0 | 0 | 0 | 0 | 0 | 0.33333 | 1.484 | 1.3813 | 1.3346 | 1.3414
05/31 23:00:00 | 5 | 31 | 23 | (VS)USA_ID_Boise-AP-Gowen-Field-ANGB.726810_AMY_2024EPW | 63 | 70.5204 | 5.5453 | 0 | 0 | 0 | 0 | 0 | 0 | 0 | 0.16667 | 1.484 | 1.3813 | 1.3346 | 1.3414
05/31 24:00:00 | 5 | 31 | 24 | (VS)USA_ID_Boise-AP-Gowen-Field-ANGB.726810_AMY_2024EPW | 59 | 70.3516 | 5.5402 | 0 | 0 | 0 | 0 | 0 | 0 | 0 | 0.16667 | 1.484 | 1.3813 | 1.3346 | 1.3414
06/01 01:00:00 | 6 | 1 | 1 | (VS)USA_ID_Boise-AP-Gowen-Field-ANGB.726810_AMY_2024EPW | 57 | 70.1959 | 0 | 0 | 0 | 0 | 0 | 0 | 0 | 0 | 0 | 1.484 | 1.3813 | 1.3346 | 1.3414
06/01 02:00:00 | 6 | 1 | 2 | (VS)USA_ID_Boise-AP-Gowen-Field-ANGB.726810_AMY_2024EPW | 55 | 70.1809 | 5.5745 | 541.4233 | 119.3744 | 0 | 0 | 0.038382 | 113.3147 | 113.3147 | 0.16667 | 1.181 | 1.1511 | 1.1307 | 1.1352
06/01 03:00:00 | 6 | 1 | 3 | (VS)USA_ID_Boise-AP-Gowen-Field-ANGB.726810_AMY_2024EPW | 54 | 70.125 | 8.9402 | 989.7162 | 213.7654 | 0 | 0 | 0.087497 | 183.8014 | 183.8014 | 0.3 | 1.1347 | 1.1073 | 1.0911 | 1.0953
06/01 04:00:00 | 6 | 1 | 4 | (VS)USA_ID_Boise-AP-Gowen-Field-ANGB.726810_AMY_2024EPW | 53 | 70.1746 | 8.6987 | 889.974 | 197.6637 | 0 | 0 | 0.075002 | 196.4639 | 196.4639 | 0.3 | 1.1036 | 1.0831 | 1.0698 | 1.074
06/01 05:00:00 | 6 | 1 | 5 | (VS)USA_ID_Boise-AP-Gowen-Field-ANGB.726810_AMY_2024EPW | 52 | 70.1461 | 11.7401 | 1226.0227 | 271.8542 | 0 | 0 | 0.10734 | 266.9422 | 266.9422 | 0.4 | 1.0918 | 1.0738 | 1.0617 | 1.0659
06/01 06:00:00 | 6 | 1 | 6 | (VS)USA_ID_Boise-AP-Gowen-Field-ANGB.726810_AMY_2024EPW | 52 | 70.1181 | 15.4676 | 1827.3023 | 388.1466 | 0 | 0 | 0.17517 | 333.5154 | 333.5154 | 0.5 | 1.0918 | 1.0737 | 1.0617 | 1.0659
06/01 07:00:00 | 6 | 1 | 7 | (VS)USA_ID_Boise-AP-Gowen-Field-ANGB.726810_AMY_2024EPW | 53 | 70.1169 | 15.484 | 1848.3366 | 390.7837 | 0 | 0 | 0.17602 | 317.7257 | 317.7257 | 0.5 | 1.1089 | 1.086 | 1.0734 | 1.0776
06/01 08:00:00 | 6 | 1 | 8 | (VS)USA_ID_Boise-AP-Gowen-Field-ANGB.726810_AMY_2024EPW | 56 | 70.1336 | 14.9694 | 1719.4345 | 364.7321 | 0 | 0 | 0.1494 | 272.4517 | 272.4517 | 0.5 | 1.1625 | 1.1262 | 1.1102 | 1.1145
06/01 09:00:00 | 6 | 1 | 9 | (VS)USA_ID_Boise-AP-Gowen-Field-ANGB.726810_AMY_2024EPW | 61 | 70.1122 | 12.1834 | 1534.8955 | 315.8974 | 0 | 0 | 0.13027 | 167.2657 | 167.2657 | 0.43333 | 1.2438 | 1.1882 | 1.1664 | 1.1709
06/01 10:00:00 | 6 | 1 | 10 | (VS)USA_ID_Boise-AP-Gowen-Field-ANGB.726810_AMY_2024EPW | 66 | 70.1572 | 11.4621 | 1328.772 | 277.6418 | 0 | 0 | 0.092959 | 109.492 | 109.492 | 0.36667 | 1.3353 | 1.2605 | 1.2301 | 1.2352
06/01 11:00:00 | 6 | 1 | 11 | (VS)USA_ID_Boise-AP-Gowen-Field-ANGB.726810_AMY_2024EPW | 70 | 70.1172 | 8.9215 | 1178.1533 | 246.1289 | 0 | 0 | 0.086531 | 42.9414 | 42.9414 | 0.3 | 1.4108 | 1.3207 | 1.283 | 1.2888
06/01 12:00:00 | 6 | 1 | 12 | (VS)USA_ID_Boise-AP-Gowen-Field-ANGB.726810_AMY_2024EPW | 73 | 70.1675 | 8.568 | 1066.1758 | 224.2373 | 0 | 0 | 0.068241 | 11.6767 | 11.6767 | 0.3 | 1.4726 | 1.3699 | 1.3267 | 1.3333
06/01 13:00:00 | 6 | 1 | 13 | (VS)USA_ID_Boise-AP-Gowen-Field-ANGB.726810_AMY_2024EPW | 76 | 70.1199 | 2.825 | 352.9685 | 74.4125 | 0 | 0 | 0.021145 | 0 | 0 | 0.1 | 1.5257 | 1.4144 | 1.3644 | 1.3716
06/01 14:00:00 | 6 | 1 | 14 | (VS)USA_ID_Boise-AP-Gowen-Field-ANGB.726810_AMY_2024EPW | 79 | 70.1652 | 2.8589 | 372.6665 | 79.9486 | 0 | 0 | 0.022896 | 0 | 0 | 0.1 | 1.5595 | 1.442 | 1.3884 | 1.3962
06/01 15:00:00 | 6 | 1 | 15 | (VS)USA_ID_Boise-AP-Gowen-Field-ANGB.726810_AMY_2024EPW | 81 | 70.4029 | 5.4769 | 0 | 0 | 0 | 0 | 0 | 0 | 0 | 0.13333 | 1.5596 | 1.4427 | 1.3884 | 1.3962
06/01 16:00:00 | 6 | 1 | 16 | (VS)USA_ID_Boise-AP-Gowen-Field-ANGB.726810_AMY_2024EPW | 82 | 70.4758 | 17.0088 | 0 | 0 | 0 | 0 | 0 | 0 | 0 | 0.5 | 1.5596 | 1.4427 | 1.3884 | 1.3962
06/01 17:00:00 | 6 | 1 | 17 | (VS)USA_ID_Boise-AP-Gowen-Field-ANGB.726810_AMY_2024EPW | 81 | 70.4383 | 17.0816 | 0 | 0 | 0 | 0 | 0 | 0 | 0 | 0.5 | 1.5596 | 1.4427 | 1.3884 | 1.3962
06/01 18:00:00 | 6 | 1 | 18 | (VS)USA_ID_Boise-AP-Gowen-Field-ANGB.726810_AMY_2024EPW | 81 | 70.4953 | 28.5207 | 0 | 0 | 0 | 0 | 0 | 0 | 0 | 0.83333 | 1.5596 | 1.4427 | 1.3884 | 1.3962
06/01 19:00:00 | 6 | 1 | 19 | (VS)USA_ID_Boise-AP-Gowen-Field-ANGB.726810_AMY_2024EPW | 82 | 70.5046 | 29.7416 | 0 | 0 | 0 | 0 | 0 | 0 | 0 | 0.93333 | 1.5596 | 1.4427 | 1.3884 | 1.3962
06/01 20:00:00 | 6 | 1 | 20 | (VS)USA_ID_Boise-AP-Gowen-Field-ANGB.726810_AMY_2024EPW | 82 | 70.5585 | 52.9626 | 0 | 0 | 0 | 0 | 0 | 0 | 0 | 1.6 | 1.5596 | 1.4427 | 1.3884 | 1.3962
06/01 21:00:00 | 6 | 1 | 21 | (VS)USA_ID_Boise-AP-Gowen-Field-ANGB.726810_AMY_2024EPW | 79 | 70.5415 | 53.1805 | 0 | 0 | 0 | 0 | 0 | 0 | 0 | 1.5333 | 1.5596 | 1.4427 | 1.3884 | 1.3962
06/01 22:00:00 | 6 | 1 | 22 | (VS)USA_ID_Boise-AP-Gowen-Field-ANGB.726810_AMY_2024EPW | 75 | 70.5285 | 20.8507 | 0 | 0 | 0 | 0 | 0 | 0 | 0 | 0.7 | 1.5596 | 1.4427 | 1.3884 | 1.3962
06/01 23:00:00 | 6 | 1 | 23 | (VS)USA_ID_Boise-AP-Gowen-Field-ANGB.726810_AMY_2024EPW | 71 | 70.5122 | 28.9497 | 0 | 0 | 0 | 0 | 0 | 0 | 0 | 0.83333 | 1.5596 | 1.4427 | 1.3884 | 1.3962
06/01 24:00:00 | 6 | 1 | 24 | (VS)USA_ID_Boise-AP-Gowen-Field-ANGB.726810_AMY_2024EPW | 68 | 70.4947 | 28.4399 | 0 | 0 | 0 | 0 | 0 | 0 | 0 | 0.83333 | 1.5596 | 1.4427 | 1.3884 | 1.3962
06/02 01:00:00 | 6 | 2 | 1 | (VS)USA_ID_Boise-AP-Gowen-Field-ANGB.726810_AMY_2024EPW | 65 | 70.5073 | 22.8695 | 0 | 0 | 0 | 0 | 0 | 0 | 0 | 0.66667 | 1.5596 | 1.4427 | 1.3884 | 1.3962
06/02 02:00:00 | 6 | 2 | 2 | (VS)USA_ID_Boise-AP-Gowen-Field-ANGB.726810_AMY_2024EPW | 64 | 70.4402 | 11.1899 | 0 | 0 | 0 | 0 | 0 | 0 | 0 | 0.33333 | 1.5596 | 1.4427 | 1.3884 | 1.3962
06/02 03:00:00 | 6 | 2 | 3 | (VS)USA_ID_Boise-AP-Gowen-Field-ANGB.726810_AMY_2024EPW | 61 | 70.4859 | 5.5843 | 0 | 0 | 0 | 0 | 0 | 0 | 0 | 0.16667 | 1.5596 | 1.4427 | 1.3884 | 1.3962
06/02 04:00:00 | 6 | 2 | 4 | (VS)USA_ID_Boise-AP-Gowen-Field-ANGB.726810_AMY_2024EPW | 59 | 70.6106 | 0 | 0 | 0 | 0 | 0 | 0 | 0 | 0 | 0 | 1.5596 | 1.4427 | 1.3884 | 1.3962
06/02 05:00:00 | 6 | 2 | 5 | (VS)USA_ID_Boise-AP-Gowen-Field-ANGB.726810_AMY_2024EPW | 58 | 70.3345 | 0 | 0 | 0 | 0 | 0 | 0 | 0 | 0 | 0 | 1.5596 | 1.4427 | 1.3884 | 1.3962
06/02 06:00:00 | 6 | 2 | 6 | (VS)USA_ID_Boise-AP-Gowen-Field-ANGB.726810_AMY_2024EPW | 57 | 70.1211 | 2.7385 | 260.2696 | 57.1921 | 0 | 0 | 0.016667 | 49.9544 | 49.9544 | 0.066667 | 1.3134 | 1.2568 | 1.2245 | 1.23
06/02 07:00:00 | 6 | 2 | 7 | (VS)USA_ID_Boise-AP-Gowen-Field-ANGB.726810_AMY_2024EPW | 57 | 70.1596 | 5.8107 | 633.7638 | 136.1766 | 0 | 0 | 0.050598 | 98.852 | 98.852 | 0.2 | 1.1932 | 1.1515 | 1.1315 | 1.1356
06/02 08:00:00 | 6 | 2 | 8 | (VS)USA_ID_Boise-AP-Gowen-Field-ANGB.726810_AMY_2024EPW | 57 | 70.1239 | 8.7112 | 950.9423 | 203.9646 | 0 | 0 | 0.075648 | 148.253 | 148.253 | 0.3 | 1.1907 | 1.1491 | 1.1297 | 1.1339
06/02 09:00:00 | 6 | 2 | 9 | (VS)USA_ID_Boise-AP-Gowen-Field-ANGB.726810_AMY_2024EPW | 60 | 70.1728 | 5.7717 | 635.5101 | 135.3134 | 0 | 0 | 0.048584 | 86.8935 | 86.8935 | 0.2 | 1.2219 | 1.1725 | 1.1513 | 1.1556
06/02 10:00:00 | 6 | 2 | 10 | (VS)USA_ID_Boise-AP-Gowen-Field-ANGB.726810_AMY_2024EPW | 63 | 70.1598 | 8.7189 | 1009.7531 | 212.0564 | 0 | 0 | 0.076046 | 104.9757 | 104.9757 | 0.3 | 1.2794 | 1.2167 | 1.1912 | 1.1957
06/02 11:00:00 | 6 | 2 | 11 | (VS)USA_ID_Boise-AP-Gowen-Field-ANGB.726810_AMY_2024EPW | 66 | 70.1531 | 8.6394 | 1014.8477 | 212.0122 | 0 | 0 | 0.071933 | 76.9729 | 76.9729 | 0.3 | 1.3349 | 1.2606 | 1.2299 | 1.2349
06/02 12:00:00 | 6 | 2 | 12 | (VS)USA_ID_Boise-AP-Gowen-Field-ANGB.726810_AMY_2024EPW | 69 | 70.1222 | 5.7682 | 702.7692 | 147.1638 | 0 | 0 | 0.048402 | 31.8913 | 31.8913 | 0.2 | 1.3942 | 1.3077 | 1.2715 | 1.277
06/02 13:00:00 | 6 | 2 | 13 | (VS)USA_ID_Boise-AP-Gowen-Field-ANGB.726810_AMY_2024EPW | 72 | 70.1425 | 5.7254 | 707.6533 | 148.8227 | 0 | 0 | 0.04619 | 13.5618 | 13.5618 | 0.2 | 1.4554 | 1.3569 | 1.3147 | 1.3208
06/02 14:00:00 | 6 | 2 | 14 | (VS)USA_ID_Boise-AP-Gowen-Field-ANGB.726810_AMY_2024EPW | 74 | 70.2002 | 5.7028 | 710.0021 | 149.7068 | 0 | 0 | 0.045016 | 3.5472 | 3.5472 | 0.2 | 1.4857 | 1.3819 | 1.3361 | 1.3427
06/02 15:00:00 | 6 | 2 | 15 | (VS)USA_ID_Boise-AP-Gowen-Field-ANGB.726810_AMY_2024EPW | 75 | 70.0688 | 0 | 0 | 0 | 0 | 0 | 0 | 0 | 0 | 0 | 1.4926 | 1.3882 | 1.3409 | 1.3476
06/02 16:00:00 | 6 | 2 | 16 | (VS)USA_ID_Boise-AP-Gowen-Field-ANGB.726810_AMY_2024EPW | 76 | 70.4331 | 0 | 0 | 0 | 0 | 0 | 0 | 0 | 0 | 0 | 1.4926 | 1.3882 | 1.3409 | 1.3476
06/02 17:00:00 | 6 | 2 | 17 | (VS)USA_ID_Boise-AP-Gowen-Field-ANGB.726810_AMY_2024EPW | 77 | 70.4649 | 11.2011 | 0 | 0 | 0 | 0 | 0 | 0 | 0 | 0.33333 | 1.4926 | 1.3882 | 1.3409 | 1.3476
06/02 18:00:00 | 6 | 2 | 18 | (VS)USA_ID_Boise-AP-Gowen-Field-ANGB.726810_AMY_2024EPW | 79 | 70.4661 | 22.6968 | 0 | 0 | 0 | 0 | 0 | 0 | 0 | 0.63333 | 1.4926 | 1.3882 | 1.3409 | 1.3476
06/02 19:00:00 | 6 | 2 | 19 | (VS)USA_ID_Boise-AP-Gowen-Field-ANGB.726810_AMY_2024EPW | 80 | 70.5204 | 29.597 | 0 | 0 | 0 | 0 | 0 | 0 | 0 | 0.96667 | 1.4926 | 1.3882 | 1.3409 | 1.3476
06/02 20:00:00 | 6 | 2 | 20 | (VS)USA_ID_Boise-AP-Gowen-Field-ANGB.726810_AMY_2024EPW | 79 | 70.5809 | 61.3334 | 0 | 0 | 0 | 0 | 0 | 0 | 0 | 1.7333 | 1.4926 | 1.3882 | 1.3409 | 1.3476
06/02 21:00:00 | 6 | 2 | 21 | (VS)USA_ID_Boise-AP-Gowen-Field-ANGB.726810_AMY_2024EPW | 77 | 70.9794 | 82.8649 | 0 | 0 | 0 | 0 | 0 | 0 | 0 | 2.1 | 1.4926 | 1.3882 | 1.3409 | 1.3476
06/02 22:00:00 | 6 | 2 | 22 | (VS)USA_ID_Boise-AP-Gowen-Field-ANGB.726810_AMY_2024EPW | 74 | 70.5299 | 29.5573 | 0 | 0 | 0 | 0 | 0 | 0 | 0 | 0.86667 | 1.4926 | 1.3882 | 1.3409 | 1.3476
06/02 23:00:00 | 6 | 2 | 23 | (VS)USA_ID_Boise-AP-Gowen-Field-ANGB.726810_AMY_2024EPW | 70 | 70.5243 | 28.9918 | 0 | 0 | 0 | 0 | 0 | 0 | 0 | 0.83333 | 1.4926 | 1.3882 | 1.3409 | 1.3476
06/02 24:00:00 | 6 | 2 | 24 | (VS)USA_ID_Boise-AP-Gowen-Field-ANGB.726810_AMY_2024EPW | 66 | 70.4901 | 28.2704 | 0 | 0 | 0 | 0 | 0 | 0 | 0 | 0.8 | 1.4926 | 1.3882 | 1.3409 | 1.3476
06/03 01:00:00 | 6 | 3 | 1 | (VS)USA_ID_Boise-AP-Gowen-Field-ANGB.726810_AMY_2024EPW | 62 | 70.4752 | 16.8929 | 0 | 0 | 0 | 0 | 0 | 0 | 0 | 0.5 | 1.4926 | 1.3882 | 1.3409 | 1.3476
06/03 02:00:00 | 6 | 3 | 2 | (VS)USA_ID_Boise-AP-Gowen-Field-ANGB.726810_AMY_2024EPW | 62 | 70.4934 | 16.7346 | 0 | 0 | 0 | 0 | 0 | 0 | 0 | 0.5 | 1.4926 | 1.3882 | 1.3409 | 1.3476
06/03 03:00:00 | 6 | 3 | 3 | (VS)USA_ID_Boise-AP-Gowen-Field-ANGB.726810_AMY_2024EPW | 61 | 70.4294 | 5.5234 | 0 | 0 | 0 | 0 | 0 | 0 | 0 | 0.16667 | 1.4926 | 1.3882 | 1.3409 | 1.3476
06/03 04:00:00 | 6 | 3 | 4 | (VS)USA_ID_Boise-AP-Gowen-Field-ANGB.726810_AMY_2024EPW | 61 | 70.2233 | 0 | 0 | 0 | 0 | 0 | 0 | 0 | 0 | 0 | 1.4926 | 1.3882 | 1.3409 | 1.3476
06/03 05:00:00 | 6 | 3 | 5 | (VS)USA_ID_Boise-AP-Gowen-Field-ANGB.726810_AMY_2024EPW | 61 | 70.1256 | 2.7385 | 269.5683 | 58.0058 | 0 | 0 | 0.016667 | 41.1279 | 41.1279 | 0.066667 | 1.3542 | 1.2848 | 1.2497 | 1.2551
06/03 06:00:00 | 6 | 3 | 6 | (VS)USA_ID_Boise-AP-Gowen-Field-ANGB.726810_AMY_2024EPW | 60 | 70.1218 | 5.8192 | 657.1617 | 139.159 | 0 | 0 | 0.051042 | 84.7645 | 84.7645 | 0.2 | 1.2424 | 1.1897 | 1.1655 | 1.1698
06/03 07:00:00 | 6 | 3 | 7 | (VS)USA_ID_Boise-AP-Gowen-Field-ANGB.726810_AMY_2024EPW | 61 | 70.1713 | 5.8008 | 654.5002 | 138.4381 | 0 | 0 | 0.050088 | 81.9227 | 81.9227 | 0.2 | 1.2463 | 1.1922 | 1.1682 | 1.1726
06/03 08:00:00 | 6 | 3 | 8 | (VS)USA_ID_Boise-AP-Gowen-Field-ANGB.726810_AMY_2024EPW | 61 | 70.1156 | 5.9026 | 696.3381 | 145.8707 | 0 | 0 | 0.055352 | 79.9608 | 79.9608 | 0.2 | 1.2565 | 1.2004 | 1.1753 | 1.1797
06/03 09:00:00 | 6 | 3 | 9 | (VS)USA_ID_Boise-AP-Gowen-Field-ANGB.726810_AMY_2024EPW | 61 | 70.137 | 11.8653 | 1417.1294 | 295.8681 | 0 | 0 | 0.11382 | 160.3138 | 160.3138 | 0.4 | 1.2572 | 1.2009 | 1.1758 | 1.1802
06/03 10:00:00 | 6 | 3 | 10 | (VS)USA_ID_Boise-AP-Gowen-Field-ANGB.726810_AMY_2024EPW | 62 | 70.1583 | 8.9231 | 1087.4553 | 225.853 | 0 | 0 | 0.086609 | 109.5578 | 109.5578 | 0.3 | 1.2726 | 1.2121 | 1.1864 | 1.191
06/03 11:00:00 | 6 | 3 | 11 | (VS)USA_ID_Boise-AP-Gowen-Field-ANGB.726810_AMY_2024EPW | 63 | 70.1565 | 8.5485 | 950.2168 | 200.4166 | 0 | 0 | 0.067234 | 102.6291 | 102.6291 | 0.3 | 1.2936 | 1.2292 | 1.201 | 1.2057
06/03 12:00:00 | 6 | 3 | 12 | (VS)USA_ID_Boise-AP-Gowen-Field-ANGB.726810_AMY_2024EPW | 62 | 70.1414 | 8.8592 | 1067.1972 | 222.3741 | 0 | 0 | 0.083306 | 105.6728 | 105.6728 | 0.3 | 1.2873 | 1.2247 | 1.1967 | 1.2013
06/03 13:00:00 | 6 | 3 | 13 | (VS)USA_ID_Boise-AP-Gowen-Field-ANGB.726810_AMY_2024EPW | 63 | 70.142 | 8.8791 | 1074.6544 | 223.5574 | 0 | 0 | 0.084334 | 106.2635 | 106.2635 | 0.3 | 1.2844 | 1.222 | 1.1946 | 1.1993
06/03 14:00:00 | 6 | 3 | 14 | (VS)USA_ID_Boise-AP-Gowen-Field-ANGB.726810_AMY_2024EPW | 63 | 70.1377 | 8.8006 | 1049.9633 | 218.8038 | 0 | 0 | 0.080273 | 102.3833 | 102.3833 | 0.3 | 1.294 | 1.2296 | 1.2013 | 1.206
06/03 15:00:00 | 6 | 3 | 15 | (VS)USA_ID_Boise-AP-Gowen-Field-ANGB.726810_AMY_2024EPW | 64 | 70.1529 | 8.7765 | 1050.247 | 218.9322 | 0 | 0 | 0.079028 | 93.3645 | 93.3645 | 0.3 | 1.3091 | 1.2409 | 1.2119 | 1.2167
06/03 16:00:00 | 6 | 3 | 16 | (VS)USA_ID_Boise-AP-Gowen-Field-ANGB.726810_AMY_2024EPW | 67 | 70.1301 | 5.7848 | 700.3082 | 146.2756 | 0 | 0 | 0.04926 | 40.6197 | 40.6197 | 0.2 | 1.3556 | 1.2767 | 1.2444 | 1.2496
06/03 17:00:00 | 6 | 3 | 17 | (VS)USA_ID_Boise-AP-Gowen-Field-ANGB.726810_AMY_2024EPW | 71 | 70.162 | 0 | 0 | 0 | 0 | 0 | 0 | 0 | 0 | 0 | 1.4001 | 1.314 | 1.2756 | 1.2812
06/03 18:00:00 | 6 | 3 | 18 | (VS)USA_ID_Boise-AP-Gowen-Field-ANGB.726810_AMY_2024EPW | 73 | 70.3576 | 0 | 0 | 0 | 0 | 0 | 0 | 0 | 0 | 0 | 1.4001 | 1.314 | 1.2756 | 1.2812
06/03 19:00:00 | 6 | 3 | 19 | (VS)USA_ID_Boise-AP-Gowen-Field-ANGB.726810_AMY_2024EPW | 73 | 70.5518 | 5.4769 | 0 | 0 | 0 | 0 | 0 | 0 | 0 | 0.13333 | 1.4001 | 1.314 | 1.2756 | 1.2812
06/03 20:00:00 | 6 | 3 | 20 | (VS)USA_ID_Boise-AP-Gowen-Field-ANGB.726810_AMY_2024EPW | 71 | 70.6577 | 82.0629 | 0 | 0 | 0 | 0 | 0 | 0 | 0 | 2.1333 | 1.4001 | 1.314 | 1.2756 | 1.2812
06/03 21:00:00 | 6 | 3 | 21 | (VS)USA_ID_Boise-AP-Gowen-Field-ANGB.726810_AMY_2024EPW | 68 | 71.367 | 70.5444 | 0 | 0 | 0 | 0 | 0 | 0 | 0 | 1.8167 | 1.4001 | 1.314 | 1.2756 | 1.2812
06/03 22:00:00 | 6 | 3 | 22 | (VS)USA_ID_Boise-AP-Gowen-Field-ANGB.726810_AMY_2024EPW | 66 | 70.4916 | 11.1265 | 0 | 0 | 0 | 0 | 0 | 0 | 0 | 0.33333 | 1.4001 | 1.314 | 1.2756 | 1.2812
06/03 23:00:00 | 6 | 3 | 23 | (VS)USA_ID_Boise-AP-Gowen-Field-ANGB.726810_AMY_2024EPW | 65 | 70.4498 | 16.8397 | 0 | 0 | 0 | 0 | 0 | 0 | 0 | 0.5 | 1.4001 | 1.314 | 1.2756 | 1.2812
06/03 24:00:00 | 6 | 3 | 24 | (VS)USA_ID_Boise-AP-Gowen-Field-ANGB.726810_AMY_2024EPW | 63 | 70.485 | 11.1917 | 0 | 0 | 0 | 0 | 0 | 0 | 0 | 0.33333 | 1.4001 | 1.314 | 1.2756 | 1.2812
06/04 01:00:00 | 6 | 4 | 1 | (VS)USA_ID_Boise-AP-Gowen-Field-ANGB.726810_AMY_2024EPW | 61 | 70.4794 | 11.1119 | 0 | 0 | 0 | 0 | 0 | 0 | 0 | 0.33333 | 1.4001 | 1.314 | 1.2756 | 1.2812
06/04 02:00:00 | 6 | 4 | 2 | (VS)USA_ID_Boise-AP-Gowen-Field-ANGB.726810_AMY_2024EPW | 59 | 70.4853 | 0 | 0 | 0 | 0 | 0 | 0 | 0 | 0 | 0 | 1.4001 | 1.314 | 1.2756 | 1.2812
06/04 03:00:00 | 6 | 4 | 3 | (VS)USA_ID_Boise-AP-Gowen-Field-ANGB.726810_AMY_2024EPW | 56 | 70.1566 | 0 | 0 | 0 | 0 | 0 | 0 | 0 | 0 | 0 | 1.3916 | 1.314 | 1.2756 | 1.2812
06/04 04:00:00 | 6 | 4 | 4 | (VS)USA_ID_Boise-AP-Gowen-Field-ANGB.726810_AMY_2024EPW | 53 | 70.1693 | 5.6797 | 566.1003 | 125.4728 | 0 | 0 | 0.043826 | 120.5111 | 120.5111 | 0.16667 | 1.1305 | 1.1039 | 1.0882 | 1.0923
06/04 05:00:00 | 6 | 4 | 5 | (VS)USA_ID_Boise-AP-Gowen-Field-ANGB.726810_AMY_2024EPW | 53 | 70.188 | 8.7771 | 915.1576 | 203.1346 | 0 | 0 | 0.079057 | 193.8295 | 193.8295 | 0.3 | 1.0979 | 1.0785 | 1.066 | 1.07
06/04 06:00:00 | 6 | 4 | 6 | (VS)USA_ID_Boise-AP-Gowen-Field-ANGB.726810_AMY_2024EPW | 52 | 70.1737 | 11.0185 | 1076.1316 | 244.6041 | 0 | 0 | 0.082171 | 130.3602 | 130.3602 | 0.36667 | 1.0943 | 1.0763 | 1.0636 | 1.0676
06/04 07:00:00 | 6 | 4 | 7 | (VS)USA_ID_Boise-AP-Gowen-Field-ANGB.726810_AMY_2024EPW | 52 | 70.1296 | 14.0803 | 1525.528 | 339.0996 | 0 | 0 | 0.12953 | 67.2623 | 67.2623 | 0.46667 | 1.0806 | 1.0652 | 1.0544 | 1.0584
06/04 08:00:00 | 6 | 4 | 8 | (VS)USA_ID_Boise-AP-Gowen-Field-ANGB.726810_AMY_2024EPW | 54 | 70.1424 | 11.8687 | 1306.9328 | 282.7871 | 0 | 0 | 0.11399 | 242.9488 | 242.9488 | 0.36667 | 1.1216 | 1.095 | 1.0822 | 1.0862
06/04 09:00:00 | 6 | 4 | 9 | (VS)USA_ID_Boise-AP-Gowen-Field-ANGB.726810_AMY_2024EPW | 59 | 70.1386 | 11.8938 | 1395.9546 | 293.2831 | 0 | 0 | 0.11529 | 180.6148 | 180.6148 | 0.4 | 1.2127 | 1.1637 | 1.1449 | 1.1492
06/04 10:00:00 | 6 | 4 | 10 | (VS)USA_ID_Boise-AP-Gowen-Field-ANGB.726810_AMY_2024EPW | 63 | 70.1244 | 9.0246 | 1141.5232 | 235.5357 | 0 | 0 | 0.091864 | 99.1478 | 99.1478 | 0.3 | 1.2915 | 1.2268 | 1.1996 | 1.2043
06/04 11:00:00 | 6 | 4 | 11 | (VS)USA_ID_Boise-AP-Gowen-Field-ANGB.726810_AMY_2024EPW | 65 | 70.1072 | 11.9669 | 1523.0799 | 314.3915 | 0 | 0 | 0.11908 | 115.0742 | 115.0742 | 0.4 | 1.3208 | 1.2501 | 1.22 | 1.2249
06/04 12:00:00 | 6 | 4 | 12 | (VS)USA_ID_Boise-AP-Gowen-Field-ANGB.726810_AMY_2024EPW | 68 | 70.1329 | 8.916 | 1153.782 | 240.2768 | 0 | 0 | 0.086242 | 58.7037 | 58.7037 | 0.3 | 1.3704 | 1.2882 | 1.2547 | 1.2601
06/04 13:00:00 | 6 | 4 | 13 | (VS)USA_ID_Boise-AP-Gowen-Field-ANGB.726810_AMY_2024EPW | 70 | 70.1462 | 11.9175 | 1594.8845 | 334.3898 | 0 | 0 | 0.11652 | 49.4029 | 49.4029 | 0.4 | 1.4242 | 1.3323 | 1.2926 | 1.2984
06/04 14:00:00 | 6 | 4 | 14 | (VS)USA_ID_Boise-AP-Gowen-Field-ANGB.726810_AMY_2024EPW | 72 | 70.0811 | 8.4421 | 1006.9385 | 209.5592 | 0 | 0 | 0.06173 | 15.2306 | 15.2306 | 0.26667 | 1.4507 | 1.3535 | 1.3113 | 1.3175
06/04 15:00:00 | 6 | 4 | 15 | (VS)USA_ID_Boise-AP-Gowen-Field-ANGB.726810_AMY_2024EPW | 75 | 69.9632 | 0 | 0 | 0 | 0 | 0 | 0 | 0 | 0 | 0 | 1.4969 | 1.3926 | 1.3441 | 1.3507
06/04 16:00:00 | 6 | 4 | 16 | (VS)USA_ID_Boise-AP-Gowen-Field-ANGB.726810_AMY_2024EPW | 77 | 70.1079 | 0 | 0 | 0 | 0 | 0 | 0 | 0 | 0 | 0 | 1.4969 | 1.3926 | 1.3441 | 1.3507
06/04 17:00:00 | 6 | 4 | 17 | (VS)USA_ID_Boise-AP-Gowen-Field-ANGB.726810_AMY_2024EPW | 79 | 70.5104 | 11.1286 | 0 | 0 | 0 | 0 | 0 | 0 | 0 | 0.3 | 1.4969 | 1.3926 | 1.3441 | 1.3507
06/04 18:00:00 | 6 | 4 | 18 | (VS)USA_ID_Boise-AP-Gowen-Field-ANGB.726810_AMY_2024EPW | 80 | 70.4979 | 13.6417 | 0 | 0 | 0 | 0 | 0 | 0 | 0 | 0.46667 | 1.4969 | 1.3926 | 1.3441 | 1.3507
06/04 19:00:00 | 6 | 4 | 19 | (VS)USA_ID_Boise-AP-Gowen-Field-ANGB.726810_AMY_2024EPW | 82 | 70.5285 | 23.8474 | 0 | 0 | 0 | 0 | 0 | 0 | 0 | 0.76667 | 1.4969 | 1.3926 | 1.3441 | 1.3507
06/04 20:00:00 | 6 | 4 | 20 | (VS)USA_ID_Boise-AP-Gowen-Field-ANGB.726810_AMY_2024EPW | 80 | 70.5462 | 68.5575 | 0 | 0 | 0 | 0 | 0 | 0 | 0 | 1.9667 | 1.4969 | 1.3926 | 1.3441 | 1.3507
06/04 21:00:00 | 6 | 4 | 21 | (VS)USA_ID_Boise-AP-Gowen-Field-ANGB.726810_AMY_2024EPW | 80 | 70.5422 | 30.2807 | 0 | 0 | 0 | 0 | 0 | 0 | 0 | 0.98333 | 1.4969 | 1.3926 | 1.3441 | 1.3507
06/04 22:00:00 | 6 | 4 | 22 | (VS)USA_ID_Boise-AP-Gowen-Field-ANGB.726810_AMY_2024EPW | 78 | 70.5313 | 22.4039 | 0 | 0 | 0 | 0 | 0 | 0 | 0 | 0.75 | 1.4969 | 1.3926 | 1.3441 | 1.3507
06/04 23:00:00 | 6 | 4 | 23 | (VS)USA_ID_Boise-AP-Gowen-Field-ANGB.726810_AMY_2024EPW | 73 | 70.5133 | 25.5872 | 0 | 0 | 0 | 0 | 0 | 0 | 0 | 0.9 | 1.4969 | 1.3926 | 1.3441 | 1.3507
06/04 24:00:00 | 6 | 4 | 24 | (VS)USA_ID_Boise-AP-Gowen-Field-ANGB.726810_AMY_2024EPW | 71 | 70.4983 | 28.6509 | 0 | 0 | 0 | 0 | 0 | 0 | 0 | 0.83333 | 1.4969 | 1.3926 | 1.3441 | 1.3507
06/05 01:00:00 | 6 | 5 | 1 | (VS)USA_ID_Boise-AP-Gowen-Field-ANGB.726810_AMY_2024EPW | 68 | 70.4838 | 16.9767 | 0 | 0 | 0 | 0 | 0 | 0 | 0 | 0.5 | 1.4969 | 1.3926 | 1.3441 | 1.3507
06/05 02:00:00 | 6 | 5 | 2 | (VS)USA_ID_Boise-AP-Gowen-Field-ANGB.726810_AMY_2024EPW | 66 | 70.4524 | 16.7851 | 0 | 0 | 0 | 0 | 0 | 0 | 0 | 0.5 | 1.4969 | 1.3926 | 1.3441 | 1.3507
06/05 03:00:00 | 6 | 5 | 3 | (VS)USA_ID_Boise-AP-Gowen-Field-ANGB.726810_AMY_2024EPW | 64 | 70.447 | 5.5613 | 0 | 0 | 0 | 0 | 0 | 0 | 0 | 0.16667 | 1.4969 | 1.3926 | 1.3441 | 1.3507
06/05 04:00:00 | 6 | 5 | 4 | (VS)USA_ID_Boise-AP-Gowen-Field-ANGB.726810_AMY_2024EPW | 63 | 70.4221 | 5.5219 | 0 | 0 | 0 | 0 | 0 | 0 | 0 | 0.16667 | 1.4969 | 1.3926 | 1.3441 | 1.3507
06/05 05:00:00 | 6 | 5 | 5 | (VS)USA_ID_Boise-AP-Gowen-Field-ANGB.726810_AMY_2024EPW | 62 | 70.2623 | 0 | 0 | 0 | 0 | 0 | 0 | 0 | 0 | 0 | 1.4969 | 1.3926 | 1.3441 | 1.3507
06/05 06:00:00 | 6 | 5 | 6 | (VS)USA_ID_Boise-AP-Gowen-Field-ANGB.726810_AMY_2024EPW | 61 | 70.0669 | 2.7385 | 270.8462 | 58.1634 | 0 | 0 | 0.016667 | 38.5559 | 38.5559 | 0.066667 | 1.4487 | 1.3606 | 1.316 | 1.3223
06/05 07:00:00 | 6 | 5 | 7 | (VS)USA_ID_Boise-AP-Gowen-Field-ANGB.726810_AMY_2024EPW | 62 | 70.1696 | 2.8901 | 327.5325 | 69.1734 | 0 | 0 | 0.024512 | 35.9849 | 35.9849 | 0.1 | 1.2612 | 1.2037 | 1.1786 | 1.183
06/05 08:00:00 | 6 | 5 | 8 | (VS)USA_ID_Boise-AP-Gowen-Field-ANGB.726810_AMY_2024EPW | 64 | 70.104 | 5.7954 | 678.1208 | 142.2474 | 0 | 0 | 0.049807 | 58.8561 | 58.8561 | 0.2 | 1.2922 | 1.2271 | 1.2002 | 1.2048
06/05 09:00:00 | 6 | 5 | 9 | (VS)USA_ID_Boise-AP-Gowen-Field-ANGB.726810_AMY_2024EPW | 65 | 70.1478 | 5.7568 | 675.5113 | 141.5351 | 0 | 0 | 0.047811 | 48.9527 | 48.9527 | 0.2 | 1.3359 | 1.2624 | 1.2307 | 1.2356
06/05 10:00:00 | 6 | 5 | 10 | (VS)USA_ID_Boise-AP-Gowen-Field-ANGB.726810_AMY_2024EPW | 68 | 70.1649 | 5.6801 | 662.6438 | 138.671 | 0 | 0 | 0.043844 | 34.4741 | 34.4741 | 0.2 | 1.3692 | 1.2878 | 1.254 | 1.2592
06/05 11:00:00 | 6 | 5 | 11 | (VS)USA_ID_Boise-AP-Gowen-Field-ANGB.726810_AMY_2024EPW | 71 | 70.1266 | 2.8677 | 352.6637 | 74.0915 | 0 | 0 | 0.023351 | 8.543 | 8.543 | 0.1 | 1.4257 | 1.3334 | 1.2937 | 1.2995
06/05 12:00:00 | 6 | 5 | 12 | (VS)USA_ID_Boise-AP-Gowen-Field-ANGB.726810_AMY_2024EPW | 74 | 70.1354 | 5.6411 | 684.2201 | 143.4444 | 0 | 0 | 0.041825 | 1.7014 | 1.7014 | 0.2 | 1.4819 | 1.3782 | 1.3335 | 1.34
06/05 13:00:00 | 6 | 5 | 13 | (VS)USA_ID_Boise-AP-Gowen-Field-ANGB.726810_AMY_2024EPW | 74 | 70.1008 | 0 | 0 | 0 | 0 | 0 | 0 | 0 | 0 | 0 | 1.4953 | 1.3905 | 1.343 | 1.3496
06/05 14:00:00 | 6 | 5 | 14 | (VS)USA_ID_Boise-AP-Gowen-Field-ANGB.726810_AMY_2024EPW | 76 | 70.0998 | 0 | 0 | 0 | 0 | 0 | 0 | 0 | 0 | 0 | 1.4953 | 1.3905 | 1.343 | 1.3496
06/05 15:00:00 | 6 | 5 | 15 | (VS)USA_ID_Boise-AP-Gowen-Field-ANGB.726810_AMY_2024EPW | 78 | 70.5448 | 11.1047 | 0 | 0 | 0 | 0 | 0 | 0 | 0 | 0.3 | 1.4953 | 1.3905 | 1.343 | 1.3496
06/05 16:00:00 | 6 | 5 | 16 | (VS)USA_ID_Boise-AP-Gowen-Field-ANGB.726810_AMY_2024EPW | 80 | 70.5169 | 16.9576 | 0 | 0 | 0 | 0 | 0 | 0 | 0 | 0.53333 | 1.4953 | 1.3905 | 1.343 | 1.3496
06/05 17:00:00 | 6 | 5 | 17 | (VS)USA_ID_Boise-AP-Gowen-Field-ANGB.726810_AMY_2024EPW | 82 | 70.5196 | 24.1256 | 0 | 0 | 0 | 0 | 0 | 0 | 0 | 0.8 | 1.4953 | 1.3905 | 1.343 | 1.3496
06/05 18:00:00 | 6 | 5 | 18 | (VS)USA_ID_Boise-AP-Gowen-Field-ANGB.726810_AMY_2024EPW | 83 | 70.5276 | 31.4071 | 0 | 0 | 0 | 0 | 0 | 0 | 0 | 1 | 1.4953 | 1.3905 | 1.343 | 1.3496
06/05 19:00:00 | 6 | 5 | 19 | (VS)USA_ID_Boise-AP-Gowen-Field-ANGB.726810_AMY_2024EPW | 83 | 70.5211 | 38.5732 | 0 | 0 | 0 | 0 | 0 | 0 | 0 | 1.2667 | 1.4953 | 1.3905 | 1.343 | 1.3496
06/05 20:00:00 | 6 | 5 | 20 | (VS)USA_ID_Boise-AP-Gowen-Field-ANGB.726810_AMY_2024EPW | 82 | 70.5265 | 40.0096 | 0 | 0 | 0 | 0 | 0 | 0 | 0 | 1.3333 | 1.4953 | 1.3905 | 1.343 | 1.3496
06/05 21:00:00 | 6 | 5 | 21 | (VS)USA_ID_Boise-AP-Gowen-Field-ANGB.726810_AMY_2024EPW | 79 | 70.5075 | 34.5082 | 0 | 0 | 0 | 0 | 0 | 0 | 0 | 1.1 | 1.4953 | 1.3905 | 1.343 | 1.3496
06/05 22:00:00 | 6 | 5 | 22 | (VS)USA_ID_Boise-AP-Gowen-Field-ANGB.726810_AMY_2024EPW | 76 | 70.5386 | 29.7172 | 0 | 0 | 0 | 0 | 0 | 0 | 0 | 0.96667 | 1.4953 | 1.3905 | 1.343 | 1.3496
06/05 23:00:00 | 6 | 5 | 23 | (VS)USA_ID_Boise-AP-Gowen-Field-ANGB.726810_AMY_2024EPW | 72 | 70.5024 | 24.1154 | 0 | 0 | 0 | 0 | 0 | 0 | 0 | 0.83333 | 1.4953 | 1.3905 | 1.343 | 1.3496
06/05 24:00:00 | 6 | 5 | 24 | (VS)USA_ID_Boise-AP-Gowen-Field-ANGB.726810_AMY_2024EPW | 68 | 70.544 | 17.3268 | 0 | 0 | 0 | 0 | 0 | 0 | 0 | 0.56667 | 1.4953 | 1.3905 | 1.343 | 1.3496
06/06 01:00:00 | 6 | 6 | 1 | (VS)USA_ID_Boise-AP-Gowen-Field-ANGB.726810_AMY_2024EPW | 66 | 70.4905 | 16.6665 | 0 | 0 | 0 | 0 | 0 | 0 | 0 | 0.46667 | 1.4953 | 1.3905 | 1.343 | 1.3496
06/06 02:00:00 | 6 | 6 | 2 | (VS)USA_ID_Boise-AP-Gowen-Field-ANGB.726810_AMY_2024EPW | 64 | 70.5184 | 11.1517 | 0 | 0 | 0 | 0 | 0 | 0 | 0 | 0.33333 | 1.4953 | 1.3905 | 1.343 | 1.3496
06/06 03:00:00 | 6 | 6 | 3 | (VS)USA_ID_Boise-AP-Gowen-Field-ANGB.726810_AMY_2024EPW | 62 | 70.3635 | 0 | 0 | 0 | 0 | 0 | 0 | 0 | 0 | 0 | 1.4953 | 1.3905 | 1.343 | 1.3496
06/06 04:00:00 | 6 | 6 | 4 | (VS)USA_ID_Boise-AP-Gowen-Field-ANGB.726810_AMY_2024EPW | 62 | 70.0929 | 2.7385 | 270.9007 | 58.2024 | 0 | 0 | 0.016667 | 40.0428 | 40.0428 | 0.066667 | 1.4714 | 1.3778 | 1.3319 | 1.3383
06/06 05:00:00 | 6 | 6 | 5 | (VS)USA_ID_Boise-AP-Gowen-Field-ANGB.726810_AMY_2024EPW | 61 | 70.2196 | 2.8246 | 298.4218 | 63.9658 | 0 | 0 | 0.021125 | 41.8914 | 41.8914 | 0.1 | 1.2523 | 1.1973 | 1.1724 | 1.1767
06/06 06:00:00 | 6 | 6 | 6 | (VS)USA_ID_Boise-AP-Gowen-Field-ANGB.726810_AMY_2024EPW | 58 | 70.1573 | 5.7586 | 621.9356 | 133.7613 | 0 | 0 | 0.047903 | 94.9603 | 94.9603 | 0.2 | 1.2205 | 1.1737 | 1.1504 | 1.1545
06/06 07:00:00 | 6 | 6 | 7 | (VS)USA_ID_Boise-AP-Gowen-Field-ANGB.726810_AMY_2024EPW | 57 | 70.1383 | 8.6402 | 918.7502 | 199.1137 | 0 | 0 | 0.071974 | 155.2257 | 155.2257 | 0.3 | 1.1845 | 1.1448 | 1.1255 | 1.1295
06/06 08:00:00 | 6 | 6 | 8 | (VS)USA_ID_Boise-AP-Gowen-Field-ANGB.726810_AMY_2024EPW | 60 | 70.1294 | 6.0653 | 746.9566 | 156.8241 | 0 | 0 | 0.063772 | 86.5432 | 86.5432 | 0.23333 | 1.2252 | 1.1734 | 1.1537 | 1.1579
06/06 09:00:00 | 6 | 6 | 9 | (VS)USA_ID_Boise-AP-Gowen-Field-ANGB.726810_AMY_2024EPW | 66 | 70.1851 | 8.4991 | 956.8019 | 201.3556 | 0 | 0 | 0.064677 | 83.491 | 83.491 | 0.26667 | 1.3285 | 1.2552 | 1.2255 | 1.2303
06/06 10:00:00 | 6 | 6 | 10 | (VS)USA_ID_Boise-AP-Gowen-Field-ANGB.726810_AMY_2024EPW | 69 | 70.1192 | 8.7433 | 1096.9686 | 230.2936 | 0 | 0 | 0.077312 | 45.9222 | 45.9222 | 0.3 | 1.398 | 1.3108 | 1.2743 | 1.2797
06/06 11:00:00 | 6 | 6 | 11 | (VS)USA_ID_Boise-AP-Gowen-Field-ANGB.726810_AMY_2024EPW | 73 | 70.1515 | 8.6774 | 1117.3921 | 237.7835 | 0 | 0 | 0.0739 | 11.548 | 11.548 | 0.3 | 1.4603 | 1.3598 | 1.3183 | 1.3244
06/06 12:00:00 | 6 | 6 | 12 | (VS)USA_ID_Boise-AP-Gowen-Field-ANGB.726810_AMY_2024EPW | 76 | 70.1507 | 8.6656 | 1146.5917 | 247.1737 | 0 | 0 | 0.073292 | 0 | 0 | 0.3 | 1.5303 | 1.4177 | 1.3679 | 1.375
06/06 13:00:00 | 6 | 6 | 13 | (VS)USA_ID_Boise-AP-Gowen-Field-ANGB.726810_AMY_2024EPW | 76 | 70.2008 | 5.6431 | 701.9759 | 148.2782 | 0 | 0 | 0.041928 | 0 | 0 | 0.2 | 1.5389 | 1.4263 | 1.3741 | 1.3813
06/06 14:00:00 | 6 | 6 | 14 | (VS)USA_ID_Boise-AP-Gowen-Field-ANGB.726810_AMY_2024EPW | 75 | 69.9017 | 0 | 0 | 0 | 0 | 0 | 0 | 0 | 0 | 0 | 1.5248 | 1.4143 | 1.364 | 1.371
06/06 15:00:00 | 6 | 6 | 15 | (VS)USA_ID_Boise-AP-Gowen-Field-ANGB.726810_AMY_2024EPW | 78 | 70.2448 | 0 | 0 | 0 | 0 | 0 | 0 | 0 | 0 | 0 | 1.5248 | 1.4143 | 1.364 | 1.371
06/06 16:00:00 | 6 | 6 | 16 | (VS)USA_ID_Boise-AP-Gowen-Field-ANGB.726810_AMY_2024EPW | 80 | 70.5251 | 16.9954 | 0 | 0 | 0 | 0 | 0 | 0 | 0 | 0.56667 | 1.5248 | 1.4143 | 1.364 | 1.371
06/06 17:00:00 | 6 | 6 | 17 | (VS)USA_ID_Boise-AP-Gowen-Field-ANGB.726810_AMY_2024EPW | 81 | 70.5002 | 22.5143 | 0 | 0 | 0 | 0 | 0 | 0 | 0 | 0.66667 | 1.5248 | 1.4143 | 1.364 | 1.371
06/06 18:00:00 | 6 | 6 | 18 | (VS)USA_ID_Boise-AP-Gowen-Field-ANGB.726810_AMY_2024EPW | 83 | 70.5344 | 23.6319 | 0 | 0 | 0 | 0 | 0 | 0 | 0 | 0.76667 | 1.5248 | 1.4143 | 1.364 | 1.371
06/06 19:00:00 | 6 | 6 | 19 | (VS)USA_ID_Boise-AP-Gowen-Field-ANGB.726810_AMY_2024EPW | 85 | 70.5276 | 31.6047 | 0 | 0 | 0 | 0 | 0 | 0 | 0 | 1.0333 | 1.5248 | 1.4143 | 1.364 | 1.371
06/06 20:00:00 | 6 | 6 | 20 | (VS)USA_ID_Boise-AP-Gowen-Field-ANGB.726810_AMY_2024EPW | 85 | 70.5415 | 37.3468 | 0 | 0 | 0 | 0 | 0 | 0 | 0 | 1.2 | 1.5248 | 1.4143 | 1.364 | 1.371
06/06 21:00:00 | 6 | 6 | 21 | (VS)USA_ID_Boise-AP-Gowen-Field-ANGB.726810_AMY_2024EPW | 82 | 70.5636 | 43.0056 | 0 | 0 | 0 | 0 | 0 | 0 | 0 | 1.2667 | 1.5248 | 1.4143 | 1.364 | 1.371
06/06 22:00:00 | 6 | 6 | 22 | (VS)USA_ID_Boise-AP-Gowen-Field-ANGB.726810_AMY_2024EPW | 79 | 70.5318 | 23.7634 | 0 | 0 | 0 | 0 | 0 | 0 | 0 | 0.8 | 1.5248 | 1.4143 | 1.364 | 1.371
06/06 23:00:00 | 6 | 6 | 23 | (VS)USA_ID_Boise-AP-Gowen-Field-ANGB.726810_AMY_2024EPW | 76 | 70.5076 | 28.9991 | 0 | 0 | 0 | 0 | 0 | 0 | 0 | 0.9 | 1.5248 | 1.4143 | 1.364 | 1.371
06/06 24:00:00 | 6 | 6 | 24 | (VS)USA_ID_Boise-AP-Gowen-Field-ANGB.726810_AMY_2024EPW | 72 | 70.5246 | 22.6753 | 0 | 0 | 0 | 0 | 0 | 0 | 0 | 0.7 | 1.5248 | 1.4143 | 1.364 | 1.371
06/07 01:00:00 | 6 | 7 | 1 | (VS)USA_ID_Boise-AP-Gowen-Field-ANGB.726810_AMY_2024EPW | 70 | 70.5093 | 22.6583 | 0 | 0 | 0 | 0 | 0 | 0 | 0 | 0.66667 | 1.5248 | 1.4143 | 1.364 | 1.371
06/07 02:00:00 | 6 | 7 | 2 | (VS)USA_ID_Boise-AP-Gowen-Field-ANGB.726810_AMY_2024EPW | 69 | 70.4603 | 11.2469 | 0 | 0 | 0 | 0 | 0 | 0 | 0 | 0.33333 | 1.5248 | 1.4143 | 1.364 | 1.371
06/07 03:00:00 | 6 | 7 | 3 | (VS)USA_ID_Boise-AP-Gowen-Field-ANGB.726810_AMY_2024EPW | 67 | 70.4628 | 11.1624 | 0 | 0 | 0 | 0 | 0 | 0 | 0 | 0.33333 | 1.5248 | 1.4143 | 1.364 | 1.371
06/07 04:00:00 | 6 | 7 | 4 | (VS)USA_ID_Boise-AP-Gowen-Field-ANGB.726810_AMY_2024EPW | 64 | 70.5607 | 0 | 0 | 0 | 0 | 0 | 0 | 0 | 0 | 0 | 1.5248 | 1.4143 | 1.364 | 1.371
06/07 05:00:00 | 6 | 7 | 5 | (VS)USA_ID_Boise-AP-Gowen-Field-ANGB.726810_AMY_2024EPW | 62 | 70.4065 | 0 | 0 | 0 | 0 | 0 | 0 | 0 | 0 | 0 | 1.5248 | 1.4143 | 1.364 | 1.371
06/07 06:00:00 | 6 | 7 | 6 | (VS)USA_ID_Boise-AP-Gowen-Field-ANGB.726810_AMY_2024EPW | 62 | 70.1241 | 2.7385 | 274.0014 | 58.5068 | 0 | 0 | 0.016667 | 35.6029 | 35.6029 | 0.066667 | 1.4419 | 1.3547 | 1.3116 | 1.3178
06/07 07:00:00 | 6 | 7 | 7 | (VS)USA_ID_Boise-AP-Gowen-Field-ANGB.726810_AMY_2024EPW | 63 | 70.1098 | 2.8396 | 312.53 | 66.1658 | 0 | 0 | 0.021898 | 32.8812 | 32.8812 | 0.1 | 1.2862 | 1.2233 | 1.196 | 1.2005
06/07 08:00:00 | 6 | 7 | 8 | (VS)USA_ID_Boise-AP-Gowen-Field-ANGB.726810_AMY_2024EPW | 66 | 70.2055 | 5.7185 | 658.6452 | 138.175 | 0 | 0 | 0.04583 | 49.6135 | 49.6135 | 0.2 | 1.3344 | 1.26 | 1.2297 | 1.2345
06/07 09:00:00 | 6 | 7 | 9 | (VS)USA_ID_Boise-AP-Gowen-Field-ANGB.726810_AMY_2024EPW | 70 | 70.1109 | 5.7111 | 689.3381 | 144.7515 | 0 | 0 | 0.045448 | 22.0732 | 22.0732 | 0.2 | 1.3968 | 1.3093 | 1.2735 | 1.2789
06/07 10:00:00 | 6 | 7 | 10 | (VS)USA_ID_Boise-AP-Gowen-Field-ANGB.726810_AMY_2024EPW | 74 | 70.1285 | 5.7588 | 742.7707 | 158.4244 | 0 | 0 | 0.047914 | 1.1525 | 1.1525 | 0.2 | 1.47 | 1.3677 | 1.3252 | 1.3314
06/07 11:00:00 | 6 | 7 | 11 | (VS)USA_ID_Boise-AP-Gowen-Field-ANGB.726810_AMY_2024EPW | 77 | 70.1982 | 2.845 | 365.8478 | 78.3532 | 0 | 0 | 0.02218 | 0 | 0 | 0.1 | 1.5436 | 1.4291 | 1.3775 | 1.3847
06/07 12:00:00 | 6 | 7 | 12 | (VS)USA_ID_Boise-AP-Gowen-Field-ANGB.726810_AMY_2024EPW | 80 | 70.1941 | 5.7273 | 768.2424 | 168.2439 | 0 | 0 | 0.046284 | 0 | 0 | 0.2 | 1.5957 | 1.4706 | 1.4147 | 1.4228
06/07 13:00:00 | 6 | 7 | 13 | (VS)USA_ID_Boise-AP-Gowen-Field-ANGB.726810_AMY_2024EPW | 84 | 69.9409 | 0 | 0 | 0 | 0 | 0 | 0 | 0 | 0 | 0 | 1.6262 | 1.4975 | 1.4366 | 1.4452
06/07 14:00:00 | 6 | 7 | 14 | (VS)USA_ID_Boise-AP-Gowen-Field-ANGB.726810_AMY_2024EPW | 86 | 70.2814 | 5.4769 | 0 | 0 | 0 | 0 | 0 | 0 | 0 | 0.13333 | 1.6262 | 1.4975 | 1.4366 | 1.4452
06/07 15:00:00 | 6 | 7 | 15 | (VS)USA_ID_Boise-AP-Gowen-Field-ANGB.726810_AMY_2024EPW | 89 | 70.5049 | 17.0707 | 0 | 0 | 0 | 0 | 0 | 0 | 0 | 0.5 | 1.6262 | 1.4975 | 1.4366 | 1.4452
06/07 16:00:00 | 6 | 7 | 16 | (VS)USA_ID_Boise-AP-Gowen-Field-ANGB.726810_AMY_2024EPW | 92 | 70.5396 | 29.1054 | 0 | 0 | 0 | 0 | 0 | 0 | 0 | 0.86667 | 1.6262 | 1.4975 | 1.4366 | 1.4452
06/07 17:00:00 | 6 | 7 | 17 | (VS)USA_ID_Boise-AP-Gowen-Field-ANGB.726810_AMY_2024EPW | 93 | 70.532 | 30.9081 | 0 | 0 | 0 | 0 | 0 | 0 | 0 | 1 | 1.6262 | 1.4975 | 1.4366 | 1.4452
06/07 18:00:00 | 6 | 7 | 18 | (VS)USA_ID_Boise-AP-Gowen-Field-ANGB.726810_AMY_2024EPW | 93 | 70.5219 | 33.5053 | 0 | 0 | 0 | 0 | 0 | 0 | 0 | 1.1333 | 1.6262 | 1.4975 | 1.4366 | 1.4452
06/07 19:00:00 | 6 | 7 | 19 | (VS)USA_ID_Boise-AP-Gowen-Field-ANGB.726810_AMY_2024EPW | 93 | 70.5292 | 61.3297 | 0 | 0 | 0 | 0 | 0 | 0 | 0 | 1.7667 | 1.6262 | 1.4975 | 1.4366 | 1.4452
06/07 20:00:00 | 6 | 7 | 20 | (VS)USA_ID_Boise-AP-Gowen-Field-ANGB.726810_AMY_2024EPW | 92 | 70.5498 | 54.554 | 0 | 0 | 0 | 0 | 0 | 0 | 0 | 1.7667 | 1.6262 | 1.4975 | 1.4366 | 1.4452
06/07 21:00:00 | 6 | 7 | 21 | (VS)USA_ID_Boise-AP-Gowen-Field-ANGB.726810_AMY_2024EPW | 89 | 70.5202 | 39.9343 | 0 | 0 | 0 | 0 | 0 | 0 | 0 | 1.3 | 1.6262 | 1.4975 | 1.4366 | 1.4452
06/07 22:00:00 | 6 | 7 | 22 | (VS)USA_ID_Boise-AP-Gowen-Field-ANGB.726810_AMY_2024EPW | 85 | 70.5355 | 31.4597 | 0 | 0 | 0 | 0 | 0 | 0 | 0 | 1.0667 | 1.6262 | 1.4975 | 1.4366 | 1.4452
06/07 23:00:00 | 6 | 7 | 23 | (VS)USA_ID_Boise-AP-Gowen-Field-ANGB.726810_AMY_2024EPW | 79 | 70.5281 | 30.5915 | 0 | 0 | 0 | 0 | 0 | 0 | 0 | 1 | 1.6262 | 1.4975 | 1.4366 | 1.4452
06/07 24:00:00 | 6 | 7 | 24 | (VS)USA_ID_Boise-AP-Gowen-Field-ANGB.726810_AMY_2024EPW | 75 | 70.5039 | 28.9058 | 0 | 0 | 0 | 0 | 0 | 0 | 0 | 0.9 | 1.6262 | 1.4975 | 1.4366 | 1.4452
06/08 01:00:00 | 6 | 8 | 1 | (VS)USA_ID_Boise-AP-Gowen-Field-ANGB.726810_AMY_2024EPW | 73 | 70.507 | 22.6392 | 0 | 0 | 0 | 0 | 0 | 0 | 0 | 0.66667 | 1.6262 | 1.4975 | 1.4366 | 1.4452
06/08 02:00:00 | 6 | 8 | 2 | (VS)USA_ID_Boise-AP-Gowen-Field-ANGB.726810_AMY_2024EPW | 73 | 70.5097 | 16.9302 | 0 | 0 | 0 | 0 | 0 | 0 | 0 | 0.5 | 1.6262 | 1.4975 | 1.4366 | 1.4452
06/08 03:00:00 | 6 | 8 | 3 | (VS)USA_ID_Boise-AP-Gowen-Field-ANGB.726810_AMY_2024EPW | 74 | 70.4887 | 16.9217 | 0 | 0 | 0 | 0 | 0 | 0 | 0 | 0.5 | 1.6262 | 1.4975 | 1.4366 | 1.4452
06/08 04:00:00 | 6 | 8 | 4 | (VS)USA_ID_Boise-AP-Gowen-Field-ANGB.726810_AMY_2024EPW | 75 | 70.5164 | 11.2667 | 0 | 0 | 0 | 0 | 0 | 0 | 0 | 0.33333 | 1.6262 | 1.4975 | 1.4366 | 1.4452
06/08 05:00:00 | 6 | 8 | 5 | (VS)USA_ID_Boise-AP-Gowen-Field-ANGB.726810_AMY_2024EPW | 74 | 70.4709 | 11.1819 | 0 | 0 | 0 | 0 | 0 | 0 | 0 | 0.33333 | 1.6262 | 1.4975 | 1.4366 | 1.4452
06/08 06:00:00 | 6 | 8 | 6 | (VS)USA_ID_Boise-AP-Gowen-Field-ANGB.726810_AMY_2024EPW | 70 | 70.6429 | 0 | 0 | 0 | 0 | 0 | 0 | 0 | 0 | 0 | 1.6262 | 1.4975 | 1.4366 | 1.4452
06/08 07:00:00 | 6 | 8 | 7 | (VS)USA_ID_Boise-AP-Gowen-Field-ANGB.726810_AMY_2024EPW | 70 | 70.7498 | 0 | 0 | 0 | 0 | 0 | 0 | 0 | 0 | 0 | 1.6262 | 1.4975 | 1.4366 | 1.4452
06/08 08:00:00 | 6 | 8 | 8 | (VS)USA_ID_Boise-AP-Gowen-Field-ANGB.726810_AMY_2024EPW | 71 | 70.6879 | 0 | 0 | 0 | 0 | 0 | 0 | 0 | 0 | 0 | 1.6262 | 1.4975 | 1.4366 | 1.4452
06/08 09:00:00 | 6 | 8 | 9 | (VS)USA_ID_Boise-AP-Gowen-Field-ANGB.726810_AMY_2024EPW | 71 | 70.4804 | 0 | 0 | 0 | 0 | 0 | 0 | 0 | 0 | 0 | 1.6262 | 1.4975 | 1.4366 | 1.4452
06/08 10:00:00 | 6 | 8 | 10 | (VS)USA_ID_Boise-AP-Gowen-Field-ANGB.726810_AMY_2024EPW | 75 | 70.2159 | 0 | 0 | 0 | 0 | 0 | 0 | 0 | 0 | 0 | 1.6262 | 1.4975 | 1.4366 | 1.4452
06/08 11:00:00 | 6 | 8 | 11 | (VS)USA_ID_Boise-AP-Gowen-Field-ANGB.726810_AMY_2024EPW | 78 | 69.9965 | 2.7385 | 325.0112 | 66.0364 | 0 | 0 | 0.016667 | 0 | 0 | 0.066667 | 1.6207 | 1.4942 | 1.4338 | 1.4423
06/08 12:00:00 | 6 | 8 | 12 | (VS)USA_ID_Boise-AP-Gowen-Field-ANGB.726810_AMY_2024EPW | 82 | 70.2637 | 0 | 0 | 0 | 0 | 0 | 0 | 0 | 0 | 0 | 1.586 | 1.4644 | 1.4079 | 1.4157
06/08 13:00:00 | 6 | 8 | 13 | (VS)USA_ID_Boise-AP-Gowen-Field-ANGB.726810_AMY_2024EPW | 86 | 70.3426 | 0 | 0 | 0 | 0 | 0 | 0 | 0 | 0 | 0 | 1.586 | 1.4644 | 1.4079 | 1.4157
06/08 14:00:00 | 6 | 8 | 14 | (VS)USA_ID_Boise-AP-Gowen-Field-ANGB.726810_AMY_2024EPW | 89 | 70.5608 | 19.2143 | 0 | 0 | 0 | 0 | 0 | 0 | 0 | 0.53333 | 1.586 | 1.4644 | 1.4079 | 1.4157
06/08 15:00:00 | 6 | 8 | 15 | (VS)USA_ID_Boise-AP-Gowen-Field-ANGB.726810_AMY_2024EPW | 92 | 70.5427 | 23.5887 | 0 | 0 | 0 | 0 | 0 | 0 | 0 | 0.8 | 1.586 | 1.4644 | 1.4079 | 1.4157
06/08 16:00:00 | 6 | 8 | 16 | (VS)USA_ID_Boise-AP-Gowen-Field-ANGB.726810_AMY_2024EPW | 92 | 70.5123 | 30.9388 | 0 | 0 | 0 | 0 | 0 | 0 | 0 | 1 | 1.586 | 1.4644 | 1.4079 | 1.4157
06/08 17:00:00 | 6 | 8 | 17 | (VS)USA_ID_Boise-AP-Gowen-Field-ANGB.726810_AMY_2024EPW | 92 | 70.5448 | 33.6778 | 0 | 0 | 0 | 0 | 0 | 0 | 0 | 1.1 | 1.586 | 1.4644 | 1.4079 | 1.4157
06/08 18:00:00 | 6 | 8 | 18 | (VS)USA_ID_Boise-AP-Gowen-Field-ANGB.726810_AMY_2024EPW | 92 | 70.5148 | 54.3252 | 0 | 0 | 0 | 0 | 0 | 0 | 0 | 1.6 | 1.586 | 1.4644 | 1.4079 | 1.4157
06/08 19:00:00 | 6 | 8 | 19 | (VS)USA_ID_Boise-AP-Gowen-Field-ANGB.726810_AMY_2024EPW | 92 | 70.5293 | 59.4569 | 0 | 0 | 0 | 0 | 0 | 0 | 0 | 1.7333 | 1.586 | 1.4644 | 1.4079 | 1.4157
06/08 20:00:00 | 6 | 8 | 20 | (VS)USA_ID_Boise-AP-Gowen-Field-ANGB.726810_AMY_2024EPW | 91 | 70.5471 | 50.4583 | 0 | 0 | 0 | 0 | 0 | 0 | 0 | 1.6667 | 1.586 | 1.4644 | 1.4079 | 1.4157
06/08 21:00:00 | 6 | 8 | 21 | (VS)USA_ID_Boise-AP-Gowen-Field-ANGB.726810_AMY_2024EPW | 87 | 70.5308 | 37.6607 | 0 | 0 | 0 | 0 | 0 | 0 | 0 | 1.1667 | 1.586 | 1.4644 | 1.4079 | 1.4157
06/08 22:00:00 | 6 | 8 | 22 | (VS)USA_ID_Boise-AP-Gowen-Field-ANGB.726810_AMY_2024EPW | 82 | 70.532 | 36.0159 | 0 | 0 | 0 | 0 | 0 | 0 | 0 | 1.1333 | 1.586 | 1.4644 | 1.4079 | 1.4157
06/08 23:00:00 | 6 | 8 | 23 | (VS)USA_ID_Boise-AP-Gowen-Field-ANGB.726810_AMY_2024EPW | 79 | 70.5359 | 29.7051 | 0 | 0 | 0 | 0 | 0 | 0 | 0 | 0.86667 | 1.586 | 1.4644 | 1.4079 | 1.4157
06/08 24:00:00 | 6 | 8 | 24 | (VS)USA_ID_Boise-AP-Gowen-Field-ANGB.726810_AMY_2024EPW | 76 | 70.5259 | 28.5924 | 0 | 0 | 0 | 0 | 0 | 0 | 0 | 0.9 | 1.586 | 1.4644 | 1.4079 | 1.4157
06/09 01:00:00 | 6 | 9 | 1 | (VS)USA_ID_Boise-AP-Gowen-Field-ANGB.726810_AMY_2024EPW | 75 | 70.4999 | 23.3552 | 0 | 0 | 0 | 0 | 0 | 0 | 0 | 0.73333 | 1.586 | 1.4644 | 1.4079 | 1.4157
06/09 02:00:00 | 6 | 9 | 2 | (VS)USA_ID_Boise-AP-Gowen-Field-ANGB.726810_AMY_2024EPW | 73 | 70.5375 | 24.14 | 0 | 0 | 0 | 0 | 0 | 0 | 0 | 0.83333 | 1.586 | 1.4644 | 1.4079 | 1.4157
06/09 03:00:00 | 6 | 9 | 3 | (VS)USA_ID_Boise-AP-Gowen-Field-ANGB.726810_AMY_2024EPW | 73 | 70.5187 | 23.455 | 0 | 0 | 0 | 0 | 0 | 0 | 0 | 0.76667 | 1.586 | 1.4644 | 1.4079 | 1.4157
06/09 04:00:00 | 6 | 9 | 4 | (VS)USA_ID_Boise-AP-Gowen-Field-ANGB.726810_AMY_2024EPW | 74 | 70.5136 | 17.3923 | 0 | 0 | 0 | 0 | 0 | 0 | 0 | 0.6 | 1.586 | 1.4644 | 1.4079 | 1.4157
06/09 05:00:00 | 6 | 9 | 5 | (VS)USA_ID_Boise-AP-Gowen-Field-ANGB.726810_AMY_2024EPW | 75 | 70.5284 | 11.3961 | 0 | 0 | 0 | 0 | 0 | 0 | 0 | 0.4 | 1.586 | 1.4644 | 1.4079 | 1.4157
06/09 06:00:00 | 6 | 9 | 6 | (VS)USA_ID_Boise-AP-Gowen-Field-ANGB.726810_AMY_2024EPW | 71 | 70.5629 | 11.1664 | 0 | 0 | 0 | 0 | 0 | 0 | 0 | 0.33333 | 1.586 | 1.4644 | 1.4079 | 1.4157
06/09 07:00:00 | 6 | 9 | 7 | (VS)USA_ID_Boise-AP-Gowen-Field-ANGB.726810_AMY_2024EPW | 65 | 70.3419 | 0 | 0 | 0 | 0 | 0 | 0 | 0 | 0 | 0 | 1.586 | 1.4644 | 1.4079 | 1.4157
06/09 08:00:00 | 6 | 9 | 8 | (VS)USA_ID_Boise-AP-Gowen-Field-ANGB.726810_AMY_2024EPW | 66 | 70.1894 | 0 | 0 | 0 | 0 | 0 | 0 | 0 | 0 | 0 | 1.586 | 1.4644 | 1.4079 | 1.4157
06/09 09:00:00 | 6 | 9 | 9 | (VS)USA_ID_Boise-AP-Gowen-Field-ANGB.726810_AMY_2024EPW | 69 | 70.134 | 0 | 0 | 0 | 0 | 0 | 0 | 0 | 0 | 0 | 1.586 | 1.4644 | 1.4079 | 1.4157
06/09 10:00:00 | 6 | 9 | 10 | (VS)USA_ID_Boise-AP-Gowen-Field-ANGB.726810_AMY_2024EPW | 72 | 70.0244 | 0 | 0 | 0 | 0 | 0 | 0 | 0 | 0 | 0 | 1.586 | 1.4644 | 1.4079 | 1.4157
06/09 11:00:00 | 6 | 9 | 11 | (VS)USA_ID_Boise-AP-Gowen-Field-ANGB.726810_AMY_2024EPW | 75 | 69.9727 | 0 | 0 | 0 | 0 | 0 | 0 | 0 | 0 | 0 | 1.586 | 1.4644 | 1.4079 | 1.4157
06/09 12:00:00 | 6 | 9 | 12 | (VS)USA_ID_Boise-AP-Gowen-Field-ANGB.726810_AMY_2024EPW | 78 | 70.2098 | 0 | 0 | 0 | 0 | 0 | 0 | 0 | 0 | 0 | 1.586 | 1.4644 | 1.4079 | 1.4157
06/09 13:00:00 | 6 | 9 | 13 | (VS)USA_ID_Boise-AP-Gowen-Field-ANGB.726810_AMY_2024EPW | 79 | 70.599 | 0.046057 | 0 | 0 | 0 | 0 | 0 | 0 | 0 | 0.033333 | 1.586 | 1.4644 | 1.4079 | 1.4157
06/09 14:00:00 | 6 | 9 | 14 | (VS)USA_ID_Boise-AP-Gowen-Field-ANGB.726810_AMY_2024EPW | 80 | 70.4811 | 16.6465 | 0 | 0 | 0 | 0 | 0 | 0 | 0 | 0.46667 | 1.586 | 1.4644 | 1.4079 | 1.4157
06/09 15:00:00 | 6 | 9 | 15 | (VS)USA_ID_Boise-AP-Gowen-Field-ANGB.726810_AMY_2024EPW | 83 | 70.5189 | 17.302 | 0 | 0 | 0 | 0 | 0 | 0 | 0 | 0.6 | 1.586 | 1.4644 | 1.4079 | 1.4157
06/09 16:00:00 | 6 | 9 | 16 | (VS)USA_ID_Boise-AP-Gowen-Field-ANGB.726810_AMY_2024EPW | 84 | 70.5268 | 23.7308 | 0 | 0 | 0 | 0 | 0 | 0 | 0 | 0.8 | 1.586 | 1.4644 | 1.4079 | 1.4157
06/09 17:00:00 | 6 | 9 | 17 | (VS)USA_ID_Boise-AP-Gowen-Field-ANGB.726810_AMY_2024EPW | 84 | 70.5308 | 31.1742 | 0 | 0 | 0 | 0 | 0 | 0 | 0 | 1 | 1.586 | 1.4644 | 1.4079 | 1.4157
06/09 18:00:00 | 6 | 9 | 18 | (VS)USA_ID_Boise-AP-Gowen-Field-ANGB.726810_AMY_2024EPW | 84 | 70.5216 | 37.3546 | 0 | 0 | 0 | 0 | 0 | 0 | 0 | 1.1667 | 1.586 | 1.4644 | 1.4079 | 1.4157
06/09 19:00:00 | 6 | 9 | 19 | (VS)USA_ID_Boise-AP-Gowen-Field-ANGB.726810_AMY_2024EPW | 81 | 70.5455 | 51.5784 | 0 | 0 | 0 | 0 | 0 | 0 | 0 | 1.6333 | 1.586 | 1.4644 | 1.4079 | 1.4157
06/09 20:00:00 | 6 | 9 | 20 | (VS)USA_ID_Boise-AP-Gowen-Field-ANGB.726810_AMY_2024EPW | 77 | 70.8029 | 112.337 | 0 | 0 | 0 | 0 | 0 | 0 | 0 | 2.9 | 1.586 | 1.4644 | 1.4079 | 1.4157
06/09 21:00:00 | 6 | 9 | 21 | (VS)USA_ID_Boise-AP-Gowen-Field-ANGB.726810_AMY_2024EPW | 74 | 71.6437 | 102.1904 | 0 | 0 | 0 | 0 | 0 | 0 | 0 | 2.6333 | 1.586 | 1.4644 | 1.4079 | 1.4157
06/09 22:00:00 | 6 | 9 | 22 | (VS)USA_ID_Boise-AP-Gowen-Field-ANGB.726810_AMY_2024EPW | 73 | 70.5155 | 31.4125 | 0 | 0 | 0 | 0 | 0 | 0 | 0 | 1.0333 | 1.586 | 1.4644 | 1.4079 | 1.4157
06/09 23:00:00 | 6 | 9 | 23 | (VS)USA_ID_Boise-AP-Gowen-Field-ANGB.726810_AMY_2024EPW | 71 | 70.5281 | 29.9729 | 0 | 0 | 0 | 0 | 0 | 0 | 0 | 1 | 1.586 | 1.4644 | 1.4079 | 1.4157
06/09 24:00:00 | 6 | 9 | 24 | (VS)USA_ID_Boise-AP-Gowen-Field-ANGB.726810_AMY_2024EPW | 69 | 70.5201 | 29.1037 | 0 | 0 | 0 | 0 | 0 | 0 | 0 | 1 | 1.586 | 1.4644 | 1.4079 | 1.4157
06/10 01:00:00 | 6 | 10 | 1 | (VS)USA_ID_Boise-AP-Gowen-Field-ANGB.726810_AMY_2024EPW | 67 | 70.5362 | 17.7618 | 0 | 0 | 0 | 0 | 0 | 0 | 0 | 0.6 | 1.586 | 1.4644 | 1.4079 | 1.4157
06/10 02:00:00 | 6 | 10 | 2 | (VS)USA_ID_Boise-AP-Gowen-Field-ANGB.726810_AMY_2024EPW | 64 | 70.5263 | 14.0334 | 0 | 0 | 0 | 0 | 0 | 0 | 0 | 0.53333 | 1.586 | 1.4644 | 1.4079 | 1.4157
06/10 03:00:00 | 6 | 10 | 3 | (VS)USA_ID_Boise-AP-Gowen-Field-ANGB.726810_AMY_2024EPW | 61 | 70.5164 | 3.2467 | 0 | 0 | 0 | 0 | 0 | 0 | 0 | 0.13333 | 1.586 | 1.4644 | 1.4079 | 1.4157
06/10 04:00:00 | 6 | 10 | 4 | (VS)USA_ID_Boise-AP-Gowen-Field-ANGB.726810_AMY_2024EPW | 60 | 70.4578 | 3.0821 | 0 | 0 | 0 | 0 | 0 | 0 | 0 | 0.11667 | 1.586 | 1.4644 | 1.4079 | 1.4157
06/10 05:00:00 | 6 | 10 | 5 | (VS)USA_ID_Boise-AP-Gowen-Field-ANGB.726810_AMY_2024EPW | 59 | 70.2685 | 0 | 0 | 0 | 0 | 0 | 0 | 0 | 0 | 0 | 1.586 | 1.4644 | 1.4079 | 1.4157
06/10 06:00:00 | 6 | 10 | 6 | (VS)USA_ID_Boise-AP-Gowen-Field-ANGB.726810_AMY_2024EPW | 57 | 70.1258 | 3.6671 | 451.278 | 101.7537 | 0 | 0 | 0.0069015 | 0 | 0 | 0.13333 | 1.3419 | 1.281 | 1.2463 | 1.2518
06/10 07:00:00 | 6 | 10 | 7 | (VS)USA_ID_Boise-AP-Gowen-Field-ANGB.726810_AMY_2024EPW | 56 | 70.1675 | 7.0339 | 949.2741 | 213.4319 | 0 | 0 | 0.048118 | 0 | 0 | 0.3 | 1.1609 | 1.1272 | 1.1102 | 1.1137
06/10 08:00:00 | 6 | 10 | 8 | (VS)USA_ID_Boise-AP-Gowen-Field-ANGB.726810_AMY_2024EPW | 59 | 70.1627 | 9.4763 | 1123.7644 | 245.651 | 0 | 0 | 0.060531 | 80.6081 | 80.6081 | 0.36667 | 1.1953 | 1.1511 | 1.1335 | 1.1373
06/10 09:00:00 | 6 | 10 | 9 | (VS)USA_ID_Boise-AP-Gowen-Field-ANGB.726810_AMY_2024EPW | 63 | 70.1275 | 5.9054 | 712.3189 | 149.5079 | 0 | 0 | 0.0555 | 60.5585 | 60.5585 | 0.2 | 1.2795 | 1.2171 | 1.1916 | 1.1958
06/10 10:00:00 | 6 | 10 | 10 | (VS)USA_ID_Boise-AP-Gowen-Field-ANGB.726810_AMY_2024EPW | 68 | 70.1654 | 8.7809 | 1086.2111 | 227.9515 | 0 | 0 | 0.079254 | 54.0447 | 54.0447 | 0.3 | 1.3637 | 1.2825 | 1.2505 | 1.2553
06/10 11:00:00 | 6 | 10 | 11 | (VS)USA_ID_Boise-AP-Gowen-Field-ANGB.726810_AMY_2024EPW | 72 | 70.1374 | 8.4927 | 1019.0518 | 214.2529 | 0 | 0 | 0.064344 | 12.2619 | 12.2619 | 0.3 | 1.4403 | 1.3442 | 1.3044 | 1.31
06/10 12:00:00 | 6 | 10 | 12 | (VS)USA_ID_Boise-AP-Gowen-Field-ANGB.726810_AMY_2024EPW | 75 | 70.1382 | 5.7493 | 746.6539 | 160.5238 | 0 | 0 | 0.047424 | 0 | 0 | 0.2 | 1.4999 | 1.3924 | 1.3467 | 1.3531
06/10 13:00:00 | 6 | 10 | 13 | (VS)USA_ID_Boise-AP-Gowen-Field-ANGB.726810_AMY_2024EPW | 78 | 70.206 | 2.8047 | 350.7594 | 74.2961 | 0 | 0 | 0.020095 | 0 | 0 | 0.1 | 1.559 | 1.4418 | 1.3888 | 1.396
06/10 14:00:00 | 6 | 10 | 14 | (VS)USA_ID_Boise-AP-Gowen-Field-ANGB.726810_AMY_2024EPW | 81 | 70.1033 | 0 | 0 | 0 | 0 | 0 | 0 | 0 | 0 | 0 | 1.5708 | 1.452 | 1.3972 | 1.4046
06/10 15:00:00 | 6 | 10 | 15 | (VS)USA_ID_Boise-AP-Gowen-Field-ANGB.726810_AMY_2024EPW | 83 | 70.5161 | 16.8309 | 0 | 0 | 0 | 0 | 0 | 0 | 0 | 0.46667 | 1.5708 | 1.452 | 1.3972 | 1.4046
06/10 16:00:00 | 6 | 10 | 16 | (VS)USA_ID_Boise-AP-Gowen-Field-ANGB.726810_AMY_2024EPW | 83 | 70.5108 | 17.5993 | 0 | 0 | 0 | 0 | 0 | 0 | 0 | 0.53333 | 1.5708 | 1.452 | 1.3972 | 1.4046
06/10 17:00:00 | 6 | 10 | 17 | (VS)USA_ID_Boise-AP-Gowen-Field-ANGB.726810_AMY_2024EPW | 84 | 70.4957 | 28.5373 | 0 | 0 | 0 | 0 | 0 | 0 | 0 | 0.83333 | 1.5708 | 1.452 | 1.3972 | 1.4046
06/10 18:00:00 | 6 | 10 | 18 | (VS)USA_ID_Boise-AP-Gowen-Field-ANGB.726810_AMY_2024EPW | 84 | 70.5209 | 30.1174 | 0 | 0 | 0 | 0 | 0 | 0 | 0 | 1 | 1.5708 | 1.452 | 1.3972 | 1.4046
06/10 19:00:00 | 6 | 10 | 19 | (VS)USA_ID_Boise-AP-Gowen-Field-ANGB.726810_AMY_2024EPW | 84 | 70.5404 | 37.3004 | 0 | 0 | 0 | 0 | 0 | 0 | 0 | 1.2 | 1.5708 | 1.452 | 1.3972 | 1.4046
06/10 20:00:00 | 6 | 10 | 20 | (VS)USA_ID_Boise-AP-Gowen-Field-ANGB.726810_AMY_2024EPW | 83 | 70.521 | 36.5402 | 0 | 0 | 0 | 0 | 0 | 0 | 0 | 1.3 | 1.5708 | 1.452 | 1.3972 | 1.4046
06/10 21:00:00 | 6 | 10 | 21 | (VS)USA_ID_Boise-AP-Gowen-Field-ANGB.726810_AMY_2024EPW | 82 | 70.5379 | 36.6323 | 0 | 0 | 0 | 0 | 0 | 0 | 0 | 1.1 | 1.5708 | 1.452 | 1.3972 | 1.4046
06/10 22:00:00 | 6 | 10 | 22 | (VS)USA_ID_Boise-AP-Gowen-Field-ANGB.726810_AMY_2024EPW | 79 | 70.5116 | 29.4156 | 0 | 0 | 0 | 0 | 0 | 0 | 0 | 1 | 1.5708 | 1.452 | 1.3972 | 1.4046
06/10 23:00:00 | 6 | 10 | 23 | (VS)USA_ID_Boise-AP-Gowen-Field-ANGB.726810_AMY_2024EPW | 74 | 70.5067 | 23.6295 | 0 | 0 | 0 | 0 | 0 | 0 | 0 | 0.73333 | 1.5708 | 1.452 | 1.3972 | 1.4046
06/10 24:00:00 | 6 | 10 | 24 | (VS)USA_ID_Boise-AP-Gowen-Field-ANGB.726810_AMY_2024EPW | 69 | 70.5173 | 21.1528 | 0 | 0 | 0 | 0 | 0 | 0 | 0 | 0.65 | 1.5708 | 1.452 | 1.3972 | 1.4046
06/11 01:00:00 | 6 | 11 | 1 | (VS)USA_ID_Boise-AP-Gowen-Field-ANGB.726810_AMY_2024EPW | 65 | 70.4935 | 14.6892 | 0 | 0 | 0 | 0 | 0 | 0 | 0 | 0.46667 | 1.5708 | 1.452 | 1.3972 | 1.4046
06/11 02:00:00 | 6 | 11 | 2 | (VS)USA_ID_Boise-AP-Gowen-Field-ANGB.726810_AMY_2024EPW | 64 | 70.5197 | 7.0221 | 0 | 0 | 0 | 0 | 0 | 0 | 0 | 0.26667 | 1.5708 | 1.452 | 1.3972 | 1.4046
06/11 03:00:00 | 6 | 11 | 3 | (VS)USA_ID_Boise-AP-Gowen-Field-ANGB.726810_AMY_2024EPW | 64 | 70.4927 | 3.3191 | 0 | 0 | 0 | 0 | 0 | 0 | 0 | 0.13333 | 1.5708 | 1.452 | 1.3972 | 1.4046
06/11 04:00:00 | 6 | 11 | 4 | (VS)USA_ID_Boise-AP-Gowen-Field-ANGB.726810_AMY_2024EPW | 63 | 70.4589 | 0 | 0 | 0 | 0 | 0 | 0 | 0 | 0 | 0 | 1.5708 | 1.452 | 1.3972 | 1.4046
06/11 05:00:00 | 6 | 11 | 5 | (VS)USA_ID_Boise-AP-Gowen-Field-ANGB.726810_AMY_2024EPW | 62 | 70.1019 | 0 | 0 | 0 | 0 | 0 | 0 | 0 | 0 | 0 | 1.5602 | 1.452 | 1.3972 | 1.4046
06/11 06:00:00 | 6 | 11 | 6 | (VS)USA_ID_Boise-AP-Gowen-Field-ANGB.726810_AMY_2024EPW | 61 | 70.1957 | 5.6086 | 583.9092 | 125.6019 | 0 | 0 | 0.040146 | 77.8352 | 77.8352 | 0.16667 | 1.2513 | 1.1967 | 1.1719 | 1.176
06/11 07:00:00 | 6 | 11 | 7 | (VS)USA_ID_Boise-AP-Gowen-Field-ANGB.726810_AMY_2024EPW | 61 | 70.192 | 2.8193 | 297.0278 | 63.9013 | 0 | 0 | 0.020847 | 38.7753 | 38.7753 | 0.1 | 1.2429 | 1.1897 | 1.1661 | 1.1701
06/11 08:00:00 | 6 | 11 | 8 | (VS)USA_ID_Boise-AP-Gowen-Field-ANGB.726810_AMY_2024EPW | 64 | 70.1359 | 5.6966 | 637.5182 | 134.9067 | 0 | 0 | 0.044698 | 58.0937 | 58.0937 | 0.2 | 1.2824 | 1.2187 | 1.1936 | 1.1979
06/11 09:00:00 | 6 | 11 | 9 | (VS)USA_ID_Boise-AP-Gowen-Field-ANGB.726810_AMY_2024EPW | 69 | 70.1682 | 2.8505 | 342.13 | 71.9626 | 0 | 0 | 0.022461 | 10.1213 | 10.1213 | 0.1 | 1.3694 | 1.2874 | 1.2545 | 1.2594
06/11 10:00:00 | 6 | 11 | 10 | (VS)USA_ID_Boise-AP-Gowen-Field-ANGB.726810_AMY_2024EPW | 75 | 70.1114 | 2.8061 | 336.5675 | 70.5303 | 0 | 0 | 0.020164 | 0 | 0 | 0.1 | 1.471 | 1.3692 | 1.3262 | 1.3322
06/11 11:00:00 | 6 | 11 | 11 | (VS)USA_ID_Boise-AP-Gowen-Field-ANGB.726810_AMY_2024EPW | 79 | 70.1281 | 5.6488 | 723.1472 | 154.8277 | 0 | 0 | 0.042225 | 0 | 0 | 0.2 | 1.5564 | 1.4373 | 1.387 | 1.3941
06/11 12:00:00 | 6 | 11 | 12 | (VS)USA_ID_Boise-AP-Gowen-Field-ANGB.726810_AMY_2024EPW | 83 | 70.1556 | 0 | 0 | 0 | 0 | 0 | 0 | 0 | 0 | 0 | 1.607 | 1.4818 | 1.4231 | 1.4312
06/11 13:00:00 | 6 | 11 | 13 | (VS)USA_ID_Boise-AP-Gowen-Field-ANGB.726810_AMY_2024EPW | 86 | 70.3229 | 2.805 | 375.9557 | 82.7582 | 0 | 0 | 0.020107 | 0 | 0 | 0.1 | 1.6915 | 1.5494 | 1.4841 | 1.4937
06/11 14:00:00 | 6 | 11 | 14 | (VS)USA_ID_Boise-AP-Gowen-Field-ANGB.726810_AMY_2024EPW | 89 | 70.5079 | 13.7442 | 0 | 0 | 0 | 0 | 0 | 0 | 0 | 0.35 | 1.7046 | 1.5629 | 1.4935 | 1.5034
06/11 15:00:00 | 6 | 11 | 15 | (VS)USA_ID_Boise-AP-Gowen-Field-ANGB.726810_AMY_2024EPW | 91 | 70.5261 | 29.2123 | 0 | 0 | 0 | 0 | 0 | 0 | 0 | 0.85 | 1.7046 | 1.5629 | 1.4935 | 1.5034
06/11 16:00:00 | 6 | 11 | 16 | (VS)USA_ID_Boise-AP-Gowen-Field-ANGB.726810_AMY_2024EPW | 92 | 70.5212 | 33.7973 | 0 | 0 | 0 | 0 | 0 | 0 | 0 | 1.1333 | 1.7046 | 1.5629 | 1.4935 | 1.5034
06/11 17:00:00 | 6 | 11 | 17 | (VS)USA_ID_Boise-AP-Gowen-Field-ANGB.726810_AMY_2024EPW | 92 | 70.5254 | 52.2096 | 0 | 0 | 0 | 0 | 0 | 0 | 0 | 1.5667 | 1.7046 | 1.5629 | 1.4935 | 1.5034
06/11 18:00:00 | 6 | 11 | 18 | (VS)USA_ID_Boise-AP-Gowen-Field-ANGB.726810_AMY_2024EPW | 93 | 70.5728 | 71.6962 | 0 | 0 | 0 | 0 | 0 | 0 | 0 | 1.9833 | 1.7046 | 1.5629 | 1.4935 | 1.5034
06/11 19:00:00 | 6 | 11 | 19 | (VS)USA_ID_Boise-AP-Gowen-Field-ANGB.726810_AMY_2024EPW | 92 | 70.5712 | 101.3252 | 0 | 0 | 0 | 0 | 0 | 0 | 0 | 2.6 | 1.7046 | 1.5629 | 1.4935 | 1.5034
06/11 20:00:00 | 6 | 11 | 20 | (VS)USA_ID_Boise-AP-Gowen-Field-ANGB.726810_AMY_2024EPW | 91 | 70.599 | 114.1577 | 0 | 0 | 0 | 0 | 0 | 0 | 0 | 3 | 1.7046 | 1.5629 | 1.4935 | 1.5034
06/11 21:00:00 | 6 | 11 | 21 | (VS)USA_ID_Boise-AP-Gowen-Field-ANGB.726810_AMY_2024EPW | 90 | 70.5641 | 84.9134 | 0 | 0 | 0 | 0 | 0 | 0 | 0 | 2.3333 | 1.7046 | 1.5629 | 1.4935 | 1.5034
06/11 22:00:00 | 6 | 11 | 22 | (VS)USA_ID_Boise-AP-Gowen-Field-ANGB.726810_AMY_2024EPW | 86 | 70.5408 | 64.8641 | 0 | 0 | 0 | 0 | 0 | 0 | 0 | 1.8333 | 1.7046 | 1.5629 | 1.4935 | 1.5034
06/11 23:00:00 | 6 | 11 | 23 | (VS)USA_ID_Boise-AP-Gowen-Field-ANGB.726810_AMY_2024EPW | 82 | 70.5378 | 55.0944 | 0 | 0 | 0 | 0 | 0 | 0 | 0 | 1.6667 | 1.7046 | 1.5629 | 1.4935 | 1.5034
06/11 24:00:00 | 6 | 11 | 24 | (VS)USA_ID_Boise-AP-Gowen-Field-ANGB.726810_AMY_2024EPW | 78 | 70.5167 | 53.5948 | 0 | 0 | 0 | 0 | 0 | 0 | 0 | 1.5 | 1.7046 | 1.5629 | 1.4935 | 1.5034
06/12 01:00:00 | 6 | 12 | 1 | (VS)USA_ID_Boise-AP-Gowen-Field-ANGB.726810_AMY_2024EPW | 74 | 70.526 | 29.8443 | 0 | 0 | 0 | 0 | 0 | 0 | 0 | 1 | 1.7046 | 1.5629 | 1.4935 | 1.5034
06/12 02:00:00 | 6 | 12 | 2 | (VS)USA_ID_Boise-AP-Gowen-Field-ANGB.726810_AMY_2024EPW | 71 | 70.5166 | 25.7901 | 0 | 0 | 0 | 0 | 0 | 0 | 0 | 0.83333 | 1.7046 | 1.5629 | 1.4935 | 1.5034
06/12 03:00:00 | 6 | 12 | 3 | (VS)USA_ID_Boise-AP-Gowen-Field-ANGB.726810_AMY_2024EPW | 68 | 70.5206 | 18.1632 | 0 | 0 | 0 | 0 | 0 | 0 | 0 | 0.6 | 1.7046 | 1.5629 | 1.4935 | 1.5034
06/12 04:00:00 | 6 | 12 | 4 | (VS)USA_ID_Boise-AP-Gowen-Field-ANGB.726810_AMY_2024EPW | 66 | 70.5398 | 11.5557 | 0 | 0 | 0 | 0 | 0 | 0 | 0 | 0.4 | 1.7046 | 1.5629 | 1.4935 | 1.5034
06/12 05:00:00 | 6 | 12 | 5 | (VS)USA_ID_Boise-AP-Gowen-Field-ANGB.726810_AMY_2024EPW | 63 | 70.6 | 5.599 | 0 | 0 | 0 | 0 | 0 | 0 | 0 | 0.16667 | 1.7046 | 1.5629 | 1.4935 | 1.5034
06/12 06:00:00 | 6 | 12 | 6 | (VS)USA_ID_Boise-AP-Gowen-Field-ANGB.726810_AMY_2024EPW | 61 | 70.6268 | 0 | 0 | 0 | 0 | 0 | 0 | 0 | 0 | 0 | 1.7046 | 1.5629 | 1.4935 | 1.5034
06/12 07:00:00 | 6 | 12 | 7 | (VS)USA_ID_Boise-AP-Gowen-Field-ANGB.726810_AMY_2024EPW | 60 | 70.1569 | 2.7385 | 265.7128 | 57.9828 | 0 | 0 | 0.016667 | 44.0154 | 44.0154 | 0.066667 | 1.4966 | 1.408 | 1.3575 | 1.365
06/12 08:00:00 | 6 | 12 | 8 | (VS)USA_ID_Boise-AP-Gowen-Field-ANGB.726810_AMY_2024EPW | 60 | 70.1 | 5.7829 | 643.5823 | 137.5946 | 0 | 0 | 0.049161 | 81.425 | 81.425 | 0.2 | 1.2296 | 1.1788 | 1.1569 | 1.1608
06/12 09:00:00 | 6 | 12 | 9 | (VS)USA_ID_Boise-AP-Gowen-Field-ANGB.726810_AMY_2024EPW | 62 | 70.2161 | 2.836 | 308.3193 | 65.8068 | 0 | 0 | 0.021711 | 34.9077 | 34.9077 | 0.1 | 1.2636 | 1.2055 | 1.1805 | 1.1846
06/12 10:00:00 | 6 | 12 | 10 | (VS)USA_ID_Boise-AP-Gowen-Field-ANGB.726810_AMY_2024EPW | 65 | 70.1214 | 5.7026 | 650.3032 | 137.3458 | 0 | 0 | 0.04501 | 50.3188 | 50.3188 | 0.2 | 1.3098 | 1.2404 | 1.2128 | 1.2171
06/12 11:00:00 | 6 | 12 | 11 | (VS)USA_ID_Boise-AP-Gowen-Field-ANGB.726810_AMY_2024EPW | 69 | 70.1736 | 2.8705 | 345.061 | 72.6701 | 0 | 0 | 0.023495 | 14.9244 | 14.9244 | 0.1 | 1.3764 | 1.2941 | 1.2595 | 1.2643
06/12 12:00:00 | 6 | 12 | 12 | (VS)USA_ID_Boise-AP-Gowen-Field-ANGB.726810_AMY_2024EPW | 72 | 70.1234 | 2.8088 | 328.5468 | 68.8569 | 0 | 0 | 0.020304 | 7.4459 | 7.4459 | 0.1 | 1.4312 | 1.3378 | 1.2981 | 1.3035
06/12 13:00:00 | 6 | 12 | 13 | (VS)USA_ID_Boise-AP-Gowen-Field-ANGB.726810_AMY_2024EPW | 76 | 70.1904 | 2.8091 | 344.7146 | 72.7274 | 0 | 0 | 0.020323 | 0 | 0 | 0.1 | 1.4935 | 1.387 | 1.3423 | 1.3485
06/12 14:00:00 | 6 | 12 | 14 | (VS)USA_ID_Boise-AP-Gowen-Field-ANGB.726810_AMY_2024EPW | 79 | 70.5087 | 5.4769 | 0 | 0 | 0 | 0 | 0 | 0 | 0 | 0.13333 | 1.5281 | 1.4174 | 1.3669 | 1.3735
06/12 15:00:00 | 6 | 12 | 15 | (VS)USA_ID_Boise-AP-Gowen-Field-ANGB.726810_AMY_2024EPW | 82 | 70.5367 | 16.9968 | 0 | 0 | 0 | 0 | 0 | 0 | 0 | 0.56667 | 1.5281 | 1.4174 | 1.3669 | 1.3735
06/12 16:00:00 | 6 | 12 | 16 | (VS)USA_ID_Boise-AP-Gowen-Field-ANGB.726810_AMY_2024EPW | 84 | 70.5327 | 24.1487 | 0 | 0 | 0 | 0 | 0 | 0 | 0 | 0.8 | 1.5281 | 1.4174 | 1.3669 | 1.3735
06/12 17:00:00 | 6 | 12 | 17 | (VS)USA_ID_Boise-AP-Gowen-Field-ANGB.726810_AMY_2024EPW | 85 | 70.5278 | 25.239 | 0 | 0 | 0 | 0 | 0 | 0 | 0 | 0.83333 | 1.5281 | 1.4174 | 1.3669 | 1.3735
06/12 18:00:00 | 6 | 12 | 18 | (VS)USA_ID_Boise-AP-Gowen-Field-ANGB.726810_AMY_2024EPW | 87 | 70.5317 | 37.9759 | 0 | 0 | 0 | 0 | 0 | 0 | 0 | 1.1667 | 1.5281 | 1.4174 | 1.3669 | 1.3735
06/12 19:00:00 | 6 | 12 | 19 | (VS)USA_ID_Boise-AP-Gowen-Field-ANGB.726810_AMY_2024EPW | 87 | 70.5164 | 48.1682 | 0 | 0 | 0 | 0 | 0 | 0 | 0 | 1.5 | 1.5281 | 1.4174 | 1.3669 | 1.3735
06/12 20:00:00 | 6 | 12 | 20 | (VS)USA_ID_Boise-AP-Gowen-Field-ANGB.726810_AMY_2024EPW | 85 | 70.5573 | 60.8824 | 0 | 0 | 0 | 0 | 0 | 0 | 0 | 1.8333 | 1.5281 | 1.4174 | 1.3669 | 1.3735
06/12 21:00:00 | 6 | 12 | 21 | (VS)USA_ID_Boise-AP-Gowen-Field-ANGB.726810_AMY_2024EPW | 83 | 70.5299 | 42.6477 | 0 | 0 | 0 | 0 | 0 | 0 | 0 | 1.2333 | 1.5281 | 1.4174 | 1.3669 | 1.3735
06/12 22:00:00 | 6 | 12 | 22 | (VS)USA_ID_Boise-AP-Gowen-Field-ANGB.726810_AMY_2024EPW | 78 | 70.5062 | 25.365 | 0 | 0 | 0 | 0 | 0 | 0 | 0 | 0.83333 | 1.5281 | 1.4174 | 1.3669 | 1.3735
06/12 23:00:00 | 6 | 12 | 23 | (VS)USA_ID_Boise-AP-Gowen-Field-ANGB.726810_AMY_2024EPW | 74 | 70.5473 | 25.0297 | 0 | 0 | 0 | 0 | 0 | 0 | 0 | 0.83333 | 1.5281 | 1.4174 | 1.3669 | 1.3735
06/12 24:00:00 | 6 | 12 | 24 | (VS)USA_ID_Boise-AP-Gowen-Field-ANGB.726810_AMY_2024EPW | 70 | 70.5137 | 23.6162 | 0 | 0 | 0 | 0 | 0 | 0 | 0 | 0.76667 | 1.5281 | 1.4174 | 1.3669 | 1.3735
06/13 01:00:00 | 6 | 13 | 1 | (VS)USA_ID_Boise-AP-Gowen-Field-ANGB.726810_AMY_2024EPW | 65 | 70.5225 | 16.9895 | 0 | 0 | 0 | 0 | 0 | 0 | 0 | 0.56667 | 1.5281 | 1.4174 | 1.3669 | 1.3735
06/13 02:00:00 | 6 | 13 | 2 | (VS)USA_ID_Boise-AP-Gowen-Field-ANGB.726810_AMY_2024EPW | 62 | 70.5382 | 10.3564 | 0 | 0 | 0 | 0 | 0 | 0 | 0 | 0.33333 | 1.5281 | 1.4174 | 1.3669 | 1.3735
06/13 03:00:00 | 6 | 13 | 3 | (VS)USA_ID_Boise-AP-Gowen-Field-ANGB.726810_AMY_2024EPW | 60 | 70.3693 | 0 | 0 | 0 | 0 | 0 | 0 | 0 | 0 | 0 | 1.5281 | 1.4174 | 1.3669 | 1.3735
06/13 04:00:00 | 6 | 13 | 4 | (VS)USA_ID_Boise-AP-Gowen-Field-ANGB.726810_AMY_2024EPW | 58 | 70.0918 | 0 | 0 | 0 | 0 | 0 | 0 | 0 | 0 | 0 | 1.5281 | 1.4174 | 1.3669 | 1.3735
06/13 05:00:00 | 6 | 13 | 5 | (VS)USA_ID_Boise-AP-Gowen-Field-ANGB.726810_AMY_2024EPW | 56 | 70.2348 | 7.0034 | 926.3349 | 206.4202 | 0 | 0 | 0.046348 | 0 | 0 | 0.26667 | 1.1742 | 1.1466 | 1.1275 | 1.1312
06/13 06:00:00 | 6 | 13 | 6 | (VS)USA_ID_Boise-AP-Gowen-Field-ANGB.726810_AMY_2024EPW | 55 | 70.1714 | 7.6474 | 959.1711 | 216.6387 | 0 | 0 | 0.026046 | 0 | 0 | 0.33333 | 1.1544 | 1.1221 | 1.1057 | 1.1092
06/13 07:00:00 | 6 | 13 | 7 | (VS)USA_ID_Boise-AP-Gowen-Field-ANGB.726810_AMY_2024EPW | 56 | 70.1777 | 12.5156 | 1514.2897 | 339.7856 | 0 | 0 | 0.063687 | 0 | 0 | 0.5 | 1.1501 | 1.1182 | 1.1027 | 1.1063
06/13 08:00:00 | 6 | 13 | 8 | (VS)USA_ID_Boise-AP-Gowen-Field-ANGB.726810_AMY_2024EPW | 59 | 70.1516 | 8.74 | 969.5352 | 208.4113 | 0 | 0 | 0.077142 | 133.4439 | 133.4439 | 0.3 | 1.1984 | 1.1534 | 1.1354 | 1.1392
06/13 09:00:00 | 6 | 13 | 9 | (VS)USA_ID_Boise-AP-Gowen-Field-ANGB.726810_AMY_2024EPW | 63 | 70.1331 | 8.8818 | 1075.1502 | 225.4044 | 0 | 0 | 0.084476 | 97.8867 | 97.8867 | 0.3 | 1.2752 | 1.2136 | 1.1887 | 1.1927
06/13 10:00:00 | 6 | 13 | 10 | (VS)USA_ID_Boise-AP-Gowen-Field-ANGB.726810_AMY_2024EPW | 66 | 70.162 | 11.4786 | 1335.148 | 281.2612 | 0 | 0 | 0.093814 | 95.9733 | 95.9733 | 0.4 | 1.3327 | 1.2587 | 1.2288 | 1.2333
06/13 11:00:00 | 6 | 13 | 11 | (VS)USA_ID_Boise-AP-Gowen-Field-ANGB.726810_AMY_2024EPW | 70 | 70.1361 | 8.7924 | 1122.4658 | 235.6784 | 0 | 0 | 0.079849 | 35.4062 | 35.4062 | 0.3 | 1.402 | 1.3135 | 1.2775 | 1.2826
06/13 12:00:00 | 6 | 13 | 12 | (VS)USA_ID_Boise-AP-Gowen-Field-ANGB.726810_AMY_2024EPW | 74 | 70.1383 | 11.5302 | 1483.1943 | 315.8696 | 0 | 0 | 0.096484 | 3.2206 | 3.2206 | 0.4 | 1.4867 | 1.3811 | 1.3374 | 1.3435
06/13 13:00:00 | 6 | 13 | 13 | (VS)USA_ID_Boise-AP-Gowen-Field-ANGB.726810_AMY_2024EPW | 79 | 70.1848 | 5.7929 | 788.8979 | 173.7822 | 0 | 0 | 0.049677 | 0 | 0 | 0.2 | 1.5648 | 1.4453 | 1.393 | 1.4003
06/13 14:00:00 | 6 | 13 | 14 | (VS)USA_ID_Boise-AP-Gowen-Field-ANGB.726810_AMY_2024EPW | 83 | 70.2152 | 2.8745 | 394.8411 | 88.3813 | 0 | 0 | 0.023702 | 0 | 0 | 0.1 | 1.6289 | 1.499 | 1.439 | 1.4473
06/13 15:00:00 | 6 | 13 | 15 | (VS)USA_ID_Boise-AP-Gowen-Field-ANGB.726810_AMY_2024EPW | 86 | 70.4508 | 5.4769 | 0 | 0 | 0 | 0 | 0 | 0 | 0 | 0.13333 | 1.6324 | 1.5027 | 1.4415 | 1.4499
06/13 16:00:00 | 6 | 13 | 16 | (VS)USA_ID_Boise-AP-Gowen-Field-ANGB.726810_AMY_2024EPW | 90 | 70.5313 | 17.3733 | 0 | 0 | 0 | 0 | 0 | 0 | 0 | 0.6 | 1.6324 | 1.5027 | 1.4415 | 1.4499
06/13 17:00:00 | 6 | 13 | 17 | (VS)USA_ID_Boise-AP-Gowen-Field-ANGB.726810_AMY_2024EPW | 92 | 70.5154 | 30.8657 | 0 | 0 | 0 | 0 | 0 | 0 | 0 | 1 | 1.6324 | 1.5027 | 1.4415 | 1.4499
06/13 18:00:00 | 6 | 13 | 18 | (VS)USA_ID_Boise-AP-Gowen-Field-ANGB.726810_AMY_2024EPW | 93 | 70.5127 | 32.9923 | 0 | 0 | 0 | 0 | 0 | 0 | 0 | 1.1 | 1.6324 | 1.5027 | 1.4415 | 1.4499
06/13 19:00:00 | 6 | 13 | 19 | (VS)USA_ID_Boise-AP-Gowen-Field-ANGB.726810_AMY_2024EPW | 94 | 70.5517 | 58.679 | 0 | 0 | 0 | 0 | 0 | 0 | 0 | 1.7333 | 1.6324 | 1.5027 | 1.4415 | 1.4499
06/13 20:00:00 | 6 | 13 | 20 | (VS)USA_ID_Boise-AP-Gowen-Field-ANGB.726810_AMY_2024EPW | 93 | 70.5644 | 65.0402 | 0 | 0 | 0 | 0 | 0 | 0 | 0 | 1.9667 | 1.6324 | 1.5027 | 1.4415 | 1.4499
06/13 21:00:00 | 6 | 13 | 21 | (VS)USA_ID_Boise-AP-Gowen-Field-ANGB.726810_AMY_2024EPW | 90 | 70.5389 | 48.6882 | 0 | 0 | 0 | 0 | 0 | 0 | 0 | 1.5167 | 1.6324 | 1.5027 | 1.4415 | 1.4499
06/13 22:00:00 | 6 | 13 | 22 | (VS)USA_ID_Boise-AP-Gowen-Field-ANGB.726810_AMY_2024EPW | 84 | 70.5241 | 31.8005 | 0 | 0 | 0 | 0 | 0 | 0 | 0 | 1.0667 | 1.6324 | 1.5027 | 1.4415 | 1.4499
06/13 23:00:00 | 6 | 13 | 23 | (VS)USA_ID_Boise-AP-Gowen-Field-ANGB.726810_AMY_2024EPW | 80 | 70.5323 | 31.5101 | 0 | 0 | 0 | 0 | 0 | 0 | 0 | 1 | 1.6324 | 1.5027 | 1.4415 | 1.4499
06/13 24:00:00 | 6 | 13 | 24 | (VS)USA_ID_Boise-AP-Gowen-Field-ANGB.726810_AMY_2024EPW | 76 | 70.4997 | 29.9203 | 0 | 0 | 0 | 0 | 0 | 0 | 0 | 0.96667 | 1.6324 | 1.5027 | 1.4415 | 1.4499
06/14 01:00:00 | 6 | 14 | 1 | (VS)USA_ID_Boise-AP-Gowen-Field-ANGB.726810_AMY_2024EPW | 73 | 70.5351 | 23.0403 | 0 | 0 | 0 | 0 | 0 | 0 | 0 | 0.7 | 1.6324 | 1.5027 | 1.4415 | 1.4499
06/14 02:00:00 | 6 | 14 | 2 | (VS)USA_ID_Boise-AP-Gowen-Field-ANGB.726810_AMY_2024EPW | 71 | 70.5027 | 11.3006 | 0 | 0 | 0 | 0 | 0 | 0 | 0 | 0.33333 | 1.6324 | 1.5027 | 1.4415 | 1.4499
06/14 03:00:00 | 6 | 14 | 3 | (VS)USA_ID_Boise-AP-Gowen-Field-ANGB.726810_AMY_2024EPW | 69 | 70.4754 | 11.2493 | 0 | 0 | 0 | 0 | 0 | 0 | 0 | 0.33333 | 1.6324 | 1.5027 | 1.4415 | 1.4499
06/14 04:00:00 | 6 | 14 | 4 | (VS)USA_ID_Boise-AP-Gowen-Field-ANGB.726810_AMY_2024EPW | 69 | 70.5041 | 5.5528 | 0 | 0 | 0 | 0 | 0 | 0 | 0 | 0.16667 | 1.6324 | 1.5027 | 1.4415 | 1.4499
06/14 05:00:00 | 6 | 14 | 5 | (VS)USA_ID_Boise-AP-Gowen-Field-ANGB.726810_AMY_2024EPW | 68 | 70.3973 | 0 | 0 | 0 | 0 | 0 | 0 | 0 | 0 | 0 | 1.6324 | 1.5027 | 1.4415 | 1.4499
06/14 06:00:00 | 6 | 14 | 6 | (VS)USA_ID_Boise-AP-Gowen-Field-ANGB.726810_AMY_2024EPW | 65 | 70.24 | 0 | 0 | 0 | 0 | 0 | 0 | 0 | 0 | 0 | 1.6324 | 1.5027 | 1.4415 | 1.4499
06/14 07:00:00 | 6 | 14 | 7 | (VS)USA_ID_Boise-AP-Gowen-Field-ANGB.726810_AMY_2024EPW | 65 | 70.1119 | 2.7385 | 280.7891 | 59.5128 | 0 | 0 | 0.016667 | 26.7548 | 26.7548 | 0.066667 | 1.4544 | 1.3673 | 1.3227 | 1.3289
06/14 08:00:00 | 6 | 14 | 8 | (VS)USA_ID_Boise-AP-Gowen-Field-ANGB.726810_AMY_2024EPW | 67 | 70.1758 | 5.6474 | 640.68 | 134.9738 | 0 | 0 | 0.042152 | 37.5011 | 37.5011 | 0.2 | 1.3513 | 1.2734 | 1.2419 | 1.2465
06/14 09:00:00 | 6 | 14 | 9 | (VS)USA_ID_Boise-AP-Gowen-Field-ANGB.726810_AMY_2024EPW | 71 | 70.1452 | 2.854 | 345.7527 | 72.9168 | 0 | 0 | 0.022641 | 7.4439 | 7.4439 | 0.1 | 1.4097 | 1.3204 | 1.2829 | 1.2881
06/14 10:00:00 | 6 | 14 | 10 | (VS)USA_ID_Boise-AP-Gowen-Field-ANGB.726810_AMY_2024EPW | 74 | 70.1024 | 2.806 | 339.4643 | 71.3713 | 0 | 0 | 0.02016 | 0 | 0 | 0.1 | 1.4613 | 1.3613 | 1.3194 | 1.3252
06/14 11:00:00 | 6 | 14 | 11 | (VS)USA_ID_Boise-AP-Gowen-Field-ANGB.726810_AMY_2024EPW | 78 | 70.1531 | 0 | 0 | 0 | 0 | 0 | 0 | 0 | 0 | 0 | 1.507 | 1.4002 | 1.3519 | 1.3582
06/14 12:00:00 | 6 | 14 | 12 | (VS)USA_ID_Boise-AP-Gowen-Field-ANGB.726810_AMY_2024EPW | 79 | 70.2165 | 0 | 0 | 0 | 0 | 0 | 0 | 0 | 0 | 0 | 1.507 | 1.4002 | 1.3519 | 1.3582
06/14 13:00:00 | 6 | 14 | 13 | (VS)USA_ID_Boise-AP-Gowen-Field-ANGB.726810_AMY_2024EPW | 81 | 70.4756 | 5.4769 | 0 | 0 | 0 | 0 | 0 | 0 | 0 | 0.13333 | 1.507 | 1.4002 | 1.3519 | 1.3582
06/14 14:00:00 | 6 | 14 | 14 | (VS)USA_ID_Boise-AP-Gowen-Field-ANGB.726810_AMY_2024EPW | 83 | 70.5237 | 16.8383 | 0 | 0 | 0 | 0 | 0 | 0 | 0 | 0.5 | 1.507 | 1.4002 | 1.3519 | 1.3582
06/14 15:00:00 | 6 | 14 | 15 | (VS)USA_ID_Boise-AP-Gowen-Field-ANGB.726810_AMY_2024EPW | 84 | 70.5163 | 17.5012 | 0 | 0 | 0 | 0 | 0 | 0 | 0 | 0.6 | 1.507 | 1.4002 | 1.3519 | 1.3582
06/14 16:00:00 | 6 | 14 | 16 | (VS)USA_ID_Boise-AP-Gowen-Field-ANGB.726810_AMY_2024EPW | 85 | 70.5135 | 29.723 | 0 | 0 | 0 | 0 | 0 | 0 | 0 | 0.96667 | 1.507 | 1.4002 | 1.3519 | 1.3582
06/14 17:00:00 | 6 | 14 | 17 | (VS)USA_ID_Boise-AP-Gowen-Field-ANGB.726810_AMY_2024EPW | 87 | 70.5205 | 31.8448 | 0 | 0 | 0 | 0 | 0 | 0 | 0 | 1.0333 | 1.507 | 1.4002 | 1.3519 | 1.3582
06/14 18:00:00 | 6 | 14 | 18 | (VS)USA_ID_Boise-AP-Gowen-Field-ANGB.726810_AMY_2024EPW | 87 | 70.5356 | 46.247 | 0 | 0 | 0 | 0 | 0 | 0 | 0 | 1.4667 | 1.507 | 1.4002 | 1.3519 | 1.3582
06/14 19:00:00 | 6 | 14 | 19 | (VS)USA_ID_Boise-AP-Gowen-Field-ANGB.726810_AMY_2024EPW | 86 | 70.5319 | 47.057 | 0 | 0 | 0 | 0 | 0 | 0 | 0 | 1.4667 | 1.507 | 1.4002 | 1.3519 | 1.3582
06/14 20:00:00 | 6 | 14 | 20 | (VS)USA_ID_Boise-AP-Gowen-Field-ANGB.726810_AMY_2024EPW | 84 | 70.5195 | 48.5325 | 0 | 0 | 0 | 0 | 0 | 0 | 0 | 1.6 | 1.507 | 1.4002 | 1.3519 | 1.3582
06/14 21:00:00 | 6 | 14 | 21 | (VS)USA_ID_Boise-AP-Gowen-Field-ANGB.726810_AMY_2024EPW | 81 | 70.508 | 36.3339 | 0 | 0 | 0 | 0 | 0 | 0 | 0 | 1.2 | 1.507 | 1.4002 | 1.3519 | 1.3582
06/14 22:00:00 | 6 | 14 | 22 | (VS)USA_ID_Boise-AP-Gowen-Field-ANGB.726810_AMY_2024EPW | 78 | 70.5361 | 30.7933 | 0 | 0 | 0 | 0 | 0 | 0 | 0 | 1 | 1.507 | 1.4002 | 1.3519 | 1.3582
06/14 23:00:00 | 6 | 14 | 23 | (VS)USA_ID_Boise-AP-Gowen-Field-ANGB.726810_AMY_2024EPW | 75 | 70.5192 | 29.5387 | 0 | 0 | 0 | 0 | 0 | 0 | 0 | 0.96667 | 1.507 | 1.4002 | 1.3519 | 1.3582
06/14 24:00:00 | 6 | 14 | 24 | (VS)USA_ID_Boise-AP-Gowen-Field-ANGB.726810_AMY_2024EPW | 72 | 70.5135 | 22.8378 | 0 | 0 | 0 | 0 | 0 | 0 | 0 | 0.66667 | 1.507 | 1.4002 | 1.3519 | 1.3582
06/15 01:00:00 | 6 | 15 | 1 | (VS)USA_ID_Boise-AP-Gowen-Field-ANGB.726810_AMY_2024EPW | 71 | 70.4967 | 17.2134 | 0 | 0 | 0 | 0 | 0 | 0 | 0 | 0.5 | 1.507 | 1.4002 | 1.3519 | 1.3582
06/15 02:00:00 | 6 | 15 | 2 | (VS)USA_ID_Boise-AP-Gowen-Field-ANGB.726810_AMY_2024EPW | 67 | 70.5258 | 9.1973 | 0 | 0 | 0 | 0 | 0 | 0 | 0 | 0.3 | 1.507 | 1.4002 | 1.3519 | 1.3582
06/15 03:00:00 | 6 | 15 | 3 | (VS)USA_ID_Boise-AP-Gowen-Field-ANGB.726810_AMY_2024EPW | 64 | 70.5391 | 3.3723 | 0 | 0 | 0 | 0 | 0 | 0 | 0 | 0.13333 | 1.507 | 1.4002 | 1.3519 | 1.3582
06/15 04:00:00 | 6 | 15 | 4 | (VS)USA_ID_Boise-AP-Gowen-Field-ANGB.726810_AMY_2024EPW | 61 | 70.5138 | 0 | 0 | 0 | 0 | 0 | 0 | 0 | 0 | 0 | 1.507 | 1.4002 | 1.3519 | 1.3582
06/15 05:00:00 | 6 | 15 | 5 | (VS)USA_ID_Boise-AP-Gowen-Field-ANGB.726810_AMY_2024EPW | 58 | 70.1376 | 2.7385 | 261.6529 | 57.6791 | 0 | 0 | 0.016667 | 45.3981 | 45.3981 | 0.066667 | 1.384 | 1.3106 | 1.2727 | 1.2781
06/15 06:00:00 | 6 | 15 | 6 | (VS)USA_ID_Boise-AP-Gowen-Field-ANGB.726810_AMY_2024EPW | 57 | 70.1584 | 5.7785 | 617.3667 | 134.5247 | 0 | 0 | 0.048935 | 96.3755 | 96.3755 | 0.2 | 1.1841 | 1.1447 | 1.1254 | 1.1291
06/15 07:00:00 | 6 | 15 | 7 | (VS)USA_ID_Boise-AP-Gowen-Field-ANGB.726810_AMY_2024EPW | 56 | 70.1169 | 8.7371 | 944.2919 | 205.5192 | 0 | 0 | 0.076989 | 151.1308 | 151.1308 | 0.3 | 1.1724 | 1.1357 | 1.1174 | 1.1211
06/15 08:00:00 | 6 | 15 | 8 | (VS)USA_ID_Boise-AP-Gowen-Field-ANGB.726810_AMY_2024EPW | 58 | 70.1563 | 8.8621 | 1017.274 | 216.4638 | 0 | 0 | 0.083456 | 131.3321 | 131.3321 | 0.3 | 1.1916 | 1.1483 | 1.1306 | 1.1344
06/15 09:00:00 | 6 | 15 | 9 | (VS)USA_ID_Boise-AP-Gowen-Field-ANGB.726810_AMY_2024EPW | 61 | 70.1477 | 8.8755 | 1054.2176 | 221.5344 | 0 | 0 | 0.084148 | 109.5606 | 109.5606 | 0.3 | 1.2525 | 1.1964 | 1.1728 | 1.1768
06/15 10:00:00 | 6 | 15 | 10 | (VS)USA_ID_Boise-AP-Gowen-Field-ANGB.726810_AMY_2024EPW | 64 | 70.1501 | 11.6754 | 1387.0394 | 291.5877 | 0 | 0 | 0.10399 | 112.2382 | 112.2382 | 0.4 | 1.3063 | 1.2376 | 1.2102 | 1.2146
06/15 11:00:00 | 6 | 15 | 11 | (VS)USA_ID_Boise-AP-Gowen-Field-ANGB.726810_AMY_2024EPW | 66 | 70.1141 | 8.8307 | 1098.6282 | 229.3233 | 0 | 0 | 0.08183 | 66.0161 | 66.0161 | 0.3 | 1.3467 | 1.271 | 1.2385 | 1.2432
06/15 12:00:00 | 6 | 15 | 12 | (VS)USA_ID_Boise-AP-Gowen-Field-ANGB.726810_AMY_2024EPW | 67 | 70.1303 | 8.8455 | 1110.6685 | 232.3931 | 0 | 0 | 0.082595 | 58.6492 | 58.6492 | 0.3 | 1.3618 | 1.2827 | 1.2491 | 1.2539
06/15 13:00:00 | 6 | 15 | 13 | (VS)USA_ID_Boise-AP-Gowen-Field-ANGB.726810_AMY_2024EPW | 69 | 70.1653 | 8.743 | 1092.7705 | 229.903 | 0 | 0 | 0.077292 | 38.4896 | 38.4896 | 0.3 | 1.3977 | 1.3109 | 1.2744 | 1.2795
06/15 14:00:00 | 6 | 15 | 14 | (VS)USA_ID_Boise-AP-Gowen-Field-ANGB.726810_AMY_2024EPW | 70 | 70.148 | 2.824 | 330.753 | 69.4255 | 0 | 0 | 0.021089 | 9.4936 | 9.4936 | 0.1 | 1.4186 | 1.3286 | 1.2891 | 1.2944
06/15 15:00:00 | 6 | 15 | 15 | (VS)USA_ID_Boise-AP-Gowen-Field-ANGB.726810_AMY_2024EPW | 71 | 70.0013 | 0 | 0 | 0 | 0 | 0 | 0 | 0 | 0 | 0 | 1.4204 | 1.3302 | 1.2904 | 1.2957
06/15 16:00:00 | 6 | 15 | 16 | (VS)USA_ID_Boise-AP-Gowen-Field-ANGB.726810_AMY_2024EPW | 71 | 70.3722 | 0 | 0 | 0 | 0 | 0 | 0 | 0 | 0 | 0 | 1.4204 | 1.3302 | 1.2904 | 1.2957
06/15 17:00:00 | 6 | 15 | 17 | (VS)USA_ID_Boise-AP-Gowen-Field-ANGB.726810_AMY_2024EPW | 72 | 70.4697 | 16.6725 | 0 | 0 | 0 | 0 | 0 | 0 | 0 | 0.46667 | 1.4204 | 1.3302 | 1.2904 | 1.2957
06/15 18:00:00 | 6 | 15 | 18 | (VS)USA_ID_Boise-AP-Gowen-Field-ANGB.726810_AMY_2024EPW | 72 | 70.4492 | 16.7559 | 0 | 0 | 0 | 0 | 0 | 0 | 0 | 0.5 | 1.4204 | 1.3302 | 1.2904 | 1.2957
06/15 19:00:00 | 6 | 15 | 19 | (VS)USA_ID_Boise-AP-Gowen-Field-ANGB.726810_AMY_2024EPW | 71 | 70.4501 | 17.0728 | 0 | 0 | 0 | 0 | 0 | 0 | 0 | 0.5 | 1.4204 | 1.3302 | 1.2904 | 1.2957
06/15 20:00:00 | 6 | 15 | 20 | (VS)USA_ID_Boise-AP-Gowen-Field-ANGB.726810_AMY_2024EPW | 70 | 70.5079 | 24.6 | 0 | 0 | 0 | 0 | 0 | 0 | 0 | 0.8 | 1.4204 | 1.3302 | 1.2904 | 1.2957
06/15 21:00:00 | 6 | 15 | 21 | (VS)USA_ID_Boise-AP-Gowen-Field-ANGB.726810_AMY_2024EPW | 68 | 70.4836 | 30.3739 | 0 | 0 | 0 | 0 | 0 | 0 | 0 | 0.9 | 1.4204 | 1.3302 | 1.2904 | 1.2957
06/15 22:00:00 | 6 | 15 | 22 | (VS)USA_ID_Boise-AP-Gowen-Field-ANGB.726810_AMY_2024EPW | 65 | 70.5109 | 6.0001 | 0 | 0 | 0 | 0 | 0 | 0 | 0 | 0.23333 | 1.4204 | 1.3302 | 1.2904 | 1.2957
06/15 23:00:00 | 6 | 15 | 23 | (VS)USA_ID_Boise-AP-Gowen-Field-ANGB.726810_AMY_2024EPW | 62 | 70.5625 | 0 | 0 | 0 | 0 | 0 | 0 | 0 | 0 | 0 | 1.4204 | 1.3302 | 1.2904 | 1.2957
06/15 24:00:00 | 6 | 15 | 24 | (VS)USA_ID_Boise-AP-Gowen-Field-ANGB.726810_AMY_2024EPW | 60 | 70.6389 | 0 | 0 | 0 | 0 | 0 | 0 | 0 | 0 | 0 | 1.4204 | 1.3302 | 1.2904 | 1.2957
06/16 01:00:00 | 6 | 16 | 1 | (VS)USA_ID_Boise-AP-Gowen-Field-ANGB.726810_AMY_2024EPW | 58 | 70.1629 | 0 | 0 | 0 | 0 | 0 | 0 | 0 | 0 | 0 | 1.4204 | 1.3302 | 1.2904 | 1.2957
06/16 02:00:00 | 6 | 16 | 2 | (VS)USA_ID_Boise-AP-Gowen-Field-ANGB.726810_AMY_2024EPW | 55 | 70.1629 | 5.6613 | 570.9694 | 125.8089 | 0 | 0 | 0.042871 | 102.7785 | 102.7785 | 0.16667 | 1.1713 | 1.1417 | 1.1223 | 1.1262
06/16 03:00:00 | 6 | 16 | 3 | (VS)USA_ID_Boise-AP-Gowen-Field-ANGB.726810_AMY_2024EPW | 53 | 70.1692 | 14.2427 | 1440.9205 | 323.3316 | 0 | 0 | 0.11707 | 178.6438 | 178.6438 | 0.46667 | 1.1098 | 1.0886 | 1.0743 | 1.0781
06/16 04:00:00 | 6 | 16 | 4 | (VS)USA_ID_Boise-AP-Gowen-Field-ANGB.726810_AMY_2024EPW | 51 | 70.1552 | 11.9481 | 1281.368 | 285.1226 | 0 | 0 | 0.1181 | 267.8993 | 267.8993 | 0.4 | 1.0729 | 1.0601 | 1.049 | 1.0529
06/16 05:00:00 | 6 | 16 | 5 | (VS)USA_ID_Boise-AP-Gowen-Field-ANGB.726810_AMY_2024EPW | 49 | 70.1273 | 17.9802 | 1899.3146 | 429.8384 | 0 | 163.9686 | 0.18016 | 210.7856 | 210.7856 | 0.56667 | 1.0357 | 1.0321 | 1.0236 | 1.0275
06/16 06:00:00 | 6 | 16 | 6 | (VS)USA_ID_Boise-AP-Gowen-Field-ANGB.726810_AMY_2024EPW | 47 | 70.1797 | 28.8207 | 2747.6887 | 644.0642 | 0 | 151.8084 | 0.24096 | 188.7678 | 188.7678 | 0.8 | 0.99837 | 1.0045 | 0.99825 | 1.0022
06/16 07:00:00 | 6 | 16 | 7 | (VS)USA_ID_Boise-AP-Gowen-Field-ANGB.726810_AMY_2024EPW | 46 | 70.1828 | 28.3653 | 2546.4309 | 615.0117 | 0 | 156.5197 | 0.2174 | 464.7195 | 464.7195 | 0.83333 | 0.97826 | 0.99545 | 0.98463 | 0.98864
06/16 08:00:00 | 6 | 16 | 8 | (VS)USA_ID_Boise-AP-Gowen-Field-ANGB.726810_AMY_2024EPW | 48 | 70.138 | 21.0539 | 2195.6469 | 505.6703 | 0 | 157.1676 | 0.21416 | 367.7016 | 367.7016 | 0.68333 | 1.0025 | 1.0021 | 1.0011 | 1.005
06/16 09:00:00 | 6 | 16 | 9 | (VS)USA_ID_Boise-AP-Gowen-Field-ANGB.726810_AMY_2024EPW | 50 | 70.1348 | 23.7735 | 2514.8242 | 562.6475 | 0 | 66.7904 | 0.22985 | 370.9183 | 370.9183 | 0.73333 | 1.0498 | 1.0349 | 1.0332 | 1.037
06/16 10:00:00 | 6 | 16 | 10 | (VS)USA_ID_Boise-AP-Gowen-Field-ANGB.726810_AMY_2024EPW | 53 | 70.1735 | 28.6314 | 2853.0281 | 641.3474 | 0 | 0 | 0.23117 | 233.8273 | 233.8273 | 0.83333 | 1.0961 | 1.0759 | 1.0649 | 1.0686
06/16 11:00:00 | 6 | 16 | 11 | (VS)USA_ID_Boise-AP-Gowen-Field-ANGB.726810_AMY_2024EPW | 56 | 70.135 | 17.6694 | 1953.4805 | 421.3319 | 0 | 0 | 0.16408 | 244.6408 | 244.6408 | 0.56667 | 1.1587 | 1.1233 | 1.1079 | 1.1117
06/16 12:00:00 | 6 | 16 | 12 | (VS)USA_ID_Boise-AP-Gowen-Field-ANGB.726810_AMY_2024EPW | 60 | 70.1365 | 14.936 | 1795.204 | 375.2361 | 0 | 0 | 0.14767 | 195.1295 | 195.1295 | 0.5 | 1.2333 | 1.1805 | 1.1594 | 1.1634
06/16 13:00:00 | 6 | 16 | 13 | (VS)USA_ID_Boise-AP-Gowen-Field-ANGB.726810_AMY_2024EPW | 62 | 70.1325 | 11.936 | 1463.5618 | 304.8155 | 0 | 0 | 0.11748 | 131.4372 | 131.4372 | 0.4 | 1.2744 | 1.2141 | 1.1879 | 1.1922
06/16 14:00:00 | 6 | 16 | 14 | (VS)USA_ID_Boise-AP-Gowen-Field-ANGB.726810_AMY_2024EPW | 64 | 70.0799 | 11.4555 | 1307.1966 | 274.5064 | 0 | 0 | 0.092621 | 106.171 | 106.171 | 0.38333 | 1.3076 | 1.2387 | 1.2112 | 1.2156
06/16 15:00:00 | 6 | 16 | 15 | (VS)USA_ID_Boise-AP-Gowen-Field-ANGB.726810_AMY_2024EPW | 67 | 70.1031 | 5.9082 | 742.1322 | 155.9522 | 0 | 0 | 0.055645 | 38.6735 | 38.6735 | 0.23333 | 1.3613 | 1.2818 | 1.2486 | 1.2535
06/16 16:00:00 | 6 | 16 | 16 | (VS)USA_ID_Boise-AP-Gowen-Field-ANGB.726810_AMY_2024EPW | 70 | 70.1223 | 2.7385 | 292.0926 | 60.6029 | 0 | 0 | 0.016667 | 15.3135 | 15.3135 | 0.066667 | 1.3877 | 1.304 | 1.2671 | 1.2723
06/16 17:00:00 | 6 | 16 | 17 | (VS)USA_ID_Boise-AP-Gowen-Field-ANGB.726810_AMY_2024EPW | 71 | 70.2801 | 0 | 0 | 0 | 0 | 0 | 0 | 0 | 0 | 0 | 1.3877 | 1.304 | 1.2671 | 1.2723
06/16 18:00:00 | 6 | 16 | 18 | (VS)USA_ID_Boise-AP-Gowen-Field-ANGB.726810_AMY_2024EPW | 71 | 70.4579 | 10.5182 | 0 | 0 | 0 | 0 | 0 | 0 | 0 | 0.3 | 1.3877 | 1.304 | 1.2671 | 1.2723
06/16 19:00:00 | 6 | 16 | 19 | (VS)USA_ID_Boise-AP-Gowen-Field-ANGB.726810_AMY_2024EPW | 71 | 70.4553 | 16.0179 | 0 | 0 | 0 | 0 | 0 | 0 | 0 | 0.5 | 1.3877 | 1.304 | 1.2671 | 1.2723
06/16 20:00:00 | 6 | 16 | 20 | (VS)USA_ID_Boise-AP-Gowen-Field-ANGB.726810_AMY_2024EPW | 70 | 70.4387 | 16.9918 | 0 | 0 | 0 | 0 | 0 | 0 | 0 | 0.5 | 1.3877 | 1.304 | 1.2671 | 1.2723
06/16 21:00:00 | 6 | 16 | 21 | (VS)USA_ID_Boise-AP-Gowen-Field-ANGB.726810_AMY_2024EPW | 67 | 70.5019 | 11.2425 | 0 | 0 | 0 | 0 | 0 | 0 | 0 | 0.33333 | 1.3877 | 1.304 | 1.2671 | 1.2723
06/16 22:00:00 | 6 | 16 | 22 | (VS)USA_ID_Boise-AP-Gowen-Field-ANGB.726810_AMY_2024EPW | 64 | 70.381 | 3.7577 | 0 | 0 | 0 | 0 | 0 | 0 | 0 | 0.16667 | 1.3877 | 1.304 | 1.2671 | 1.2723
06/16 23:00:00 | 6 | 16 | 23 | (VS)USA_ID_Boise-AP-Gowen-Field-ANGB.726810_AMY_2024EPW | 61 | 70.3844 | 0 | 0 | 0 | 0 | 0 | 0 | 0 | 0 | 0 | 1.3877 | 1.304 | 1.2671 | 1.2723
06/16 24:00:00 | 6 | 16 | 24 | (VS)USA_ID_Boise-AP-Gowen-Field-ANGB.726810_AMY_2024EPW | 58 | 70.111 | 5.674 | 591.7501 | 127.5257 | 0 | 0 | 0.043526 | 93.7974 | 93.7974 | 0.16667 | 1.2789 | 1.2236 | 1.1952 | 1.1999
06/17 01:00:00 | 6 | 17 | 1 | (VS)USA_ID_Boise-AP-Gowen-Field-ANGB.726810_AMY_2024EPW | 55 | 70.1417 | 11.7707 | 1289.8169 | 278.5128 | 0 | 0 | 0.10893 | 220.6681 | 220.6681 | 0.4 | 1.1595 | 1.1267 | 1.1082 | 1.1123
06/17 02:00:00 | 6 | 17 | 2 | (VS)USA_ID_Boise-AP-Gowen-Field-ANGB.726810_AMY_2024EPW | 52 | 70.1396 | 11.9938 | 1325.1747 | 288.5631 | 0 | 0 | 0.12046 | 254.1499 | 254.1499 | 0.4 | 1.1036 | 1.0838 | 1.0699 | 1.0739
06/17 03:00:00 | 6 | 17 | 3 | (VS)USA_ID_Boise-AP-Gowen-Field-ANGB.726810_AMY_2024EPW | 51 | 70.1296 | 15.0444 | 1638.3018 | 362.0473 | 0 | 0 | 0.15328 | 344.0424 | 344.0424 | 0.5 | 1.0645 | 1.0536 | 1.0432 | 1.0472
06/17 04:00:00 | 6 | 17 | 4 | (VS)USA_ID_Boise-AP-Gowen-Field-ANGB.726810_AMY_2024EPW | 49 | 70.1431 | 12.3916 | 1401.6048 | 310.6567 | 0 | 171.7908 | 0.14105 | 292.6325 | 292.6325 | 0.4 | 1.0365 | 1.0327 | 1.0241 | 1.0281
06/17 05:00:00 | 6 | 17 | 5 | (VS)USA_ID_Boise-AP-Gowen-Field-ANGB.726810_AMY_2024EPW | 47 | 70.1245 | 18.2414 | 1952.1494 | 444.1652 | 0 | 161.2667 | 0.19367 | 367.3246 | 367.3246 | 0.58333 | 1.0069 | 1.0116 | 1.004 | 1.008
06/17 06:00:00 | 6 | 17 | 6 | (VS)USA_ID_Boise-AP-Gowen-Field-ANGB.726810_AMY_2024EPW | 47 | 70.1325 | 20.7016 | 2079.4629 | 481.7451 | 0 | 160.8121 | 0.19594 | 534.1287 | 534.1287 | 0.68333 | 0.99574 | 1.002 | 0.99647 | 1.0005
06/17 07:00:00 | 6 | 17 | 7 | (VS)USA_ID_Boise-AP-Gowen-Field-ANGB.726810_AMY_2024EPW | 47 | 70.0874 | 20.7834 | 2796.1996 | 599.7644 | 0 | 134.9667 | 0.32517 | 473.9328 | 473.9328 | 0.7 | 0.99576 | 1.003 | 0.99647 | 1.0005
06/17 08:00:00 | 6 | 17 | 8 | (VS)USA_ID_Boise-AP-Gowen-Field-ANGB.726810_AMY_2024EPW | 47 | 70.0483 | 24.3075 | 3502.7169 | 731.2393 | 0 | 123.9715 | 0.29032 | 465.0336 | 465.0336 | 0.9 | 1.0055 | 1.0096 | 1.0031 | 1.0072
06/17 09:00:00 | 6 | 17 | 9 | (VS)USA_ID_Boise-AP-Gowen-Field-ANGB.726810_AMY_2024EPW | 49 | 70.0776 | 30.7927 | 3845.3478 | 818.1009 | 0 | 117.1328 | 0.32026 | 658.0543 | 658.0543 | 1.05 | 1.0343 | 1.0295 | 1.0226 | 1.0267
06/17 10:00:00 | 6 | 17 | 10 | (VS)USA_ID_Boise-AP-Gowen-Field-ANGB.726810_AMY_2024EPW | 50 | 70.0641 | 32.0796 | 4067.1325 | 856.9064 | 0 | 0 | 0.34143 | 637.3177 | 637.3177 | 1.1333 | 1.0534 | 1.0453 | 1.0357 | 1.0397
06/17 11:00:00 | 6 | 17 | 11 | (VS)USA_ID_Boise-AP-Gowen-Field-ANGB.726810_AMY_2024EPW | 50 | 70.0966 | 40.0742 | 4608.1896 | 995.1943 | 0 | 0 | 0.43159 | 927.1843 | 927.1843 | 1.3333 | 1.0542 | 1.0459 | 1.0361 | 1.0403
06/17 12:00:00 | 6 | 17 | 12 | (VS)USA_ID_Boise-AP-Gowen-Field-ANGB.726810_AMY_2024EPW | 49 | 70.0726 | 42.0747 | 5171.4537 | 1091.5473 | 0 | 96.2769 | 0.50598 | 945.1433 | 945.1433 | 1.3833 | 1.0445 | 1.0392 | 1.0296 | 1.0337
06/17 13:00:00 | 6 | 17 | 13 | (VS)USA_ID_Boise-AP-Gowen-Field-ANGB.726810_AMY_2024EPW | 52 | 70.0897 | 25.0098 | 3460.214 | 702.4607 | 0 | 14.5834 | 0.31985 | 459.7386 | 459.7386 | 0.86667 | 1.0885 | 1.0644 | 1.0596 | 1.0637
06/17 14:00:00 | 6 | 17 | 14 | (VS)USA_ID_Boise-AP-Gowen-Field-ANGB.726810_AMY_2024EPW | 57 | 70.1152 | 19.5084 | 2673.04 | 539.6645 | 0 | 0 | 0.25921 | 298.2176 | 298.2176 | 0.7 | 1.1815 | 1.1058 | 1.1235 | 1.1276
06/17 15:00:00 | 6 | 17 | 15 | (VS)USA_ID_Boise-AP-Gowen-Field-ANGB.726810_AMY_2024EPW | 60 | 70.1116 | 15.6725 | 2088.4874 | 421.4358 | 0 | 0 | 0.18577 | 209.4274 | 209.4274 | 0.55 | 1.2292 | 1.179 | 1.1564 | 1.1607
06/17 16:00:00 | 6 | 17 | 16 | (VS)USA_ID_Boise-AP-Gowen-Field-ANGB.726810_AMY_2024EPW | 58 | 70.1348 | 11.9407 | 1407.8271 | 294.7995 | 0 | 0 | 0.11772 | 181.8363 | 181.8363 | 0.4 | 1.2156 | 1.1696 | 1.1469 | 1.1512
06/17 17:00:00 | 6 | 17 | 17 | (VS)USA_ID_Boise-AP-Gowen-Field-ANGB.726810_AMY_2024EPW | 57 | 70.1293 | 14.7504 | 1659.6985 | 352.8586 | 0 | 0 | 0.13807 | 251.52 | 251.52 | 0.51667 | 1.1855 | 1.1454 | 1.126 | 1.1303
06/17 18:00:00 | 6 | 17 | 18 | (VS)USA_ID_Boise-AP-Gowen-Field-ANGB.726810_AMY_2024EPW | 60 | 70.1095 | 9.1777 | 1147.3423 | 237.6762 | 0 | 0 | 0.099783 | 127.7471 | 127.7471 | 0.36667 | 1.2311 | 1.1785 | 1.1576 | 1.1621
06/17 19:00:00 | 6 | 17 | 19 | (VS)USA_ID_Boise-AP-Gowen-Field-ANGB.726810_AMY_2024EPW | 62 | 70.1697 | 2.7385 | 276.7416 | 58.6255 | 0 | 0 | 0.016667 | 32.0435 | 32.0435 | 0.066667 | 1.2932 | 1.2293 | 1.2007 | 1.2055
06/17 20:00:00 | 6 | 17 | 20 | (VS)USA_ID_Boise-AP-Gowen-Field-ANGB.726810_AMY_2024EPW | 59 | 70.2608 | 11.9316 | 0 | 0 | 0 | 0 | 0 | 0 | 0 | 0.33333 | 1.2932 | 1.2293 | 1.2007 | 1.2055
06/17 21:00:00 | 6 | 17 | 21 | (VS)USA_ID_Boise-AP-Gowen-Field-ANGB.726810_AMY_2024EPW | 56 | 70.8633 | 65.1979 | 0 | 0 | 0 | 0 | 0 | 0 | 0 | 1.6833 | 1.2932 | 1.2293 | 1.2007 | 1.2055
06/17 22:00:00 | 6 | 17 | 22 | (VS)USA_ID_Boise-AP-Gowen-Field-ANGB.726810_AMY_2024EPW | 54 | 70.2784 | 0 | 0 | 0 | 0 | 0 | 0 | 0 | 0 | 0 | 1.2932 | 1.2293 | 1.2007 | 1.2055
06/17 23:00:00 | 6 | 17 | 23 | (VS)USA_ID_Boise-AP-Gowen-Field-ANGB.726810_AMY_2024EPW | 51 | 70.0257 | 2.7385 | 240.4847 | 55.8378 | 0 | 0 | 0.016667 | 68.1242 | 68.1242 | 0.066667 | 1.2323 | 1.1883 | 1.164 | 1.1686
06/17 24:00:00 | 6 | 17 | 24 | (VS)USA_ID_Boise-AP-Gowen-Field-ANGB.726810_AMY_2024EPW | 49 | 70.1589 | 5.2619 | 466.0876 | 109.9123 | 0 | 193.3333 | 0.031045 | 0 | 0 | 0.13333 | 1.0577 | 1.048 | 1.0386 | 1.0426
06/18 01:00:00 | 6 | 18 | 1 | (VS)USA_ID_Boise-AP-Gowen-Field-ANGB.726810_AMY_2024EPW | 48 | 70.1246 | 4.6639 | 554.2293 | 129.3797 | 0 | 188.7404 | 0.04008 | 0 | 0 | 0.2 | 1.0241 | 1.024 | 1.0161 | 1.0202
06/18 02:00:00 | 6 | 18 | 2 | (VS)USA_ID_Boise-AP-Gowen-Field-ANGB.726810_AMY_2024EPW | 46 | 70.1583 | 14.1607 | 1432.8713 | 335.2199 | 0 | 172.7942 | 0.12983 | 240.8588 | 240.8588 | 0.43333 | 0.98959 | 0.99722 | 0.99237 | 0.99657
06/18 03:00:00 | 6 | 18 | 3 | (VS)USA_ID_Boise-AP-Gowen-Field-ANGB.726810_AMY_2024EPW | 45 | 70.1342 | 12.2051 | 1275.8432 | 297.4497 | 0 | 173.721 | 0.1314 | 332.5024 | 332.5024 | 0.4 | 0.97131 | 0.98467 | 0.97985 | 0.98416
06/18 04:00:00 | 6 | 18 | 4 | (VS)USA_ID_Boise-AP-Gowen-Field-ANGB.726810_AMY_2024EPW | 44 | 70.1035 | 16.179 | 1869.2799 | 429.2947 | 0 | 157.6048 | 0.21198 | 428.0813 | 428.0813 | 0.53333 | 0.95203 | 0.97517 | 0.96686 | 0.97121
06/18 05:00:00 | 6 | 18 | 5 | (VS)USA_ID_Boise-AP-Gowen-Field-ANGB.726810_AMY_2024EPW | 44 | 70.1213 | 24.9874 | 2700.8874 | 630.7317 | 0 | 141.7495 | 0.25955 | 511.5443 | 511.5443 | 0.8 | 0.93357 | 0.96415 | 0.95442 | 0.95884
06/18 06:00:00 | 6 | 18 | 6 | (VS)USA_ID_Boise-AP-Gowen-Field-ANGB.726810_AMY_2024EPW | 43 | 70.1317 | 28.3282 | 2979.2961 | 704.0093 | 0 | 137.8821 | 0.2721 | 575.8355 | 575.8355 | 0.88333 | 0.92283 | 0.94866 | 0.94719 | 0.95167
06/18 07:00:00 | 6 | 18 | 7 | (VS)USA_ID_Boise-AP-Gowen-Field-ANGB.726810_AMY_2024EPW | 44 | 70.0835 | 21.2839 | 2831.4857 | 633.4327 | 0 | 129.788 | 0.35106 | 530.9517 | 530.9517 | 0.7 | 0.93209 | 0.95143 | 0.95343 | 0.95781
06/18 08:00:00 | 6 | 18 | 8 | (VS)USA_ID_Boise-AP-Gowen-Field-ANGB.726810_AMY_2024EPW | 47 | 70.0685 | 21.8601 | 3164.4217 | 661.5356 | 0 | 125.4809 | 0.28196 | 478.5686 | 478.5686 | 0.8 | 0.98564 | 0.98464 | 0.98962 | 0.99375
06/18 09:00:00 | 6 | 18 | 9 | (VS)USA_ID_Boise-AP-Gowen-Field-ANGB.726810_AMY_2024EPW | 51 | 70.0978 | 20.2232 | 2735.8236 | 568.6465 | 0 | 29.5131 | 0.29619 | 400.5339 | 400.5339 | 0.7 | 1.0689 | 0.9914 | 1.0463 | 1.0502
06/18 10:00:00 | 6 | 18 | 10 | (VS)USA_ID_Boise-AP-Gowen-Field-ANGB.726810_AMY_2024EPW | 55 | 70.0954 | 16.2357 | 2156.1182 | 442.8202 | 0 | 0 | 0.21491 | 284.6377 | 284.6377 | 0.61667 | 1.1336 | 1.0596 | 1.0906 | 1.0945
06/18 11:00:00 | 6 | 18 | 11 | (VS)USA_ID_Boise-AP-Gowen-Field-ANGB.726810_AMY_2024EPW | 58 | 70.0927 | 16.1795 | 2223.6705 | 450.1862 | 0 | 0 | 0.212 | 234.2075 | 234.2075 | 0.58333 | 1.1973 | 1.1537 | 1.1345 | 1.1385
06/18 12:00:00 | 6 | 18 | 12 | (VS)USA_ID_Boise-AP-Gowen-Field-ANGB.726810_AMY_2024EPW | 62 | 70.1312 | 14.9261 | 1803.5004 | 378.2904 | 0 | 0 | 0.14716 | 181.8421 | 181.8421 | 0.58333 | 1.2631 | 1.2056 | 1.1801 | 1.1844
06/18 13:00:00 | 6 | 18 | 13 | (VS)USA_ID_Boise-AP-Gowen-Field-ANGB.726810_AMY_2024EPW | 64 | 70.1537 | 14.4361 | 1680.9252 | 351.0498 | 0 | 0 | 0.12181 | 145.4103 | 145.4103 | 0.53333 | 1.3091 | 1.2419 | 1.2121 | 1.2167
06/18 14:00:00 | 6 | 18 | 14 | (VS)USA_ID_Boise-AP-Gowen-Field-ANGB.726810_AMY_2024EPW | 67 | 70.1435 | 11.7281 | 1450.8356 | 302.0505 | 0 | 0 | 0.10672 | 85.6479 | 85.6479 | 0.4 | 1.3555 | 1.2768 | 1.2443 | 1.2495
06/18 15:00:00 | 6 | 18 | 15 | (VS)USA_ID_Boise-AP-Gowen-Field-ANGB.726810_AMY_2024EPW | 69 | 70.1479 | 8.6734 | 1061.894 | 222.0291 | 0 | 0 | 0.073695 | 45.2136 | 45.2136 | 0.3 | 1.3951 | 1.309 | 1.2721 | 1.2776
06/18 16:00:00 | 6 | 18 | 16 | (VS)USA_ID_Boise-AP-Gowen-Field-ANGB.726810_AMY_2024EPW | 70 | 70.1166 | 2.8275 | 332.1323 | 69.2645 | 0 | 0 | 0.021273 | 11.7638 | 11.7638 | 0.1 | 1.4163 | 1.3263 | 1.2869 | 1.2928
06/18 17:00:00 | 6 | 18 | 17 | (VS)USA_ID_Boise-AP-Gowen-Field-ANGB.726810_AMY_2024EPW | 71 | 70.0554 | 0 | 0 | 0 | 0 | 0 | 0 | 0 | 0 | 0 | 1.4203 | 1.33 | 1.2898 | 1.2957
06/18 18:00:00 | 6 | 18 | 18 | (VS)USA_ID_Boise-AP-Gowen-Field-ANGB.726810_AMY_2024EPW | 72 | 70.4175 | 5.3739 | 0 | 0 | 0 | 0 | 0 | 0 | 0 | 0.13333 | 1.4203 | 1.33 | 1.2898 | 1.2957
06/18 19:00:00 | 6 | 18 | 19 | (VS)USA_ID_Boise-AP-Gowen-Field-ANGB.726810_AMY_2024EPW | 72 | 70.4634 | 9.1641 | 0 | 0 | 0 | 0 | 0 | 0 | 0 | 0.33333 | 1.4203 | 1.33 | 1.2898 | 1.2957
06/18 20:00:00 | 6 | 18 | 20 | (VS)USA_ID_Boise-AP-Gowen-Field-ANGB.726810_AMY_2024EPW | 71 | 70.4352 | 19.916 | 0 | 0 | 0 | 0 | 0 | 0 | 0 | 0.61667 | 1.4203 | 1.33 | 1.2898 | 1.2957
06/18 21:00:00 | 6 | 18 | 21 | (VS)USA_ID_Boise-AP-Gowen-Field-ANGB.726810_AMY_2024EPW | 69 | 70.4337 | 14.7627 | 0 | 0 | 0 | 0 | 0 | 0 | 0 | 0.5 | 1.4203 | 1.33 | 1.2898 | 1.2957
06/18 22:00:00 | 6 | 18 | 22 | (VS)USA_ID_Boise-AP-Gowen-Field-ANGB.726810_AMY_2024EPW | 66 | 70.4695 | 8.9203 | 0 | 0 | 0 | 0 | 0 | 0 | 0 | 0.33333 | 1.4203 | 1.33 | 1.2898 | 1.2957
06/18 23:00:00 | 6 | 18 | 23 | (VS)USA_ID_Boise-AP-Gowen-Field-ANGB.726810_AMY_2024EPW | 62 | 70.4138 | 2.939 | 0 | 0 | 0 | 0 | 0 | 0 | 0 | 0.11667 | 1.4203 | 1.33 | 1.2898 | 1.2957
06/18 24:00:00 | 6 | 18 | 24 | (VS)USA_ID_Boise-AP-Gowen-Field-ANGB.726810_AMY_2024EPW | 58 | 70.4018 | 0 | 0 | 0 | 0 | 0 | 0 | 0 | 0 | 0 | 1.4203 | 1.33 | 1.2898 | 1.2957
06/19 01:00:00 | 6 | 19 | 1 | (VS)USA_ID_Boise-AP-Gowen-Field-ANGB.726810_AMY_2024EPW | 57 | 70.1244 | 2.7385 | 261.6789 | 57.2511 | 0 | 0 | 0.016667 | 47.5123 | 47.5123 | 0.066667 | 1.3833 | 1.3068 | 1.2692 | 1.2749
06/19 02:00:00 | 6 | 19 | 2 | (VS)USA_ID_Boise-AP-Gowen-Field-ANGB.726810_AMY_2024EPW | 57 | 70.1583 | 5.8216 | 637.3066 | 136.657 | 0 | 0 | 0.051163 | 97.557 | 97.557 | 0.2 | 1.1943 | 1.1524 | 1.1321 | 1.1364
06/19 03:00:00 | 6 | 19 | 3 | (VS)USA_ID_Boise-AP-Gowen-Field-ANGB.726810_AMY_2024EPW | 56 | 70.1306 | 5.9832 | 683.4761 | 146.272 | 0 | 0 | 0.059526 | 102.3305 | 102.3305 | 0.23333 | 1.1766 | 1.139 | 1.12 | 1.1241
06/19 04:00:00 | 6 | 19 | 4 | (VS)USA_ID_Boise-AP-Gowen-Field-ANGB.726810_AMY_2024EPW | 55 | 70.1705 | 11.5656 | 1222.3311 | 265.7511 | 0 | 0 | 0.098315 | 216.1031 | 216.1031 | 0.36667 | 1.1567 | 1.1235 | 1.1063 | 1.1103
06/19 05:00:00 | 6 | 19 | 5 | (VS)USA_ID_Boise-AP-Gowen-Field-ANGB.726810_AMY_2024EPW | 54 | 70.1314 | 11.9523 | 1335.1208 | 288.0055 | 0 | 0 | 0.11832 | 235.2092 | 235.2092 | 0.4 | 1.1308 | 1.1041 | 1.0885 | 1.0925
06/19 06:00:00 | 6 | 19 | 6 | (VS)USA_ID_Boise-AP-Gowen-Field-ANGB.726810_AMY_2024EPW | 53 | 70.1463 | 14.5772 | 1518.7057 | 335.8957 | 0 | 0 | 0.12911 | 309.2797 | 309.2797 | 0.5 | 1.1107 | 1.0882 | 1.0747 | 1.0788
06/19 07:00:00 | 6 | 19 | 7 | (VS)USA_ID_Boise-AP-Gowen-Field-ANGB.726810_AMY_2024EPW | 54 | 70.0998 | 16.0893 | 2067.9269 | 430.2542 | 0 | 0 | 0.20733 | 303.2791 | 303.2791 | 0.6 | 1.1176 | 1.0936 | 1.0795 | 1.0835
06/19 08:00:00 | 6 | 19 | 8 | (VS)USA_ID_Boise-AP-Gowen-Field-ANGB.726810_AMY_2024EPW | 56 | 70.1141 | 15.783 | 2004.9165 | 416.8833 | 0 | 0 | 0.19149 | 271.442 | 271.442 | 0.58333 | 1.1601 | 1.1244 | 1.1087 | 1.1127
06/19 09:00:00 | 6 | 19 | 9 | (VS)USA_ID_Boise-AP-Gowen-Field-ANGB.726810_AMY_2024EPW | 61 | 70.1526 | 14.5761 | 1676.714 | 352.2073 | 0 | 0 | 0.12905 | 195.1763 | 195.1763 | 0.51667 | 1.2511 | 1.1948 | 1.1717 | 1.176
06/19 10:00:00 | 6 | 19 | 10 | (VS)USA_ID_Boise-AP-Gowen-Field-ANGB.726810_AMY_2024EPW | 67 | 70.1398 | 11.7447 | 1459.7326 | 304.3827 | 0 | 0 | 0.10758 | 84.4078 | 84.4078 | 0.4 | 1.3541 | 1.2748 | 1.2434 | 1.2485
06/19 11:00:00 | 6 | 19 | 11 | (VS)USA_ID_Boise-AP-Gowen-Field-ANGB.726810_AMY_2024EPW | 71 | 70.1361 | 8.7525 | 1118.789 | 234.8293 | 0 | 0 | 0.077785 | 27.7123 | 27.7123 | 0.3 | 1.4279 | 1.3346 | 1.2953 | 1.3011
06/19 12:00:00 | 6 | 19 | 12 | (VS)USA_ID_Boise-AP-Gowen-Field-ANGB.726810_AMY_2024EPW | 74 | 70.1657 | 8.5364 | 1057.4769 | 222.4965 | 0 | 0 | 0.066605 | 4.3233 | 4.3233 | 0.3 | 1.4826 | 1.3785 | 1.334 | 1.3404
06/19 13:00:00 | 6 | 19 | 13 | (VS)USA_ID_Boise-AP-Gowen-Field-ANGB.726810_AMY_2024EPW | 77 | 70.1648 | 5.7103 | 736.4962 | 157.6955 | 0 | 0 | 0.045404 | 0 | 0 | 0.2 | 1.5356 | 1.4218 | 1.3717 | 1.3789
06/19 14:00:00 | 6 | 19 | 14 | (VS)USA_ID_Boise-AP-Gowen-Field-ANGB.726810_AMY_2024EPW | 79 | 69.9119 | 0 | 0 | 0 | 0 | 0 | 0 | 0 | 0 | 0 | 1.5583 | 1.4417 | 1.3878 | 1.3954
06/19 15:00:00 | 6 | 19 | 15 | (VS)USA_ID_Boise-AP-Gowen-Field-ANGB.726810_AMY_2024EPW | 80 | 70.102 | 0 | 0 | 0 | 0 | 0 | 0 | 0 | 0 | 0 | 1.5583 | 1.4417 | 1.3878 | 1.3954
06/19 16:00:00 | 6 | 19 | 16 | (VS)USA_ID_Boise-AP-Gowen-Field-ANGB.726810_AMY_2024EPW | 81 | 70.484 | 11.0873 | 0 | 0 | 0 | 0 | 0 | 0 | 0 | 0.3 | 1.5583 | 1.4417 | 1.3878 | 1.3954
06/19 17:00:00 | 6 | 19 | 17 | (VS)USA_ID_Boise-AP-Gowen-Field-ANGB.726810_AMY_2024EPW | 82 | 70.4559 | 16.9458 | 0 | 0 | 0 | 0 | 0 | 0 | 0 | 0.5 | 1.5583 | 1.4417 | 1.3878 | 1.3954
06/19 18:00:00 | 6 | 19 | 18 | (VS)USA_ID_Boise-AP-Gowen-Field-ANGB.726810_AMY_2024EPW | 82 | 70.4841 | 22.9391 | 0 | 0 | 0 | 0 | 0 | 0 | 0 | 0.66667 | 1.5583 | 1.4417 | 1.3878 | 1.3954
06/19 19:00:00 | 6 | 19 | 19 | (VS)USA_ID_Boise-AP-Gowen-Field-ANGB.726810_AMY_2024EPW | 82 | 70.5194 | 24.3906 | 0 | 0 | 0 | 0 | 0 | 0 | 0 | 0.81667 | 1.5583 | 1.4417 | 1.3878 | 1.3954
06/19 20:00:00 | 6 | 19 | 20 | (VS)USA_ID_Boise-AP-Gowen-Field-ANGB.726810_AMY_2024EPW | 81 | 70.5171 | 36.2199 | 0 | 0 | 0 | 0 | 0 | 0 | 0 | 1.1667 | 1.5583 | 1.4417 | 1.3878 | 1.3954
06/19 21:00:00 | 6 | 19 | 21 | (VS)USA_ID_Boise-AP-Gowen-Field-ANGB.726810_AMY_2024EPW | 80 | 70.5407 | 23.9678 | 0 | 0 | 0 | 0 | 0 | 0 | 0 | 0.78333 | 1.5583 | 1.4417 | 1.3878 | 1.3954
06/19 22:00:00 | 6 | 19 | 22 | (VS)USA_ID_Boise-AP-Gowen-Field-ANGB.726810_AMY_2024EPW | 76 | 70.5102 | 27.1382 | 0 | 0 | 0 | 0 | 0 | 0 | 0 | 0.81667 | 1.5583 | 1.4417 | 1.3878 | 1.3954
06/19 23:00:00 | 6 | 19 | 23 | (VS)USA_ID_Boise-AP-Gowen-Field-ANGB.726810_AMY_2024EPW | 71 | 70.4781 | 22.7012 | 0 | 0 | 0 | 0 | 0 | 0 | 0 | 0.66667 | 1.5583 | 1.4417 | 1.3878 | 1.3954
06/19 24:00:00 | 6 | 19 | 24 | (VS)USA_ID_Boise-AP-Gowen-Field-ANGB.726810_AMY_2024EPW | 68 | 70.4595 | 17.0418 | 0 | 0 | 0 | 0 | 0 | 0 | 0 | 0.5 | 1.5583 | 1.4417 | 1.3878 | 1.3954
06/20 01:00:00 | 6 | 20 | 1 | (VS)USA_ID_Boise-AP-Gowen-Field-ANGB.726810_AMY_2024EPW | 65 | 70.4408 | 11.255 | 0 | 0 | 0 | 0 | 0 | 0 | 0 | 0.33333 | 1.5583 | 1.4417 | 1.3878 | 1.3954
06/20 02:00:00 | 6 | 20 | 2 | (VS)USA_ID_Boise-AP-Gowen-Field-ANGB.726810_AMY_2024EPW | 63 | 70.4246 | 5.4667 | 0 | 0 | 0 | 0 | 0 | 0 | 0 | 0.16667 | 1.5583 | 1.4417 | 1.3878 | 1.3954
06/20 03:00:00 | 6 | 20 | 3 | (VS)USA_ID_Boise-AP-Gowen-Field-ANGB.726810_AMY_2024EPW | 62 | 70.3965 | 0 | 0 | 0 | 0 | 0 | 0 | 0 | 0 | 0 | 1.5583 | 1.4417 | 1.3878 | 1.3954
06/20 04:00:00 | 6 | 20 | 4 | (VS)USA_ID_Boise-AP-Gowen-Field-ANGB.726810_AMY_2024EPW | 62 | 70.3203 | 0 | 0 | 0 | 0 | 0 | 0 | 0 | 0 | 0 | 1.5583 | 1.4417 | 1.3878 | 1.3954
06/20 05:00:00 | 6 | 20 | 5 | (VS)USA_ID_Boise-AP-Gowen-Field-ANGB.726810_AMY_2024EPW | 61 | 70.0889 | 2.7385 | 268.4734 | 58.038 | 0 | 0 | 0.016667 | 40.0494 | 40.0494 | 0.066667 | 1.4844 | 1.3911 | 1.3433 | 1.3502
06/20 06:00:00 | 6 | 20 | 6 | (VS)USA_ID_Boise-AP-Gowen-Field-ANGB.726810_AMY_2024EPW | 60 | 70.113 | 5.6834 | 607.2887 | 130.0131 | 0 | 0 | 0.044013 | 81.725 | 81.725 | 0.2 | 1.2406 | 1.188 | 1.1643 | 1.1685
06/20 07:00:00 | 6 | 20 | 7 | (VS)USA_ID_Boise-AP-Gowen-Field-ANGB.726810_AMY_2024EPW | 60 | 70.1583 | 11.6994 | 1330.2401 | 281.4611 | 0 | 0 | 0.10523 | 171.1981 | 171.1981 | 0.4 | 1.2313 | 1.1811 | 1.1578 | 1.1621
06/20 08:00:00 | 6 | 20 | 8 | (VS)USA_ID_Boise-AP-Gowen-Field-ANGB.726810_AMY_2024EPW | 62 | 70.1255 | 8.9338 | 1080.7819 | 224.8722 | 0 | 0 | 0.087167 | 111.0583 | 111.0583 | 0.3 | 1.2587 | 1.2005 | 1.1769 | 1.1813
06/20 09:00:00 | 6 | 20 | 9 | (VS)USA_ID_Boise-AP-Gowen-Field-ANGB.726810_AMY_2024EPW | 67 | 70.166 | 8.6427 | 1023.2365 | 214.2508 | 0 | 0 | 0.072105 | 64.875 | 64.875 | 0.3 | 1.3491 | 1.2708 | 1.24 | 1.2449
06/20 10:00:00 | 6 | 20 | 10 | (VS)USA_ID_Boise-AP-Gowen-Field-ANGB.726810_AMY_2024EPW | 72 | 70.1357 | 5.82 | 745.6613 | 157.7044 | 0 | 0 | 0.05108 | 11.8602 | 11.8602 | 0.2 | 1.4356 | 1.3403 | 1.3009 | 1.3067
06/20 11:00:00 | 6 | 20 | 11 | (VS)USA_ID_Boise-AP-Gowen-Field-ANGB.726810_AMY_2024EPW | 76 | 70.1376 | 5.7191 | 734.6911 | 157.1373 | 0 | 0 | 0.045863 | 0 | 0 | 0.2 | 1.5199 | 1.4085 | 1.3607 | 1.3675
06/20 12:00:00 | 6 | 20 | 12 | (VS)USA_ID_Boise-AP-Gowen-Field-ANGB.726810_AMY_2024EPW | 80 | 70.188 | 5.7131 | 755.5392 | 164.2527 | 0 | 0 | 0.04555 | 0 | 0 | 0.2 | 1.5891 | 1.4655 | 1.41 | 1.418
06/20 13:00:00 | 6 | 20 | 13 | (VS)USA_ID_Boise-AP-Gowen-Field-ANGB.726810_AMY_2024EPW | 82 | 70.111 | 2.8241 | 372.3757 | 81.0186 | 0 | 0 | 0.021095 | 0 | 0 | 0.1 | 1.628 | 1.4981 | 1.438 | 1.4466
06/20 14:00:00 | 6 | 20 | 14 | (VS)USA_ID_Boise-AP-Gowen-Field-ANGB.726810_AMY_2024EPW | 85 | 70.0694 | 0 | 0 | 0 | 0 | 0 | 0 | 0 | 0 | 0 | 1.639 | 1.5081 | 1.4458 | 1.4546
06/20 15:00:00 | 6 | 20 | 15 | (VS)USA_ID_Boise-AP-Gowen-Field-ANGB.726810_AMY_2024EPW | 88 | 70.5237 | 10.8342 | 0 | 0 | 0 | 0 | 0 | 0 | 0 | 0.31667 | 1.639 | 1.5081 | 1.4458 | 1.4546
06/20 16:00:00 | 6 | 20 | 16 | (VS)USA_ID_Boise-AP-Gowen-Field-ANGB.726810_AMY_2024EPW | 88 | 70.4981 | 22.0837 | 0 | 0 | 0 | 0 | 0 | 0 | 0 | 0.66667 | 1.639 | 1.5081 | 1.4458 | 1.4546
06/20 17:00:00 | 6 | 20 | 17 | (VS)USA_ID_Boise-AP-Gowen-Field-ANGB.726810_AMY_2024EPW | 88 | 70.5396 | 29.5977 | 0 | 0 | 0 | 0 | 0 | 0 | 0 | 0.83333 | 1.639 | 1.5081 | 1.4458 | 1.4546
06/20 18:00:00 | 6 | 20 | 18 | (VS)USA_ID_Boise-AP-Gowen-Field-ANGB.726810_AMY_2024EPW | 88 | 70.5382 | 36.2526 | 0 | 0 | 0 | 0 | 0 | 0 | 0 | 1.1667 | 1.639 | 1.5081 | 1.4458 | 1.4546
06/20 19:00:00 | 6 | 20 | 19 | (VS)USA_ID_Boise-AP-Gowen-Field-ANGB.726810_AMY_2024EPW | 89 | 70.5283 | 33.1767 | 0 | 0 | 0 | 0 | 0 | 0 | 0 | 1.1667 | 1.639 | 1.5081 | 1.4458 | 1.4546
06/20 20:00:00 | 6 | 20 | 20 | (VS)USA_ID_Boise-AP-Gowen-Field-ANGB.726810_AMY_2024EPW | 88 | 70.5444 | 42.3257 | 0 | 0 | 0 | 0 | 0 | 0 | 0 | 1.4333 | 1.639 | 1.5081 | 1.4458 | 1.4546
06/20 21:00:00 | 6 | 20 | 21 | (VS)USA_ID_Boise-AP-Gowen-Field-ANGB.726810_AMY_2024EPW | 84 | 70.5504 | 38.2793 | 0 | 0 | 0 | 0 | 0 | 0 | 0 | 1.1667 | 1.639 | 1.5081 | 1.4458 | 1.4546
06/20 22:00:00 | 6 | 20 | 22 | (VS)USA_ID_Boise-AP-Gowen-Field-ANGB.726810_AMY_2024EPW | 80 | 70.5303 | 36.3852 | 0 | 0 | 0 | 0 | 0 | 0 | 0 | 1.1667 | 1.639 | 1.5081 | 1.4458 | 1.4546
06/20 23:00:00 | 6 | 20 | 23 | (VS)USA_ID_Boise-AP-Gowen-Field-ANGB.726810_AMY_2024EPW | 76 | 70.5266 | 29.4524 | 0 | 0 | 0 | 0 | 0 | 0 | 0 | 0.83333 | 1.639 | 1.5081 | 1.4458 | 1.4546
06/20 24:00:00 | 6 | 20 | 24 | (VS)USA_ID_Boise-AP-Gowen-Field-ANGB.726810_AMY_2024EPW | 72 | 70.5112 | 22.6862 | 0 | 0 | 0 | 0 | 0 | 0 | 0 | 0.66667 | 1.639 | 1.5081 | 1.4458 | 1.4546
06/21 01:00:00 | 6 | 21 | 1 | (VS)USA_ID_Boise-AP-Gowen-Field-ANGB.726810_AMY_2024EPW | 69 | 70.4744 | 22.8746 | 0 | 0 | 0 | 0 | 0 | 0 | 0 | 0.66667 | 1.639 | 1.5081 | 1.4458 | 1.4546
06/21 02:00:00 | 6 | 21 | 2 | (VS)USA_ID_Boise-AP-Gowen-Field-ANGB.726810_AMY_2024EPW | 66 | 70.461 | 8.8281 | 0 | 0 | 0 | 0 | 0 | 0 | 0 | 0.28333 | 1.639 | 1.5081 | 1.4458 | 1.4546
06/21 03:00:00 | 6 | 21 | 3 | (VS)USA_ID_Boise-AP-Gowen-Field-ANGB.726810_AMY_2024EPW | 64 | 70.5796 | 3.0834 | 0 | 0 | 0 | 0 | 0 | 0 | 0 | 0.11667 | 1.639 | 1.5081 | 1.4458 | 1.4546
06/21 04:00:00 | 6 | 21 | 4 | (VS)USA_ID_Boise-AP-Gowen-Field-ANGB.726810_AMY_2024EPW | 63 | 70.3703 | 3.034 | 0 | 0 | 0 | 0 | 0 | 0 | 0 | 0.11667 | 1.639 | 1.5081 | 1.4458 | 1.4546
06/21 05:00:00 | 6 | 21 | 5 | (VS)USA_ID_Boise-AP-Gowen-Field-ANGB.726810_AMY_2024EPW | 61 | 70.2079 | 0 | 0 | 0 | 0 | 0 | 0 | 0 | 0 | 0 | 1.639 | 1.5081 | 1.4458 | 1.4546
06/21 06:00:00 | 6 | 21 | 6 | (VS)USA_ID_Boise-AP-Gowen-Field-ANGB.726810_AMY_2024EPW | 60 | 70.1345 | 2.7385 | 265.6324 | 57.8886 | 0 | 0 | 0.016667 | 41.8337 | 41.8337 | 0.066667 | 1.3209 | 1.264 | 1.2311 | 1.2364
06/21 07:00:00 | 6 | 21 | 7 | (VS)USA_ID_Boise-AP-Gowen-Field-ANGB.726810_AMY_2024EPW | 58 | 70.1647 | 5.7539 | 620.3705 | 133.8887 | 0 | 0 | 0.047664 | 87.6299 | 87.6299 | 0.2 | 1.2172 | 1.1707 | 1.1483 | 1.1522
06/21 08:00:00 | 6 | 21 | 8 | (VS)USA_ID_Boise-AP-Gowen-Field-ANGB.726810_AMY_2024EPW | 61 | 70.1553 | 5.7524 | 635.114 | 135.6559 | 0 | 0 | 0.047584 | 75.4325 | 75.4325 | 0.2 | 1.2305 | 1.1782 | 1.1575 | 1.1615
06/21 09:00:00 | 6 | 21 | 9 | (VS)USA_ID_Boise-AP-Gowen-Field-ANGB.726810_AMY_2024EPW | 67 | 70.1204 | 8.6182 | 1020.8484 | 214.292 | 0 | 0 | 0.07084 | 54.502 | 54.502 | 0.3 | 1.3425 | 1.2651 | 1.2356 | 1.2403
06/21 10:00:00 | 6 | 21 | 10 | (VS)USA_ID_Boise-AP-Gowen-Field-ANGB.726810_AMY_2024EPW | 71 | 70.1895 | 5.6592 | 671.1196 | 140.751 | 0 | 0 | 0.042761 | 15.3921 | 15.3921 | 0.2 | 1.4248 | 1.3325 | 1.2933 | 1.2989
06/21 11:00:00 | 6 | 21 | 11 | (VS)USA_ID_Boise-AP-Gowen-Field-ANGB.726810_AMY_2024EPW | 74 | 70.1321 | 8.5486 | 1070.0275 | 227.0188 | 0 | 0 | 0.06724 | 2.0795 | 2.0795 | 0.3 | 1.4839 | 1.379 | 1.3352 | 1.3414
06/21 12:00:00 | 6 | 21 | 12 | (VS)USA_ID_Boise-AP-Gowen-Field-ANGB.726810_AMY_2024EPW | 78 | 70.1506 | 2.9511 | 414.9878 | 94.2211 | 0 | 0 | 0.027664 | 0 | 0 | 0.13333 | 1.554 | 1.4361 | 1.3851 | 1.3923
06/21 13:00:00 | 6 | 21 | 13 | (VS)USA_ID_Boise-AP-Gowen-Field-ANGB.726810_AMY_2024EPW | 82 | 70.1078 | 2.7385 | 328.9577 | 66.92 | 0 | 0 | 0.016667 | 0 | 0 | 0.066667 | 1.6094 | 1.4838 | 1.4248 | 1.4329
06/21 14:00:00 | 6 | 21 | 14 | (VS)USA_ID_Boise-AP-Gowen-Field-ANGB.726810_AMY_2024EPW | 86 | 70.2659 | 5.4769 | 0 | 0 | 0 | 0 | 0 | 0 | 0 | 0.13333 | 1.6094 | 1.4838 | 1.4248 | 1.4329
06/21 15:00:00 | 6 | 21 | 15 | (VS)USA_ID_Boise-AP-Gowen-Field-ANGB.726810_AMY_2024EPW | 89 | 70.4736 | 16.8657 | 0 | 0 | 0 | 0 | 0 | 0 | 0 | 0.5 | 1.6094 | 1.4838 | 1.4248 | 1.4329
06/21 16:00:00 | 6 | 21 | 16 | (VS)USA_ID_Boise-AP-Gowen-Field-ANGB.726810_AMY_2024EPW | 92 | 70.5065 | 23.5909 | 0 | 0 | 0 | 0 | 0 | 0 | 0 | 0.7 | 1.6094 | 1.4838 | 1.4248 | 1.4329
06/21 17:00:00 | 6 | 21 | 17 | (VS)USA_ID_Boise-AP-Gowen-Field-ANGB.726810_AMY_2024EPW | 94 | 70.5245 | 38.0728 | 0 | 0 | 0 | 0 | 0 | 0 | 0 | 1.3 | 1.6094 | 1.4838 | 1.4248 | 1.4329
06/21 18:00:00 | 6 | 21 | 18 | (VS)USA_ID_Boise-AP-Gowen-Field-ANGB.726810_AMY_2024EPW | 93 | 70.5143 | 39.9709 | 0 | 0 | 0 | 0 | 0 | 0 | 0 | 1.4 | 1.6094 | 1.4838 | 1.4248 | 1.4329
06/21 19:00:00 | 6 | 21 | 19 | (VS)USA_ID_Boise-AP-Gowen-Field-ANGB.726810_AMY_2024EPW | 93 | 70.5297 | 40.2154 | 0 | 0 | 0 | 0 | 0 | 0 | 0 | 1.3333 | 1.6094 | 1.4838 | 1.4248 | 1.4329
06/21 20:00:00 | 6 | 21 | 20 | (VS)USA_ID_Boise-AP-Gowen-Field-ANGB.726810_AMY_2024EPW | 92 | 70.5476 | 49.5703 | 0 | 0 | 0 | 0 | 0 | 0 | 0 | 1.5333 | 1.6094 | 1.4838 | 1.4248 | 1.4329
06/21 21:00:00 | 6 | 21 | 21 | (VS)USA_ID_Boise-AP-Gowen-Field-ANGB.726810_AMY_2024EPW | 89 | 70.5293 | 38.4325 | 0 | 0 | 0 | 0 | 0 | 0 | 0 | 1.2333 | 1.6094 | 1.4838 | 1.4248 | 1.4329
06/21 22:00:00 | 6 | 21 | 22 | (VS)USA_ID_Boise-AP-Gowen-Field-ANGB.726810_AMY_2024EPW | 85 | 70.5712 | 34.9014 | 0 | 0 | 0 | 0 | 0 | 0 | 0 | 1 | 1.6094 | 1.4838 | 1.4248 | 1.4329
06/21 23:00:00 | 6 | 21 | 23 | (VS)USA_ID_Boise-AP-Gowen-Field-ANGB.726810_AMY_2024EPW | 80 | 70.5342 | 27.9664 | 0 | 0 | 0 | 0 | 0 | 0 | 0 | 0.96667 | 1.6094 | 1.4838 | 1.4248 | 1.4329
06/21 24:00:00 | 6 | 21 | 24 | (VS)USA_ID_Boise-AP-Gowen-Field-ANGB.726810_AMY_2024EPW | 76 | 70.5251 | 29.4055 | 0 | 0 | 0 | 0 | 0 | 0 | 0 | 0.86667 | 1.6094 | 1.4838 | 1.4248 | 1.4329
06/22 01:00:00 | 6 | 22 | 1 | (VS)USA_ID_Boise-AP-Gowen-Field-ANGB.726810_AMY_2024EPW | 72 | 70.4917 | 28.0952 | 0 | 0 | 0 | 0 | 0 | 0 | 0 | 0.8 | 1.6094 | 1.4838 | 1.4248 | 1.4329
06/22 02:00:00 | 6 | 22 | 2 | (VS)USA_ID_Boise-AP-Gowen-Field-ANGB.726810_AMY_2024EPW | 70 | 70.4974 | 22.5539 | 0 | 0 | 0 | 0 | 0 | 0 | 0 | 0.66667 | 1.6094 | 1.4838 | 1.4248 | 1.4329
06/22 03:00:00 | 6 | 22 | 3 | (VS)USA_ID_Boise-AP-Gowen-Field-ANGB.726810_AMY_2024EPW | 68 | 70.4787 | 9.2027 | 0 | 0 | 0 | 0 | 0 | 0 | 0 | 0.3 | 1.6094 | 1.4838 | 1.4248 | 1.4329
06/22 04:00:00 | 6 | 22 | 4 | (VS)USA_ID_Boise-AP-Gowen-Field-ANGB.726810_AMY_2024EPW | 66 | 70.5323 | 5.5755 | 0 | 0 | 0 | 0 | 0 | 0 | 0 | 0.16667 | 1.6094 | 1.4838 | 1.4248 | 1.4329
06/22 05:00:00 | 6 | 22 | 5 | (VS)USA_ID_Boise-AP-Gowen-Field-ANGB.726810_AMY_2024EPW | 66 | 70.3592 | 5.5292 | 0 | 0 | 0 | 0 | 0 | 0 | 0 | 0.16667 | 1.6094 | 1.4838 | 1.4248 | 1.4329
06/22 06:00:00 | 6 | 22 | 6 | (VS)USA_ID_Boise-AP-Gowen-Field-ANGB.726810_AMY_2024EPW | 63 | 70.2838 | 0 | 0 | 0 | 0 | 0 | 0 | 0 | 0 | 0 | 1.6094 | 1.4838 | 1.4248 | 1.4329
06/22 07:00:00 | 6 | 22 | 7 | (VS)USA_ID_Boise-AP-Gowen-Field-ANGB.726810_AMY_2024EPW | 61 | 70.1199 | 2.7385 | 271.6417 | 58.5306 | 0 | 0 | 0.016667 | 35.7899 | 35.7899 | 0.066667 | 1.4703 | 1.3814 | 1.3347 | 1.3414
06/22 08:00:00 | 6 | 22 | 8 | (VS)USA_ID_Boise-AP-Gowen-Field-ANGB.726810_AMY_2024EPW | 66 | 70.1083 | 0 | 0 | 0 | 0 | 0 | 0 | 0 | 0 | 0 | 1.2617 | 1.2045 | 1.1792 | 1.1833
06/22 09:00:00 | 6 | 22 | 9 | (VS)USA_ID_Boise-AP-Gowen-Field-ANGB.726810_AMY_2024EPW | 72 | 69.902 | 0 | 0 | 0 | 0 | 0 | 0 | 0 | 0 | 0 | 1.2617 | 1.2045 | 1.1792 | 1.1833
06/22 10:00:00 | 6 | 22 | 10 | (VS)USA_ID_Boise-AP-Gowen-Field-ANGB.726810_AMY_2024EPW | 77 | 70.0024 | 0 | 0 | 0 | 0 | 0 | 0 | 0 | 0 | 0 | 1.2617 | 1.2045 | 1.1792 | 1.1833
06/22 11:00:00 | 6 | 22 | 11 | (VS)USA_ID_Boise-AP-Gowen-Field-ANGB.726810_AMY_2024EPW | 82 | 70.0085 | 0 | 0 | 0 | 0 | 0 | 0 | 0 | 0 | 0 | 1.2617 | 1.2045 | 1.1792 | 1.1833
06/22 12:00:00 | 6 | 22 | 12 | (VS)USA_ID_Boise-AP-Gowen-Field-ANGB.726810_AMY_2024EPW | 87 | 70.342 | 0 | 0 | 0 | 0 | 0 | 0 | 0 | 0 | 0 | 1.2617 | 1.2045 | 1.1792 | 1.1833
06/22 13:00:00 | 6 | 22 | 13 | (VS)USA_ID_Boise-AP-Gowen-Field-ANGB.726810_AMY_2024EPW | 91 | 70.5473 | 11.033 | 0 | 0 | 0 | 0 | 0 | 0 | 0 | 0.3 | 1.2617 | 1.2045 | 1.1792 | 1.1833
06/22 14:00:00 | 6 | 22 | 14 | (VS)USA_ID_Boise-AP-Gowen-Field-ANGB.726810_AMY_2024EPW | 95 | 70.511 | 29.6657 | 0 | 0 | 0 | 0 | 0 | 0 | 0 | 1 | 1.2617 | 1.2045 | 1.1792 | 1.1833
06/22 15:00:00 | 6 | 22 | 15 | (VS)USA_ID_Boise-AP-Gowen-Field-ANGB.726810_AMY_2024EPW | 98 | 70.5432 | 29.9109 | 0 | 0 | 0 | 0 | 0 | 0 | 0 | 0.93333 | 1.2617 | 1.2045 | 1.1792 | 1.1833
06/22 16:00:00 | 6 | 22 | 16 | (VS)USA_ID_Boise-AP-Gowen-Field-ANGB.726810_AMY_2024EPW | 100 | 70.5219 | 40.7206 | 0 | 0 | 0 | 0 | 0 | 0 | 0 | 1.2833 | 1.2617 | 1.2045 | 1.1792 | 1.1833
06/22 17:00:00 | 6 | 22 | 17 | (VS)USA_ID_Boise-AP-Gowen-Field-ANGB.726810_AMY_2024EPW | 101 | 70.5492 | 51.5255 | 0 | 0 | 0 | 0 | 0 | 0 | 0 | 1.6333 | 1.2617 | 1.2045 | 1.1792 | 1.1833
06/22 18:00:00 | 6 | 22 | 18 | (VS)USA_ID_Boise-AP-Gowen-Field-ANGB.726810_AMY_2024EPW | 101 | 70.5374 | 59.813 | 0 | 0 | 0 | 0 | 0 | 0 | 0 | 1.8 | 1.2617 | 1.2045 | 1.1792 | 1.1833
06/22 19:00:00 | 6 | 22 | 19 | (VS)USA_ID_Boise-AP-Gowen-Field-ANGB.726810_AMY_2024EPW | 101 | 70.5646 | 69.303 | 0 | 0 | 0 | 0 | 0 | 0 | 0 | 2.0333 | 1.2617 | 1.2045 | 1.1792 | 1.1833
06/22 20:00:00 | 6 | 22 | 20 | (VS)USA_ID_Boise-AP-Gowen-Field-ANGB.726810_AMY_2024EPW | 100 | 70.5764 | 89.4534 | 0 | 0 | 0 | 0 | 0 | 0 | 0 | 2.3333 | 1.2617 | 1.2045 | 1.1792 | 1.1833
06/22 21:00:00 | 6 | 22 | 21 | (VS)USA_ID_Boise-AP-Gowen-Field-ANGB.726810_AMY_2024EPW | 97 | 70.5594 | 61.2703 | 0 | 0 | 0 | 0 | 0 | 0 | 0 | 1.8667 | 1.2617 | 1.2045 | 1.1792 | 1.1833
06/22 22:00:00 | 6 | 22 | 22 | (VS)USA_ID_Boise-AP-Gowen-Field-ANGB.726810_AMY_2024EPW | 92 | 70.5512 | 42.8909 | 0 | 0 | 0 | 0 | 0 | 0 | 0 | 1.3667 | 1.2617 | 1.2045 | 1.1792 | 1.1833
06/22 23:00:00 | 6 | 22 | 23 | (VS)USA_ID_Boise-AP-Gowen-Field-ANGB.726810_AMY_2024EPW | 85 | 70.5319 | 40.1402 | 0 | 0 | 0 | 0 | 0 | 0 | 0 | 1.3667 | 1.2617 | 1.2045 | 1.1792 | 1.1833
06/22 24:00:00 | 6 | 22 | 24 | (VS)USA_ID_Boise-AP-Gowen-Field-ANGB.726810_AMY_2024EPW | 80 | 70.5377 | 31.9154 | 0 | 0 | 0 | 0 | 0 | 0 | 0 | 1.0667 | 1.2617 | 1.2045 | 1.1792 | 1.1833
06/23 01:00:00 | 6 | 23 | 1 | (VS)USA_ID_Boise-AP-Gowen-Field-ANGB.726810_AMY_2024EPW | 79 | 70.5202 | 37.0017 | 0 | 0 | 0 | 0 | 0 | 0 | 0 | 1.1667 | 1.2617 | 1.2045 | 1.1792 | 1.1833
06/23 02:00:00 | 6 | 23 | 2 | (VS)USA_ID_Boise-AP-Gowen-Field-ANGB.726810_AMY_2024EPW | 78 | 70.5224 | 30.5675 | 0 | 0 | 0 | 0 | 0 | 0 | 0 | 1 | 1.2617 | 1.2045 | 1.1792 | 1.1833
06/23 03:00:00 | 6 | 23 | 3 | (VS)USA_ID_Boise-AP-Gowen-Field-ANGB.726810_AMY_2024EPW | 76 | 70.5329 | 23.495 | 0 | 0 | 0 | 0 | 0 | 0 | 0 | 0.73333 | 1.2617 | 1.2045 | 1.1792 | 1.1833
06/23 04:00:00 | 6 | 23 | 4 | (VS)USA_ID_Boise-AP-Gowen-Field-ANGB.726810_AMY_2024EPW | 73 | 70.5081 | 21.4046 | 0 | 0 | 0 | 0 | 0 | 0 | 0 | 0.65 | 1.2617 | 1.2045 | 1.1792 | 1.1833
06/23 05:00:00 | 6 | 23 | 5 | (VS)USA_ID_Boise-AP-Gowen-Field-ANGB.726810_AMY_2024EPW | 69 | 70.5015 | 9.5449 | 0 | 0 | 0 | 0 | 0 | 0 | 0 | 0.31667 | 1.2617 | 1.2045 | 1.1792 | 1.1833
06/23 06:00:00 | 6 | 23 | 6 | (VS)USA_ID_Boise-AP-Gowen-Field-ANGB.726810_AMY_2024EPW | 66 | 70.5246 | 7.1382 | 0 | 0 | 0 | 0 | 0 | 0 | 0 | 0.26667 | 1.2617 | 1.2045 | 1.1792 | 1.1833
06/23 07:00:00 | 6 | 23 | 7 | (VS)USA_ID_Boise-AP-Gowen-Field-ANGB.726810_AMY_2024EPW | 66 | 70.6206 | 0.059372 | 0 | 0 | 0 | 0 | 0 | 0 | 0 | 0.033333 | 1.2617 | 1.2045 | 1.1792 | 1.1833
06/23 08:00:00 | 6 | 23 | 8 | (VS)USA_ID_Boise-AP-Gowen-Field-ANGB.726810_AMY_2024EPW | 69 | 70.3776 | 3.3361 | 0 | 0 | 0 | 0 | 0 | 0 | 0 | 0.1 | 1.2617 | 1.2045 | 1.1792 | 1.1833
06/23 09:00:00 | 6 | 23 | 9 | (VS)USA_ID_Boise-AP-Gowen-Field-ANGB.726810_AMY_2024EPW | 75 | 70.4229 | 0 | 0 | 0 | 0 | 0 | 0 | 0 | 0 | 0 | 1.2617 | 1.2045 | 1.1792 | 1.1833
06/23 10:00:00 | 6 | 23 | 10 | (VS)USA_ID_Boise-AP-Gowen-Field-ANGB.726810_AMY_2024EPW | 81 | 70.5284 | 11.2229 | 0 | 0 | 0 | 0 | 0 | 0 | 0 | 0.33333 | 1.2617 | 1.2045 | 1.1792 | 1.1833
06/23 11:00:00 | 6 | 23 | 11 | (VS)USA_ID_Boise-AP-Gowen-Field-ANGB.726810_AMY_2024EPW | 83 | 70.472 | 5.5851 | 0 | 0 | 0 | 0 | 0 | 0 | 0 | 0.16667 | 1.2617 | 1.2045 | 1.1792 | 1.1833
06/23 12:00:00 | 6 | 23 | 12 | (VS)USA_ID_Boise-AP-Gowen-Field-ANGB.726810_AMY_2024EPW | 86 | 70.4696 | 11.118 | 0 | 0 | 0 | 0 | 0 | 0 | 0 | 0.33333 | 1.2617 | 1.2045 | 1.1792 | 1.1833
06/23 13:00:00 | 6 | 23 | 13 | (VS)USA_ID_Boise-AP-Gowen-Field-ANGB.726810_AMY_2024EPW | 89 | 70.5107 | 16.9085 | 0 | 0 | 0 | 0 | 0 | 0 | 0 | 0.53333 | 1.2617 | 1.2045 | 1.1792 | 1.1833
06/23 14:00:00 | 6 | 23 | 14 | (VS)USA_ID_Boise-AP-Gowen-Field-ANGB.726810_AMY_2024EPW | 91 | 70.5501 | 25.8574 | 0 | 0 | 0 | 0 | 0 | 0 | 0 | 0.73333 | 1.2617 | 1.2045 | 1.1792 | 1.1833
06/23 15:00:00 | 6 | 23 | 15 | (VS)USA_ID_Boise-AP-Gowen-Field-ANGB.726810_AMY_2024EPW | 94 | 70.5205 | 38.7728 | 0 | 0 | 0 | 0 | 0 | 0 | 0 | 1.0833 | 1.2617 | 1.2045 | 1.1792 | 1.1833
06/23 16:00:00 | 6 | 23 | 16 | (VS)USA_ID_Boise-AP-Gowen-Field-ANGB.726810_AMY_2024EPW | 96 | 70.5181 | 39.9146 | 0 | 0 | 0 | 0 | 0 | 0 | 0 | 1.25 | 1.2617 | 1.2045 | 1.1792 | 1.1833
06/23 17:00:00 | 6 | 23 | 17 | (VS)USA_ID_Boise-AP-Gowen-Field-ANGB.726810_AMY_2024EPW | 97 | 70.5414 | 39.7758 | 0 | 0 | 0 | 0 | 0 | 0 | 0 | 1.2667 | 1.2617 | 1.2045 | 1.1792 | 1.1833
06/23 18:00:00 | 6 | 23 | 18 | (VS)USA_ID_Boise-AP-Gowen-Field-ANGB.726810_AMY_2024EPW | 97 | 70.5382 | 47.9562 | 0 | 0 | 0 | 0 | 0 | 0 | 0 | 1.5 | 1.2617 | 1.2045 | 1.1792 | 1.1833
06/23 19:00:00 | 6 | 23 | 19 | (VS)USA_ID_Boise-AP-Gowen-Field-ANGB.726810_AMY_2024EPW | 98 | 70.5477 | 55.684 | 0 | 0 | 0 | 0 | 0 | 0 | 0 | 1.8 | 1.2617 | 1.2045 | 1.1792 | 1.1833
06/23 20:00:00 | 6 | 23 | 20 | (VS)USA_ID_Boise-AP-Gowen-Field-ANGB.726810_AMY_2024EPW | 98 | 70.5691 | 78.348 | 0 | 0 | 0 | 0 | 0 | 0 | 0 | 2.3333 | 1.2617 | 1.2045 | 1.1792 | 1.1833
06/23 21:00:00 | 6 | 23 | 21 | (VS)USA_ID_Boise-AP-Gowen-Field-ANGB.726810_AMY_2024EPW | 94 | 70.5516 | 50.3013 | 0 | 0 | 0 | 0 | 0 | 0 | 0 | 1.5667 | 1.2617 | 1.2045 | 1.1792 | 1.1833
06/23 22:00:00 | 6 | 23 | 22 | (VS)USA_ID_Boise-AP-Gowen-Field-ANGB.726810_AMY_2024EPW | 90 | 70.5385 | 39.1484 | 0 | 0 | 0 | 0 | 0 | 0 | 0 | 1.2 | 1.2617 | 1.2045 | 1.1792 | 1.1833
06/23 23:00:00 | 6 | 23 | 23 | (VS)USA_ID_Boise-AP-Gowen-Field-ANGB.726810_AMY_2024EPW | 86 | 70.5283 | 39.6924 | 0 | 0 | 0 | 0 | 0 | 0 | 0 | 1.3667 | 1.2617 | 1.2045 | 1.1792 | 1.1833
06/23 24:00:00 | 6 | 23 | 24 | (VS)USA_ID_Boise-AP-Gowen-Field-ANGB.726810_AMY_2024EPW | 83 | 70.5229 | 31.9207 | 0 | 0 | 0 | 0 | 0 | 0 | 0 | 1.0667 | 1.2617 | 1.2045 | 1.1792 | 1.1833
06/24 01:00:00 | 6 | 24 | 1 | (VS)USA_ID_Boise-AP-Gowen-Field-ANGB.726810_AMY_2024EPW | 80 | 70.5311 | 37.3034 | 0 | 0 | 0 | 0 | 0 | 0 | 0 | 1.2 | 1.2617 | 1.2045 | 1.1792 | 1.1833
06/24 02:00:00 | 6 | 24 | 2 | (VS)USA_ID_Boise-AP-Gowen-Field-ANGB.726810_AMY_2024EPW | 76 | 70.5271 | 29.6302 | 0 | 0 | 0 | 0 | 0 | 0 | 0 | 1 | 1.2617 | 1.2045 | 1.1792 | 1.1833
06/24 03:00:00 | 6 | 24 | 3 | (VS)USA_ID_Boise-AP-Gowen-Field-ANGB.726810_AMY_2024EPW | 72 | 70.5232 | 17.9219 | 0 | 0 | 0 | 0 | 0 | 0 | 0 | 0.65 | 1.2617 | 1.2045 | 1.1792 | 1.1833
06/24 04:00:00 | 6 | 24 | 4 | (VS)USA_ID_Boise-AP-Gowen-Field-ANGB.726810_AMY_2024EPW | 69 | 70.4955 | 10.6603 | 0 | 0 | 0 | 0 | 0 | 0 | 0 | 0.4 | 1.2617 | 1.2045 | 1.1792 | 1.1833
06/24 05:00:00 | 6 | 24 | 5 | (VS)USA_ID_Boise-AP-Gowen-Field-ANGB.726810_AMY_2024EPW | 67 | 70.5048 | 6.5612 | 0 | 0 | 0 | 0 | 0 | 0 | 0 | 0.26667 | 1.2617 | 1.2045 | 1.1792 | 1.1833
06/24 06:00:00 | 6 | 24 | 6 | (VS)USA_ID_Boise-AP-Gowen-Field-ANGB.726810_AMY_2024EPW | 65 | 70.6165 | 0 | 0 | 0 | 0 | 0 | 0 | 0 | 0 | 0 | 1.2617 | 1.2045 | 1.1792 | 1.1833
06/24 07:00:00 | 6 | 24 | 7 | (VS)USA_ID_Boise-AP-Gowen-Field-ANGB.726810_AMY_2024EPW | 63 | 70.6074 | 0 | 0 | 0 | 0 | 0 | 0 | 0 | 0 | 0 | 1.2617 | 1.2045 | 1.1792 | 1.1833
06/24 08:00:00 | 6 | 24 | 8 | (VS)USA_ID_Boise-AP-Gowen-Field-ANGB.726810_AMY_2024EPW | 64 | 70.2873 | 0 | 0 | 0 | 0 | 0 | 0 | 0 | 0 | 0 | 1.2617 | 1.2045 | 1.1792 | 1.1833
06/24 09:00:00 | 6 | 24 | 9 | (VS)USA_ID_Boise-AP-Gowen-Field-ANGB.726810_AMY_2024EPW | 67 | 70.0198 | 0 | 0 | 0 | 0 | 0 | 0 | 0 | 0 | 0 | 1.2617 | 1.2045 | 1.1792 | 1.1833
06/24 10:00:00 | 6 | 24 | 10 | (VS)USA_ID_Boise-AP-Gowen-Field-ANGB.726810_AMY_2024EPW | 70 | 70.0091 | 2.7385 | 300.7435 | 62.1857 | 0 | 0 | 0.016667 | 4.3054 | 4.3054 | 0.066667 | 1.3093 | 1.2376 | 1.2085 | 1.2128
06/24 11:00:00 | 6 | 24 | 11 | (VS)USA_ID_Boise-AP-Gowen-Field-ANGB.726810_AMY_2024EPW | 75 | 70.2408 | 0 | 0 | 0 | 0 | 0 | 0 | 0 | 0 | 0 | 1.4403 | 1.3462 | 1.3047 | 1.31
06/24 12:00:00 | 6 | 24 | 12 | (VS)USA_ID_Boise-AP-Gowen-Field-ANGB.726810_AMY_2024EPW | 80 | 70.2842 | 0 | 0 | 0 | 0 | 0 | 0 | 0 | 0 | 0 | 1.4403 | 1.3462 | 1.3047 | 1.31
06/24 13:00:00 | 6 | 24 | 13 | (VS)USA_ID_Boise-AP-Gowen-Field-ANGB.726810_AMY_2024EPW | 83 | 70.5199 | 5.4769 | 0 | 0 | 0 | 0 | 0 | 0 | 0 | 0.13333 | 1.4403 | 1.3462 | 1.3047 | 1.31
06/24 14:00:00 | 6 | 24 | 14 | (VS)USA_ID_Boise-AP-Gowen-Field-ANGB.726810_AMY_2024EPW | 87 | 70.4936 | 17.2545 | 0 | 0 | 0 | 0 | 0 | 0 | 0 | 0.5 | 1.4403 | 1.3462 | 1.3047 | 1.31
06/24 15:00:00 | 6 | 24 | 15 | (VS)USA_ID_Boise-AP-Gowen-Field-ANGB.726810_AMY_2024EPW | 90 | 70.5203 | 22.773 | 0 | 0 | 0 | 0 | 0 | 0 | 0 | 0.66667 | 1.4403 | 1.3462 | 1.3047 | 1.31
06/24 16:00:00 | 6 | 24 | 16 | (VS)USA_ID_Boise-AP-Gowen-Field-ANGB.726810_AMY_2024EPW | 92 | 70.519 | 30.0833 | 0 | 0 | 0 | 0 | 0 | 0 | 0 | 0.96667 | 1.4403 | 1.3462 | 1.3047 | 1.31
06/24 17:00:00 | 6 | 24 | 17 | (VS)USA_ID_Boise-AP-Gowen-Field-ANGB.726810_AMY_2024EPW | 93 | 70.5329 | 31.5201 | 0 | 0 | 0 | 0 | 0 | 0 | 0 | 1.0333 | 1.4403 | 1.3462 | 1.3047 | 1.31
06/24 18:00:00 | 6 | 24 | 18 | (VS)USA_ID_Boise-AP-Gowen-Field-ANGB.726810_AMY_2024EPW | 94 | 70.5176 | 39.0923 | 0 | 0 | 0 | 0 | 0 | 0 | 0 | 1.3333 | 1.4403 | 1.3462 | 1.3047 | 1.31
06/24 19:00:00 | 6 | 24 | 19 | (VS)USA_ID_Boise-AP-Gowen-Field-ANGB.726810_AMY_2024EPW | 95 | 70.5419 | 41.362 | 0 | 0 | 0 | 0 | 0 | 0 | 0 | 1.3333 | 1.4403 | 1.3462 | 1.3047 | 1.31
06/24 20:00:00 | 6 | 24 | 20 | (VS)USA_ID_Boise-AP-Gowen-Field-ANGB.726810_AMY_2024EPW | 94 | 70.5626 | 56.036 | 0 | 0 | 0 | 0 | 0 | 0 | 0 | 1.8 | 1.4403 | 1.3462 | 1.3047 | 1.31
06/24 21:00:00 | 6 | 24 | 21 | (VS)USA_ID_Boise-AP-Gowen-Field-ANGB.726810_AMY_2024EPW | 92 | 70.5352 | 43.3864 | 0 | 0 | 0 | 0 | 0 | 0 | 0 | 1.4333 | 1.4403 | 1.3462 | 1.3047 | 1.31
06/24 22:00:00 | 6 | 24 | 22 | (VS)USA_ID_Boise-AP-Gowen-Field-ANGB.726810_AMY_2024EPW | 88 | 70.5253 | 38.3822 | 0 | 0 | 0 | 0 | 0 | 0 | 0 | 1.2667 | 1.4403 | 1.3462 | 1.3047 | 1.31
06/24 23:00:00 | 6 | 24 | 23 | (VS)USA_ID_Boise-AP-Gowen-Field-ANGB.726810_AMY_2024EPW | 83 | 70.5425 | 37.5719 | 0 | 0 | 0 | 0 | 0 | 0 | 0 | 1.2 | 1.4403 | 1.3462 | 1.3047 | 1.31
06/24 24:00:00 | 6 | 24 | 24 | (VS)USA_ID_Boise-AP-Gowen-Field-ANGB.726810_AMY_2024EPW | 78 | 70.5379 | 30.8991 | 0 | 0 | 0 | 0 | 0 | 0 | 0 | 1 | 1.4403 | 1.3462 | 1.3047 | 1.31
06/25 01:00:00 | 6 | 25 | 1 | (VS)USA_ID_Boise-AP-Gowen-Field-ANGB.726810_AMY_2024EPW | 75 | 70.5186 | 22.6979 | 0 | 0 | 0 | 0 | 0 | 0 | 0 | 0.76667 | 1.4403 | 1.3462 | 1.3047 | 1.31
06/25 02:00:00 | 6 | 25 | 2 | (VS)USA_ID_Boise-AP-Gowen-Field-ANGB.726810_AMY_2024EPW | 72 | 70.5258 | 21.1411 | 0 | 0 | 0 | 0 | 0 | 0 | 0 | 0.68333 | 1.4403 | 1.3462 | 1.3047 | 1.31
06/25 03:00:00 | 6 | 25 | 3 | (VS)USA_ID_Boise-AP-Gowen-Field-ANGB.726810_AMY_2024EPW | 70 | 70.5215 | 14.6276 | 0 | 0 | 0 | 0 | 0 | 0 | 0 | 0.55 | 1.4403 | 1.3462 | 1.3047 | 1.31
06/25 04:00:00 | 6 | 25 | 4 | (VS)USA_ID_Boise-AP-Gowen-Field-ANGB.726810_AMY_2024EPW | 66 | 70.5283 | 3.3063 | 0 | 0 | 0 | 0 | 0 | 0 | 0 | 0.13333 | 1.4403 | 1.3462 | 1.3047 | 1.31
06/25 05:00:00 | 6 | 25 | 5 | (VS)USA_ID_Boise-AP-Gowen-Field-ANGB.726810_AMY_2024EPW | 65 | 70.5037 | 3.2213 | 0 | 0 | 0 | 0 | 0 | 0 | 0 | 0.13333 | 1.4403 | 1.3462 | 1.3047 | 1.31
06/25 06:00:00 | 6 | 25 | 6 | (VS)USA_ID_Boise-AP-Gowen-Field-ANGB.726810_AMY_2024EPW | 64 | 70.5828 | 0 | 0 | 0 | 0 | 0 | 0 | 0 | 0 | 0 | 1.4403 | 1.3462 | 1.3047 | 1.31
06/25 07:00:00 | 6 | 25 | 7 | (VS)USA_ID_Boise-AP-Gowen-Field-ANGB.726810_AMY_2024EPW | 62 | 70.2317 | 0 | 0 | 0 | 0 | 0 | 0 | 0 | 0 | 0 | 1.4403 | 1.3462 | 1.3047 | 1.31
06/25 08:00:00 | 6 | 25 | 8 | (VS)USA_ID_Boise-AP-Gowen-Field-ANGB.726810_AMY_2024EPW | 65 | 70.1156 | 2.7385 | 281.5362 | 59.7681 | 0 | 0 | 0.016667 | 23.6277 | 23.6277 | 0.066667 | 1.3698 | 1.2931 | 1.2579 | 1.2626
06/25 09:00:00 | 6 | 25 | 9 | (VS)USA_ID_Boise-AP-Gowen-Field-ANGB.726810_AMY_2024EPW | 70 | 70.1738 | 5.6725 | 666.4541 | 140.4546 | 0 | 0 | 0.043452 | 19.3276 | 19.3276 | 0.2 | 1.3932 | 1.306 | 1.2715 | 1.2763
06/25 10:00:00 | 6 | 25 | 10 | (VS)USA_ID_Boise-AP-Gowen-Field-ANGB.726810_AMY_2024EPW | 74 | 70.1477 | 5.7957 | 749.3546 | 160.6218 | 0 | 0 | 0.049823 | 0.86902 | 0.86902 | 0.2 | 1.4672 | 1.3658 | 1.3238 | 1.3294
06/25 11:00:00 | 6 | 25 | 11 | (VS)USA_ID_Boise-AP-Gowen-Field-ANGB.726810_AMY_2024EPW | 79 | 70.1328 | 5.6616 | 729.5099 | 157.5908 | 0 | 0 | 0.042889 | 0 | 0 | 0.2 | 1.5513 | 1.4335 | 1.3837 | 1.3905
06/25 12:00:00 | 6 | 25 | 12 | (VS)USA_ID_Boise-AP-Gowen-Field-ANGB.726810_AMY_2024EPW | 83 | 70.1407 | 0 | 0 | 0 | 0 | 0 | 0 | 0 | 0 | 0 | 1.6143 | 1.4881 | 1.4288 | 1.4367
06/25 13:00:00 | 6 | 25 | 13 | (VS)USA_ID_Boise-AP-Gowen-Field-ANGB.726810_AMY_2024EPW | 87 | 70.0877 | 0 | 0 | 0 | 0 | 0 | 0 | 0 | 0 | 0 | 1.6143 | 1.4881 | 1.4288 | 1.4367
06/25 14:00:00 | 6 | 25 | 14 | (VS)USA_ID_Boise-AP-Gowen-Field-ANGB.726810_AMY_2024EPW | 90 | 70.5315 | 11.3797 | 0 | 0 | 0 | 0 | 0 | 0 | 0 | 0.36667 | 1.6143 | 1.4881 | 1.4288 | 1.4367
06/25 15:00:00 | 6 | 25 | 15 | (VS)USA_ID_Boise-AP-Gowen-Field-ANGB.726810_AMY_2024EPW | 92 | 70.5476 | 32.053 | 0 | 0 | 0 | 0 | 0 | 0 | 0 | 0.98333 | 1.6143 | 1.4881 | 1.4288 | 1.4367
06/25 16:00:00 | 6 | 25 | 16 | (VS)USA_ID_Boise-AP-Gowen-Field-ANGB.726810_AMY_2024EPW | 94 | 70.5298 | 32.7099 | 0 | 0 | 0 | 0 | 0 | 0 | 0 | 0.96667 | 1.6143 | 1.4881 | 1.4288 | 1.4367
06/25 17:00:00 | 6 | 25 | 17 | (VS)USA_ID_Boise-AP-Gowen-Field-ANGB.726810_AMY_2024EPW | 97 | 70.5165 | 38.4143 | 0 | 0 | 0 | 0 | 0 | 0 | 0 | 1.2667 | 1.6143 | 1.4881 | 1.4288 | 1.4367
06/25 18:00:00 | 6 | 25 | 18 | (VS)USA_ID_Boise-AP-Gowen-Field-ANGB.726810_AMY_2024EPW | 96 | 70.5447 | 60.2171 | 0 | 0 | 0 | 0 | 0 | 0 | 0 | 1.7667 | 1.6143 | 1.4881 | 1.4288 | 1.4367
06/25 19:00:00 | 6 | 25 | 19 | (VS)USA_ID_Boise-AP-Gowen-Field-ANGB.726810_AMY_2024EPW | 96 | 70.5589 | 62.9378 | 0 | 0 | 0 | 0 | 0 | 0 | 0 | 1.9333 | 1.6143 | 1.4881 | 1.4288 | 1.4367
06/25 20:00:00 | 6 | 25 | 20 | (VS)USA_ID_Boise-AP-Gowen-Field-ANGB.726810_AMY_2024EPW | 96 | 70.5735 | 89.453 | 0 | 0 | 0 | 0 | 0 | 0 | 0 | 2.3667 | 1.6143 | 1.4881 | 1.4288 | 1.4367
06/25 21:00:00 | 6 | 25 | 21 | (VS)USA_ID_Boise-AP-Gowen-Field-ANGB.726810_AMY_2024EPW | 93 | 70.5537 | 62.4713 | 0 | 0 | 0 | 0 | 0 | 0 | 0 | 1.8667 | 1.6143 | 1.4881 | 1.4288 | 1.4367
06/25 22:00:00 | 6 | 25 | 22 | (VS)USA_ID_Boise-AP-Gowen-Field-ANGB.726810_AMY_2024EPW | 89 | 70.5262 | 45.1047 | 0 | 0 | 0 | 0 | 0 | 0 | 0 | 1.4 | 1.6143 | 1.4881 | 1.4288 | 1.4367
06/25 23:00:00 | 6 | 25 | 23 | (VS)USA_ID_Boise-AP-Gowen-Field-ANGB.726810_AMY_2024EPW | 85 | 70.5263 | 52.5893 | 0 | 0 | 0 | 0 | 0 | 0 | 0 | 1.6 | 1.6143 | 1.4881 | 1.4288 | 1.4367
06/25 24:00:00 | 6 | 25 | 24 | (VS)USA_ID_Boise-AP-Gowen-Field-ANGB.726810_AMY_2024EPW | 82 | 70.544 | 37.5521 | 0 | 0 | 0 | 0 | 0 | 0 | 0 | 1.2333 | 1.6143 | 1.4881 | 1.4288 | 1.4367
06/26 01:00:00 | 6 | 26 | 1 | (VS)USA_ID_Boise-AP-Gowen-Field-ANGB.726810_AMY_2024EPW | 80 | 70.5438 | 35.2251 | 0 | 0 | 0 | 0 | 0 | 0 | 0 | 1.1333 | 1.6143 | 1.4881 | 1.4288 | 1.4367
06/26 02:00:00 | 6 | 26 | 2 | (VS)USA_ID_Boise-AP-Gowen-Field-ANGB.726810_AMY_2024EPW | 81 | 70.5367 | 32.6586 | 0 | 0 | 0 | 0 | 0 | 0 | 0 | 1 | 1.6143 | 1.4881 | 1.4288 | 1.4367
06/26 03:00:00 | 6 | 26 | 3 | (VS)USA_ID_Boise-AP-Gowen-Field-ANGB.726810_AMY_2024EPW | 80 | 70.5083 | 33.0556 | 0 | 0 | 0 | 0 | 0 | 0 | 0 | 1.0667 | 1.6143 | 1.4881 | 1.4288 | 1.4367
06/26 04:00:00 | 6 | 26 | 4 | (VS)USA_ID_Boise-AP-Gowen-Field-ANGB.726810_AMY_2024EPW | 78 | 70.5295 | 31.5736 | 0 | 0 | 0 | 0 | 0 | 0 | 0 | 1 | 1.6143 | 1.4881 | 1.4288 | 1.4367
06/26 05:00:00 | 6 | 26 | 5 | (VS)USA_ID_Boise-AP-Gowen-Field-ANGB.726810_AMY_2024EPW | 77 | 70.5192 | 19.5037 | 0 | 0 | 0 | 0 | 0 | 0 | 0 | 0.66667 | 1.6143 | 1.4881 | 1.4288 | 1.4367
06/26 06:00:00 | 6 | 26 | 6 | (VS)USA_ID_Boise-AP-Gowen-Field-ANGB.726810_AMY_2024EPW | 78 | 70.5136 | 24.8914 | 0 | 0 | 0 | 0 | 0 | 0 | 0 | 0.76667 | 1.6143 | 1.4881 | 1.4288 | 1.4367
06/26 07:00:00 | 6 | 26 | 7 | (VS)USA_ID_Boise-AP-Gowen-Field-ANGB.726810_AMY_2024EPW | 79 | 70.5085 | 25.2778 | 0 | 0 | 0 | 0 | 0 | 0 | 0 | 0.83333 | 1.6143 | 1.4881 | 1.4288 | 1.4367
06/26 08:00:00 | 6 | 26 | 8 | (VS)USA_ID_Boise-AP-Gowen-Field-ANGB.726810_AMY_2024EPW | 80 | 70.5163 | 18.3308 | 0 | 0 | 0 | 0 | 0 | 0 | 0 | 0.6 | 1.6143 | 1.4881 | 1.4288 | 1.4367
06/26 09:00:00 | 6 | 26 | 9 | (VS)USA_ID_Boise-AP-Gowen-Field-ANGB.726810_AMY_2024EPW | 78 | 70.5346 | 17.916 | 0 | 0 | 0 | 0 | 0 | 0 | 0 | 0.6 | 1.6143 | 1.4881 | 1.4288 | 1.4367
06/26 10:00:00 | 6 | 26 | 10 | (VS)USA_ID_Boise-AP-Gowen-Field-ANGB.726810_AMY_2024EPW | 75 | 70.5167 | 11.562 | 0 | 0 | 0 | 0 | 0 | 0 | 0 | 0.4 | 1.6143 | 1.4881 | 1.4288 | 1.4367
06/26 11:00:00 | 6 | 26 | 11 | (VS)USA_ID_Boise-AP-Gowen-Field-ANGB.726810_AMY_2024EPW | 77 | 70.5222 | 17.4764 | 0 | 0 | 0 | 0 | 0 | 0 | 0 | 0.6 | 1.6143 | 1.4881 | 1.4288 | 1.4367
06/26 12:00:00 | 6 | 26 | 12 | (VS)USA_ID_Boise-AP-Gowen-Field-ANGB.726810_AMY_2024EPW | 82 | 70.5255 | 24.9988 | 0 | 0 | 0 | 0 | 0 | 0 | 0 | 0.8 | 1.6143 | 1.4881 | 1.4288 | 1.4367
06/26 13:00:00 | 6 | 26 | 13 | (VS)USA_ID_Boise-AP-Gowen-Field-ANGB.726810_AMY_2024EPW | 86 | 70.5239 | 34.2432 | 0 | 0 | 0 | 0 | 0 | 0 | 0 | 1.1 | 1.6143 | 1.4881 | 1.4288 | 1.4367
06/26 14:00:00 | 6 | 26 | 14 | (VS)USA_ID_Boise-AP-Gowen-Field-ANGB.726810_AMY_2024EPW | 90 | 70.5243 | 33.9866 | 0 | 0 | 0 | 0 | 0 | 0 | 0 | 1.0667 | 1.6143 | 1.4881 | 1.4288 | 1.4367
06/26 15:00:00 | 6 | 26 | 15 | (VS)USA_ID_Boise-AP-Gowen-Field-ANGB.726810_AMY_2024EPW | 92 | 70.5353 | 35.7423 | 0 | 0 | 0 | 0 | 0 | 0 | 0 | 1.2 | 1.6143 | 1.4881 | 1.4288 | 1.4367
06/26 16:00:00 | 6 | 26 | 16 | (VS)USA_ID_Boise-AP-Gowen-Field-ANGB.726810_AMY_2024EPW | 91 | 70.5331 | 39.3927 | 0 | 0 | 0 | 0 | 0 | 0 | 0 | 1.3 | 1.6143 | 1.4881 | 1.4288 | 1.4367
06/26 17:00:00 | 6 | 26 | 17 | (VS)USA_ID_Boise-AP-Gowen-Field-ANGB.726810_AMY_2024EPW | 93 | 70.5675 | 76.0038 | 0 | 0 | 0 | 0 | 0 | 0 | 0 | 2.1 | 1.6143 | 1.4881 | 1.4288 | 1.4367
06/26 18:00:00 | 6 | 26 | 18 | (VS)USA_ID_Boise-AP-Gowen-Field-ANGB.726810_AMY_2024EPW | 96 | 70.569 | 94.245 | 0 | 0 | 0 | 0 | 0 | 0 | 0 | 2.5333 | 1.6143 | 1.4881 | 1.4288 | 1.4367
06/26 19:00:00 | 6 | 26 | 19 | (VS)USA_ID_Boise-AP-Gowen-Field-ANGB.726810_AMY_2024EPW | 93 | 70.5656 | 86.2399 | 0 | 0 | 0 | 0 | 0 | 0 | 0 | 2.4 | 1.6143 | 1.4881 | 1.4288 | 1.4367
06/26 20:00:00 | 6 | 26 | 20 | (VS)USA_ID_Boise-AP-Gowen-Field-ANGB.726810_AMY_2024EPW | 92 | 70.579 | 87.6542 | 0 | 0 | 0 | 0 | 0 | 0 | 0 | 2.4333 | 1.6143 | 1.4881 | 1.4288 | 1.4367
06/26 21:00:00 | 6 | 26 | 21 | (VS)USA_ID_Boise-AP-Gowen-Field-ANGB.726810_AMY_2024EPW | 89 | 70.5379 | 55.8532 | 0 | 0 | 0 | 0 | 0 | 0 | 0 | 1.6333 | 1.6143 | 1.4881 | 1.4288 | 1.4367
06/26 22:00:00 | 6 | 26 | 22 | (VS)USA_ID_Boise-AP-Gowen-Field-ANGB.726810_AMY_2024EPW | 83 | 70.5373 | 43.5955 | 0 | 0 | 0 | 0 | 0 | 0 | 0 | 1.3667 | 1.6143 | 1.4881 | 1.4288 | 1.4367
06/26 23:00:00 | 6 | 26 | 23 | (VS)USA_ID_Boise-AP-Gowen-Field-ANGB.726810_AMY_2024EPW | 79 | 70.5264 | 33.9241 | 0 | 0 | 0 | 0 | 0 | 0 | 0 | 1.1 | 1.6143 | 1.4881 | 1.4288 | 1.4367
06/26 24:00:00 | 6 | 26 | 24 | (VS)USA_ID_Boise-AP-Gowen-Field-ANGB.726810_AMY_2024EPW | 78 | 70.5438 | 31.8753 | 0 | 0 | 0 | 0 | 0 | 0 | 0 | 1 | 1.6143 | 1.4881 | 1.4288 | 1.4367
06/27 01:00:00 | 6 | 27 | 1 | (VS)USA_ID_Boise-AP-Gowen-Field-ANGB.726810_AMY_2024EPW | 75 | 70.5324 | 29.9811 | 0 | 0 | 0 | 0 | 0 | 0 | 0 | 0.93333 | 1.6143 | 1.4881 | 1.4288 | 1.4367
06/27 02:00:00 | 6 | 27 | 2 | (VS)USA_ID_Boise-AP-Gowen-Field-ANGB.726810_AMY_2024EPW | 70 | 70.5233 | 22.0101 | 0 | 0 | 0 | 0 | 0 | 0 | 0 | 0.7 | 1.6143 | 1.4881 | 1.4288 | 1.4367
06/27 03:00:00 | 6 | 27 | 3 | (VS)USA_ID_Boise-AP-Gowen-Field-ANGB.726810_AMY_2024EPW | 67 | 70.5007 | 13.3096 | 0 | 0 | 0 | 0 | 0 | 0 | 0 | 0.46667 | 1.6143 | 1.4881 | 1.4288 | 1.4367
06/27 04:00:00 | 6 | 27 | 4 | (VS)USA_ID_Boise-AP-Gowen-Field-ANGB.726810_AMY_2024EPW | 65 | 70.5294 | 7.9875 | 0 | 0 | 0 | 0 | 0 | 0 | 0 | 0.3 | 1.6143 | 1.4881 | 1.4288 | 1.4367
06/27 05:00:00 | 6 | 27 | 5 | (VS)USA_ID_Boise-AP-Gowen-Field-ANGB.726810_AMY_2024EPW | 65 | 70.527 | 3.6335 | 0 | 0 | 0 | 0 | 0 | 0 | 0 | 0.13333 | 1.6143 | 1.4881 | 1.4288 | 1.4367
06/27 06:00:00 | 6 | 27 | 6 | (VS)USA_ID_Boise-AP-Gowen-Field-ANGB.726810_AMY_2024EPW | 65 | 70.5719 | 0 | 0 | 0 | 0 | 0 | 0 | 0 | 0 | 0 | 1.6143 | 1.4881 | 1.4288 | 1.4367
06/27 07:00:00 | 6 | 27 | 7 | (VS)USA_ID_Boise-AP-Gowen-Field-ANGB.726810_AMY_2024EPW | 64 | 70.4543 | 0 | 0 | 0 | 0 | 0 | 0 | 0 | 0 | 0 | 1.6143 | 1.4881 | 1.4288 | 1.4367
06/27 08:00:00 | 6 | 27 | 8 | (VS)USA_ID_Boise-AP-Gowen-Field-ANGB.726810_AMY_2024EPW | 64 | 70.1186 | 0 | 0 | 0 | 0 | 0 | 0 | 0 | 0 | 0 | 1.6143 | 1.4881 | 1.4288 | 1.4367
06/27 09:00:00 | 6 | 27 | 9 | (VS)USA_ID_Boise-AP-Gowen-Field-ANGB.726810_AMY_2024EPW | 65 | 70.1248 | 2.7385 | 280.6643 | 59.6332 | 0 | 0 | 0.016667 | 25.3757 | 25.3757 | 0.066667 | 1.4561 | 1.3682 | 1.3236 | 1.3296
06/27 10:00:00 | 6 | 27 | 10 | (VS)USA_ID_Boise-AP-Gowen-Field-ANGB.726810_AMY_2024EPW | 67 | 70.0941 | 2.8194 | 322.0276 | 67.8841 | 0 | 0 | 0.020856 | 14.4029 | 14.4029 | 0.1 | 1.3373 | 1.2624 | 1.2322 | 1.2366
06/27 11:00:00 | 6 | 27 | 11 | (VS)USA_ID_Boise-AP-Gowen-Field-ANGB.726810_AMY_2024EPW | 70 | 70.3009 | 0 | 0 | 0 | 0 | 0 | 0 | 0 | 0 | 0 | 1.3836 | 1.301 | 1.2647 | 1.2694
06/27 12:00:00 | 6 | 27 | 12 | (VS)USA_ID_Boise-AP-Gowen-Field-ANGB.726810_AMY_2024EPW | 71 | 70.2035 | 0 | 0 | 0 | 0 | 0 | 0 | 0 | 0 | 0 | 1.3836 | 1.301 | 1.2647 | 1.2694
06/27 13:00:00 | 6 | 27 | 13 | (VS)USA_ID_Boise-AP-Gowen-Field-ANGB.726810_AMY_2024EPW | 71 | 70.2313 | 0 | 0 | 0 | 0 | 0 | 0 | 0 | 0 | 0 | 1.3836 | 1.301 | 1.2647 | 1.2694
06/27 14:00:00 | 6 | 27 | 14 | (VS)USA_ID_Boise-AP-Gowen-Field-ANGB.726810_AMY_2024EPW | 73 | 70.3774 | 0 | 0 | 0 | 0 | 0 | 0 | 0 | 0 | 0 | 1.3836 | 1.301 | 1.2647 | 1.2694
06/27 15:00:00 | 6 | 27 | 15 | (VS)USA_ID_Boise-AP-Gowen-Field-ANGB.726810_AMY_2024EPW | 74 | 70.536 | 16.7806 | 0 | 0 | 0 | 0 | 0 | 0 | 0 | 0.46667 | 1.3836 | 1.301 | 1.2647 | 1.2694
06/27 16:00:00 | 6 | 27 | 16 | (VS)USA_ID_Boise-AP-Gowen-Field-ANGB.726810_AMY_2024EPW | 77 | 70.511 | 16.7934 | 0 | 0 | 0 | 0 | 0 | 0 | 0 | 0.51667 | 1.3836 | 1.301 | 1.2647 | 1.2694
06/27 17:00:00 | 6 | 27 | 17 | (VS)USA_ID_Boise-AP-Gowen-Field-ANGB.726810_AMY_2024EPW | 79 | 70.5204 | 24.843 | 0 | 0 | 0 | 0 | 0 | 0 | 0 | 0.8 | 1.3836 | 1.301 | 1.2647 | 1.2694
06/27 18:00:00 | 6 | 27 | 18 | (VS)USA_ID_Boise-AP-Gowen-Field-ANGB.726810_AMY_2024EPW | 79 | 70.5432 | 26.4485 | 0 | 0 | 0 | 0 | 0 | 0 | 0 | 0.8 | 1.3836 | 1.301 | 1.2647 | 1.2694
06/27 19:00:00 | 6 | 27 | 19 | (VS)USA_ID_Boise-AP-Gowen-Field-ANGB.726810_AMY_2024EPW | 79 | 70.5101 | 44.8554 | 0 | 0 | 0 | 0 | 0 | 0 | 0 | 1.3333 | 1.3836 | 1.301 | 1.2647 | 1.2694
06/27 20:00:00 | 6 | 27 | 20 | (VS)USA_ID_Boise-AP-Gowen-Field-ANGB.726810_AMY_2024EPW | 79 | 70.5284 | 54.7353 | 0 | 0 | 0 | 0 | 0 | 0 | 0 | 1.5667 | 1.3836 | 1.301 | 1.2647 | 1.2694
06/27 21:00:00 | 6 | 27 | 21 | (VS)USA_ID_Boise-AP-Gowen-Field-ANGB.726810_AMY_2024EPW | 76 | 70.5458 | 40.5323 | 0 | 0 | 0 | 0 | 0 | 0 | 0 | 1.2667 | 1.3836 | 1.301 | 1.2647 | 1.2694
06/27 22:00:00 | 6 | 27 | 22 | (VS)USA_ID_Boise-AP-Gowen-Field-ANGB.726810_AMY_2024EPW | 73 | 70.5122 | 27.2202 | 0 | 0 | 0 | 0 | 0 | 0 | 0 | 0.9 | 1.3836 | 1.301 | 1.2647 | 1.2694
06/27 23:00:00 | 6 | 27 | 23 | (VS)USA_ID_Boise-AP-Gowen-Field-ANGB.726810_AMY_2024EPW | 71 | 70.5135 | 19.4789 | 0 | 0 | 0 | 0 | 0 | 0 | 0 | 0.63333 | 1.3836 | 1.301 | 1.2647 | 1.2694
06/27 24:00:00 | 6 | 27 | 24 | (VS)USA_ID_Boise-AP-Gowen-Field-ANGB.726810_AMY_2024EPW | 68 | 70.5216 | 24.4226 | 0 | 0 | 0 | 0 | 0 | 0 | 0 | 0.8 | 1.3836 | 1.301 | 1.2647 | 1.2694
06/28 01:00:00 | 6 | 28 | 1 | (VS)USA_ID_Boise-AP-Gowen-Field-ANGB.726810_AMY_2024EPW | 66 | 70.5111 | 11.8821 | 0 | 0 | 0 | 0 | 0 | 0 | 0 | 0.4 | 1.3836 | 1.301 | 1.2647 | 1.2694
06/28 02:00:00 | 6 | 28 | 2 | (VS)USA_ID_Boise-AP-Gowen-Field-ANGB.726810_AMY_2024EPW | 64 | 70.5468 | 11.3934 | 0 | 0 | 0 | 0 | 0 | 0 | 0 | 0.4 | 1.3836 | 1.301 | 1.2647 | 1.2694
06/28 03:00:00 | 6 | 28 | 3 | (VS)USA_ID_Boise-AP-Gowen-Field-ANGB.726810_AMY_2024EPW | 62 | 70.5227 | 0 | 0 | 0 | 0 | 0 | 0 | 0 | 0 | 0 | 1.3836 | 1.301 | 1.2647 | 1.2694
06/28 04:00:00 | 6 | 28 | 4 | (VS)USA_ID_Boise-AP-Gowen-Field-ANGB.726810_AMY_2024EPW | 60 | 70.2807 | 0 | 0 | 0 | 0 | 0 | 0 | 0 | 0 | 0 | 1.3836 | 1.301 | 1.2647 | 1.2694
06/28 05:00:00 | 6 | 28 | 5 | (VS)USA_ID_Boise-AP-Gowen-Field-ANGB.726810_AMY_2024EPW | 57 | 70.1578 | 5.621 | 565.7853 | 124.6134 | 0 | 0 | 0.040785 | 97.7396 | 97.7396 | 0.16667 | 1.2258 | 1.1824 | 1.1587 | 1.1626
06/28 06:00:00 | 6 | 28 | 6 | (VS)USA_ID_Boise-AP-Gowen-Field-ANGB.726810_AMY_2024EPW | 56 | 70.1524 | 6.7741 | 925.0425 | 208.345 | 0 | 0 | 0.042248 | 0 | 0 | 0.3 | 1.1613 | 1.1271 | 1.1103 | 1.1136
06/28 07:00:00 | 6 | 28 | 7 | (VS)USA_ID_Boise-AP-Gowen-Field-ANGB.726810_AMY_2024EPW | 54 | 70.1996 | 7.7891 | 988.7797 | 224.7886 | 0 | 0 | 0.03388 | 0 | 0 | 0.33333 | 1.1387 | 1.1107 | 1.095 | 1.0985
06/28 08:00:00 | 6 | 28 | 8 | (VS)USA_ID_Boise-AP-Gowen-Field-ANGB.726810_AMY_2024EPW | 56 | 70.1562 | 10.7466 | 1307.8261 | 293.1342 | 0 | 0 | 0.059633 | 47.5401 | 47.5401 | 0.43333 | 1.1422 | 1.1106 | 1.0973 | 1.1008
06/28 09:00:00 | 6 | 28 | 9 | (VS)USA_ID_Boise-AP-Gowen-Field-ANGB.726810_AMY_2024EPW | 59 | 70.1242 | 8.8528 | 1021.3191 | 217.4878 | 0 | 0 | 0.082973 | 127.5113 | 127.5113 | 0.3 | 1.2099 | 1.1631 | 1.1434 | 1.1471
06/28 10:00:00 | 6 | 28 | 10 | (VS)USA_ID_Boise-AP-Gowen-Field-ANGB.726810_AMY_2024EPW | 62 | 70.1458 | 5.9294 | 712.0357 | 150.7445 | 0 | 0 | 0.056742 | 68.3261 | 68.3261 | 0.23333 | 1.2638 | 1.2044 | 1.1809 | 1.1847
06/28 11:00:00 | 6 | 28 | 11 | (VS)USA_ID_Boise-AP-Gowen-Field-ANGB.726810_AMY_2024EPW | 67 | 70.1926 | 8.4453 | 942.6441 | 199.2655 | 0 | 0 | 0.061892 | 66.9499 | 66.9499 | 0.26667 | 1.3448 | 1.2682 | 1.2374 | 1.2418
06/28 12:00:00 | 6 | 28 | 12 | (VS)USA_ID_Boise-AP-Gowen-Field-ANGB.726810_AMY_2024EPW | 71 | 70.1422 | 5.7376 | 700.2785 | 147.6032 | 0 | 0 | 0.04682 | 18.5893 | 18.5893 | 0.2 | 1.418 | 1.3269 | 1.2889 | 1.2941
06/28 13:00:00 | 6 | 28 | 13 | (VS)USA_ID_Boise-AP-Gowen-Field-ANGB.726810_AMY_2024EPW | 73 | 70.1664 | 5.6752 | 692.6753 | 146.5933 | 0 | 0 | 0.043592 | 2.9543 | 2.9543 | 0.2 | 1.4645 | 1.3644 | 1.3218 | 1.3275
06/28 14:00:00 | 6 | 28 | 14 | (VS)USA_ID_Boise-AP-Gowen-Field-ANGB.726810_AMY_2024EPW | 76 | 70.1448 | 0 | 0 | 0 | 0 | 0 | 0 | 0 | 0 | 0 | 1.4841 | 1.3816 | 1.3357 | 1.3416
06/28 15:00:00 | 6 | 28 | 15 | (VS)USA_ID_Boise-AP-Gowen-Field-ANGB.726810_AMY_2024EPW | 78 | 70.4836 | 5.4769 | 0 | 0 | 0 | 0 | 0 | 0 | 0 | 0.13333 | 1.4841 | 1.3816 | 1.3357 | 1.3416
06/28 16:00:00 | 6 | 28 | 16 | (VS)USA_ID_Boise-AP-Gowen-Field-ANGB.726810_AMY_2024EPW | 79 | 70.5414 | 17.0916 | 0 | 0 | 0 | 0 | 0 | 0 | 0 | 0.53333 | 1.4841 | 1.3816 | 1.3357 | 1.3416
06/28 17:00:00 | 6 | 28 | 17 | (VS)USA_ID_Boise-AP-Gowen-Field-ANGB.726810_AMY_2024EPW | 81 | 70.5384 | 18.2533 | 0 | 0 | 0 | 0 | 0 | 0 | 0 | 0.63333 | 1.4841 | 1.3816 | 1.3357 | 1.3416
06/28 18:00:00 | 6 | 28 | 18 | (VS)USA_ID_Boise-AP-Gowen-Field-ANGB.726810_AMY_2024EPW | 82 | 70.514 | 30.7908 | 0 | 0 | 0 | 0 | 0 | 0 | 0 | 0.96667 | 1.4841 | 1.3816 | 1.3357 | 1.3416
06/28 19:00:00 | 6 | 28 | 19 | (VS)USA_ID_Boise-AP-Gowen-Field-ANGB.726810_AMY_2024EPW | 81 | 70.5334 | 32.6737 | 0 | 0 | 0 | 0 | 0 | 0 | 0 | 1.0333 | 1.4841 | 1.3816 | 1.3357 | 1.3416
06/28 20:00:00 | 6 | 28 | 20 | (VS)USA_ID_Boise-AP-Gowen-Field-ANGB.726810_AMY_2024EPW | 81 | 70.5451 | 39.3066 | 0 | 0 | 0 | 0 | 0 | 0 | 0 | 1.3 | 1.4841 | 1.3816 | 1.3357 | 1.3416
06/28 21:00:00 | 6 | 28 | 21 | (VS)USA_ID_Boise-AP-Gowen-Field-ANGB.726810_AMY_2024EPW | 79 | 70.5224 | 40.8725 | 0 | 0 | 0 | 0 | 0 | 0 | 0 | 1.2667 | 1.4841 | 1.3816 | 1.3357 | 1.3416
06/28 22:00:00 | 6 | 28 | 22 | (VS)USA_ID_Boise-AP-Gowen-Field-ANGB.726810_AMY_2024EPW | 75 | 70.5109 | 24.9144 | 0 | 0 | 0 | 0 | 0 | 0 | 0 | 0.83333 | 1.4841 | 1.3816 | 1.3357 | 1.3416
06/28 23:00:00 | 6 | 28 | 23 | (VS)USA_ID_Boise-AP-Gowen-Field-ANGB.726810_AMY_2024EPW | 71 | 70.5448 | 29.6115 | 0 | 0 | 0 | 0 | 0 | 0 | 0 | 0.96667 | 1.4841 | 1.3816 | 1.3357 | 1.3416
06/28 24:00:00 | 6 | 28 | 24 | (VS)USA_ID_Boise-AP-Gowen-Field-ANGB.726810_AMY_2024EPW | 68 | 70.5197 | 21.8523 | 0 | 0 | 0 | 0 | 0 | 0 | 0 | 0.76667 | 1.4841 | 1.3816 | 1.3357 | 1.3416
06/29 01:00:00 | 6 | 29 | 1 | (VS)USA_ID_Boise-AP-Gowen-Field-ANGB.726810_AMY_2024EPW | 66 | 70.5005 | 13.5424 | 0 | 0 | 0 | 0 | 0 | 0 | 0 | 0.46667 | 1.4841 | 1.3816 | 1.3357 | 1.3416
06/29 02:00:00 | 6 | 29 | 2 | (VS)USA_ID_Boise-AP-Gowen-Field-ANGB.726810_AMY_2024EPW | 64 | 70.5125 | 8.1143 | 0 | 0 | 0 | 0 | 0 | 0 | 0 | 0.3 | 1.4841 | 1.3816 | 1.3357 | 1.3416
06/29 03:00:00 | 6 | 29 | 3 | (VS)USA_ID_Boise-AP-Gowen-Field-ANGB.726810_AMY_2024EPW | 63 | 70.5849 | 0 | 0 | 0 | 0 | 0 | 0 | 0 | 0 | 0 | 1.4841 | 1.3816 | 1.3357 | 1.3416
06/29 04:00:00 | 6 | 29 | 4 | (VS)USA_ID_Boise-AP-Gowen-Field-ANGB.726810_AMY_2024EPW | 62 | 70.2211 | 0 | 0 | 0 | 0 | 0 | 0 | 0 | 0 | 0 | 1.4841 | 1.3816 | 1.3357 | 1.3416
06/29 05:00:00 | 6 | 29 | 5 | (VS)USA_ID_Boise-AP-Gowen-Field-ANGB.726810_AMY_2024EPW | 63 | 70.1623 | 2.7385 | 274.2531 | 58.9414 | 0 | 0 | 0.016667 | 32.5939 | 32.5939 | 0.066667 | 1.3329 | 1.2665 | 1.2342 | 1.2387
06/29 06:00:00 | 6 | 29 | 6 | (VS)USA_ID_Boise-AP-Gowen-Field-ANGB.726810_AMY_2024EPW | 62 | 70.1407 | 2.8492 | 314.1929 | 67.1167 | 0 | 0 | 0.022395 | 31.6674 | 31.6674 | 0.1 | 1.2806 | 1.2193 | 1.1925 | 1.1965
06/29 07:00:00 | 6 | 29 | 7 | (VS)USA_ID_Boise-AP-Gowen-Field-ANGB.726810_AMY_2024EPW | 62 | 70.1415 | 5.7802 | 650.5755 | 138.8754 | 0 | 0 | 0.049022 | 70.5418 | 70.5418 | 0.2 | 1.2674 | 1.2098 | 1.1833 | 1.1872
06/29 08:00:00 | 6 | 29 | 8 | (VS)USA_ID_Boise-AP-Gowen-Field-ANGB.726810_AMY_2024EPW | 65 | 70.152 | 5.7408 | 663.7912 | 140.0438 | 0 | 0 | 0.046985 | 48.0972 | 48.0972 | 0.2 | 1.2991 | 1.2314 | 1.2055 | 1.2096
06/29 09:00:00 | 6 | 29 | 9 | (VS)USA_ID_Boise-AP-Gowen-Field-ANGB.726810_AMY_2024EPW | 70 | 70.1604 | 2.8375 | 336.2299 | 70.8766 | 0 | 0 | 0.021791 | 9.4612 | 9.4612 | 0.1 | 1.3946 | 1.3082 | 1.2724 | 1.2773
06/29 10:00:00 | 6 | 29 | 10 | (VS)USA_ID_Boise-AP-Gowen-Field-ANGB.726810_AMY_2024EPW | 74 | 70.1564 | 2.8044 | 333.6646 | 70.1031 | 0 | 0 | 0.020077 | 0 | 0 | 0.1 | 1.4577 | 1.3588 | 1.317 | 1.3226
06/29 11:00:00 | 6 | 29 | 11 | (VS)USA_ID_Boise-AP-Gowen-Field-ANGB.726810_AMY_2024EPW | 77 | 70.0906 | 2.8241 | 356.1811 | 76.0649 | 0 | 0 | 0.021095 | 0 | 0 | 0.1 | 1.5017 | 1.394 | 1.3483 | 1.3544
06/29 12:00:00 | 6 | 29 | 12 | (VS)USA_ID_Boise-AP-Gowen-Field-ANGB.726810_AMY_2024EPW | 80 | 70.0304 | 0 | 0 | 0 | 0 | 0 | 0 | 0 | 0 | 0 | 1.5545 | 1.439 | 1.3859 | 1.3928
06/29 13:00:00 | 6 | 29 | 13 | (VS)USA_ID_Boise-AP-Gowen-Field-ANGB.726810_AMY_2024EPW | 84 | 69.9792 | 0 | 0 | 0 | 0 | 0 | 0 | 0 | 0 | 0 | 1.5545 | 1.439 | 1.3859 | 1.3928
06/29 14:00:00 | 6 | 29 | 14 | (VS)USA_ID_Boise-AP-Gowen-Field-ANGB.726810_AMY_2024EPW | 87 | 70.482 | 11.4989 | 0 | 0 | 0 | 0 | 0 | 0 | 0 | 0.33333 | 1.5545 | 1.439 | 1.3859 | 1.3928
06/29 15:00:00 | 6 | 29 | 15 | (VS)USA_ID_Boise-AP-Gowen-Field-ANGB.726810_AMY_2024EPW | 90 | 70.5244 | 18.7859 | 0 | 0 | 0 | 0 | 0 | 0 | 0 | 0.63333 | 1.5545 | 1.439 | 1.3859 | 1.3928
06/29 16:00:00 | 6 | 29 | 16 | (VS)USA_ID_Boise-AP-Gowen-Field-ANGB.726810_AMY_2024EPW | 93 | 70.5282 | 33.3206 | 0 | 0 | 0 | 0 | 0 | 0 | 0 | 1.0667 | 1.5545 | 1.439 | 1.3859 | 1.3928
06/29 17:00:00 | 6 | 29 | 17 | (VS)USA_ID_Boise-AP-Gowen-Field-ANGB.726810_AMY_2024EPW | 94 | 70.5254 | 34.1463 | 0 | 0 | 0 | 0 | 0 | 0 | 0 | 1.1667 | 1.5545 | 1.439 | 1.3859 | 1.3928
06/29 18:00:00 | 6 | 29 | 18 | (VS)USA_ID_Boise-AP-Gowen-Field-ANGB.726810_AMY_2024EPW | 95 | 70.5358 | 41.4124 | 0 | 0 | 0 | 0 | 0 | 0 | 0 | 1.2833 | 1.5545 | 1.439 | 1.3859 | 1.3928
06/29 19:00:00 | 6 | 29 | 19 | (VS)USA_ID_Boise-AP-Gowen-Field-ANGB.726810_AMY_2024EPW | 94 | 70.5407 | 57.8762 | 0 | 0 | 0 | 0 | 0 | 0 | 0 | 1.7333 | 1.5545 | 1.439 | 1.3859 | 1.3928
06/29 20:00:00 | 6 | 29 | 20 | (VS)USA_ID_Boise-AP-Gowen-Field-ANGB.726810_AMY_2024EPW | 93 | 70.5663 | 81.0355 | 0 | 0 | 0 | 0 | 0 | 0 | 0 | 2.2667 | 1.5545 | 1.439 | 1.3859 | 1.3928
06/29 21:00:00 | 6 | 29 | 21 | (VS)USA_ID_Boise-AP-Gowen-Field-ANGB.726810_AMY_2024EPW | 92 | 70.5574 | 71.7963 | 0 | 0 | 0 | 0 | 0 | 0 | 0 | 1.9667 | 1.5545 | 1.439 | 1.3859 | 1.3928
06/29 22:00:00 | 6 | 29 | 22 | (VS)USA_ID_Boise-AP-Gowen-Field-ANGB.726810_AMY_2024EPW | 88 | 70.5329 | 59.9623 | 0 | 0 | 0 | 0 | 0 | 0 | 0 | 1.7333 | 1.5545 | 1.439 | 1.3859 | 1.3928
06/29 23:00:00 | 6 | 29 | 23 | (VS)USA_ID_Boise-AP-Gowen-Field-ANGB.726810_AMY_2024EPW | 83 | 70.5429 | 44.1171 | 0 | 0 | 0 | 0 | 0 | 0 | 0 | 1.4 | 1.5545 | 1.439 | 1.3859 | 1.3928
06/29 24:00:00 | 6 | 29 | 24 | (VS)USA_ID_Boise-AP-Gowen-Field-ANGB.726810_AMY_2024EPW | 79 | 70.5307 | 33.2384 | 0 | 0 | 0 | 0 | 0 | 0 | 0 | 1.0667 | 1.5545 | 1.439 | 1.3859 | 1.3928
06/30 01:00:00 | 6 | 30 | 1 | (VS)USA_ID_Boise-AP-Gowen-Field-ANGB.726810_AMY_2024EPW | 75 | 70.5298 | 31.0745 | 0 | 0 | 0 | 0 | 0 | 0 | 0 | 1 | 1.5545 | 1.439 | 1.3859 | 1.3928
06/30 02:00:00 | 6 | 30 | 2 | (VS)USA_ID_Boise-AP-Gowen-Field-ANGB.726810_AMY_2024EPW | 73 | 70.5154 | 23.963 | 0 | 0 | 0 | 0 | 0 | 0 | 0 | 0.8 | 1.5545 | 1.439 | 1.3859 | 1.3928
06/30 03:00:00 | 6 | 30 | 3 | (VS)USA_ID_Boise-AP-Gowen-Field-ANGB.726810_AMY_2024EPW | 71 | 70.5278 | 23.2542 | 0 | 0 | 0 | 0 | 0 | 0 | 0 | 0.76667 | 1.5545 | 1.439 | 1.3859 | 1.3928
06/30 04:00:00 | 6 | 30 | 4 | (VS)USA_ID_Boise-AP-Gowen-Field-ANGB.726810_AMY_2024EPW | 70 | 70.532 | 16.8909 | 0 | 0 | 0 | 0 | 0 | 0 | 0 | 0.53333 | 1.5545 | 1.439 | 1.3859 | 1.3928
06/30 05:00:00 | 6 | 30 | 5 | (VS)USA_ID_Boise-AP-Gowen-Field-ANGB.726810_AMY_2024EPW | 69 | 70.5359 | 11.1986 | 0 | 0 | 0 | 0 | 0 | 0 | 0 | 0.33333 | 1.5545 | 1.439 | 1.3859 | 1.3928
06/30 06:00:00 | 6 | 30 | 6 | (VS)USA_ID_Boise-AP-Gowen-Field-ANGB.726810_AMY_2024EPW | 69 | 70.5434 | 11.0906 | 0 | 0 | 0 | 0 | 0 | 0 | 0 | 0.33333 | 1.5545 | 1.439 | 1.3859 | 1.3928
06/30 07:00:00 | 6 | 30 | 7 | (VS)USA_ID_Boise-AP-Gowen-Field-ANGB.726810_AMY_2024EPW | 69 | 70.5119 | 0 | 0 | 0 | 0 | 0 | 0 | 0 | 0 | 0 | 1.5545 | 1.439 | 1.3859 | 1.3928
06/30 08:00:00 | 6 | 30 | 8 | (VS)USA_ID_Boise-AP-Gowen-Field-ANGB.726810_AMY_2024EPW | 69 | 70.6576 | 0 | 0 | 0 | 0 | 0 | 0 | 0 | 0 | 0 | 1.5545 | 1.439 | 1.3859 | 1.3928
06/30 09:00:00 | 6 | 30 | 9 | (VS)USA_ID_Boise-AP-Gowen-Field-ANGB.726810_AMY_2024EPW | 67 | 70.5533 | 0 | 0 | 0 | 0 | 0 | 0 | 0 | 0 | 0 | 1.5545 | 1.439 | 1.3859 | 1.3928
06/30 10:00:00 | 6 | 30 | 10 | (VS)USA_ID_Boise-AP-Gowen-Field-ANGB.726810_AMY_2024EPW | 67 | 70.2842 | 0 | 0 | 0 | 0 | 0 | 0 | 0 | 0 | 0 | 1.5545 | 1.439 | 1.3859 | 1.3928
06/30 11:00:00 | 6 | 30 | 11 | (VS)USA_ID_Boise-AP-Gowen-Field-ANGB.726810_AMY_2024EPW | 69 | 70.0431 | 0 | 0 | 0 | 0 | 0 | 0 | 0 | 0 | 0 | 1.5545 | 1.439 | 1.3859 | 1.3928
06/30 12:00:00 | 6 | 30 | 12 | (VS)USA_ID_Boise-AP-Gowen-Field-ANGB.726810_AMY_2024EPW | 72 | 70.1874 | 0 | 0 | 0 | 0 | 0 | 0 | 0 | 0 | 0 | 1.5545 | 1.439 | 1.3859 | 1.3928
06/30 13:00:00 | 6 | 30 | 13 | (VS)USA_ID_Boise-AP-Gowen-Field-ANGB.726810_AMY_2024EPW | 76 | 70.5126 | 5.5325 | 0 | 0 | 0 | 0 | 0 | 0 | 0 | 0.16667 | 1.5545 | 1.439 | 1.3859 | 1.3928
06/30 14:00:00 | 6 | 30 | 14 | (VS)USA_ID_Boise-AP-Gowen-Field-ANGB.726810_AMY_2024EPW | 80 | 70.5362 | 11.1677 | 0 | 0 | 0 | 0 | 0 | 0 | 0 | 0.33333 | 1.5545 | 1.439 | 1.3859 | 1.3928
06/30 15:00:00 | 6 | 30 | 15 | (VS)USA_ID_Boise-AP-Gowen-Field-ANGB.726810_AMY_2024EPW | 81 | 70.4971 | 16.9061 | 0 | 0 | 0 | 0 | 0 | 0 | 0 | 0.5 | 1.5545 | 1.439 | 1.3859 | 1.3928
06/30 16:00:00 | 6 | 30 | 16 | (VS)USA_ID_Boise-AP-Gowen-Field-ANGB.726810_AMY_2024EPW | 83 | 70.5196 | 17.2794 | 0 | 0 | 0 | 0 | 0 | 0 | 0 | 0.56667 | 1.5545 | 1.439 | 1.3859 | 1.3928
06/30 17:00:00 | 6 | 30 | 17 | (VS)USA_ID_Boise-AP-Gowen-Field-ANGB.726810_AMY_2024EPW | 84 | 70.537 | 30.4813 | 0 | 0 | 0 | 0 | 0 | 0 | 0 | 0.96667 | 1.5545 | 1.439 | 1.3859 | 1.3928
06/30 18:00:00 | 6 | 30 | 18 | (VS)USA_ID_Boise-AP-Gowen-Field-ANGB.726810_AMY_2024EPW | 84 | 70.518 | 36.5416 | 0 | 0 | 0 | 0 | 0 | 0 | 0 | 1.2 | 1.5545 | 1.439 | 1.3859 | 1.3928
06/30 19:00:00 | 6 | 30 | 19 | (VS)USA_ID_Boise-AP-Gowen-Field-ANGB.726810_AMY_2024EPW | 84 | 70.5331 | 58.4523 | 0 | 0 | 0 | 0 | 0 | 0 | 0 | 1.7 | 1.5545 | 1.439 | 1.3859 | 1.3928
06/30 20:00:00 | 6 | 30 | 20 | (VS)USA_ID_Boise-AP-Gowen-Field-ANGB.726810_AMY_2024EPW | 82 | 70.7702 | 104.1104 | 0 | 0 | 0 | 0 | 0 | 0 | 0 | 2.7 | 1.5545 | 1.439 | 1.3859 | 1.3928
06/30 21:00:00 | 6 | 30 | 21 | (VS)USA_ID_Boise-AP-Gowen-Field-ANGB.726810_AMY_2024EPW | 80 | 75.7406 | 164.3076 | 0 | 0 | 0 | 0 | 0 | 0 | 0 | 4 | 1.5545 | 1.439 | 1.3859 | 1.3928
06/30 22:00:00 | 6 | 30 | 22 | (VS)USA_ID_Boise-AP-Gowen-Field-ANGB.726810_AMY_2024EPW | 77 | 70.6851 | 91.9674 | 0 | 0 | 0 | 0 | 0 | 0 | 0 | 2.4333 | 1.5545 | 1.439 | 1.3859 | 1.3928
06/30 23:00:00 | 6 | 30 | 23 | (VS)USA_ID_Boise-AP-Gowen-Field-ANGB.726810_AMY_2024EPW | 75 | 70.5361 | 68.1335 | 0 | 0 | 0 | 0 | 0 | 0 | 0 | 1.8 | 1.5545 | 1.439 | 1.3859 | 1.3928
06/30 24:00:00 | 6 | 30 | 24 | (VS)USA_ID_Boise-AP-Gowen-Field-ANGB.726810_AMY_2024EPW | 72 | 70.5184 | 58.8844 | 0 | 0 | 0 | 0 | 0 | 0 | 0 | 1.6333 | 1.5545 | 1.439 | 1.3859 | 1.3928

## Model In
Run Label | Timesteps Per Hour | Weather File | Building Orientation [deg] | Conditioned Footprint Area [ft^2] | Average Number of Stories Above Foundation | Average Ceiling Height Per Story [ft] | Building Width to Depth Ratio | Roof Pitch | Exterior Non-Foundation Wall Input Methd | Exterior Non-Foundation Wall Pre-Defined Constructions | Exterior Non-Foundation Wall Overall Effective R-Value [h-ft^2-F/Btu] | Ceiling And Roof Input Methd | Ceiling And Roof Construction | Ceiling Overall Effective R-Value [h-ft^2-F/Btu] | Attic Vented [Y/N] | Floor and Foundation Input Methd | Foundation And Floor Construction | Foundation Type | Floor Overall Effective R-Value [h-ft^2-F/Btu] | Slab Perimeter Insulation R-Value [h-ft^2-F/Btu] | Full Under-Slab Insulation R-Value [h-ft^2-F/Btu] | Slab Thermal Break Insulation R-Value [h-ft^2-F/Btu] | Basement Wall Insulation R-Value [h-ft^2-F/Btu] | Foundation Vented [Y/N] | Window U-Value [Btu/h-ft^2-F] | Window Solar Heat Gain Coefficient | Window Shades [Y/N] | Window-to-Wall Ratio, Front [%] | Window-to-Wall Ratio, Back [%] | Window-to-Wall Ratio, Left [%] | Window-to-Wall Ratio, Right [%] | Conditioned Envelope Infiltration [ACH50] | Primary HVAC Type | HVAC Sizing Method | Primary Heating Capacity Units | Primary Rated Heating Capacity [@47F OAT] | Primary Cooling Capacity Units | Primary Rated Cooling Capacity [@95F OAT] | ASHP Backup Heat Type | ASHP Backup Heat Capacity Units | ASHP Backup Heat Capacity | ASHP Backup Heat Lockout Temp [deg F] | ASHP Compressor Lockout Temp [deg F] | Non-Electric Furnace AFUE [%] | Supply Duct Leakage [%] | Supply Duct Insulation Nominal R-Value [h-ft^2-F/Btu] | Return Duct Leakage [%] | Return Duct Insulation Nominal R-Value [h-ft^2-F/Btu] | Supplemental Heating Source | Supplemental Heating Source Capacity Units | Supplemental Heating Source Capacity | Supplemental Heating Source Efficiency | Fraction of Home Served by Supplemental Heating Source | Heating Setpoint Schedule Method | Heating 8760 Schedule Name | Heating Setpoint 1 [deg F] | Heating Setpoint 1 End Time [HH:MM] | Heating Setpoint 2 [deg F] | Heating Setpoint 2 End Time [HH:MM] | Heating Setpoint 3 [deg F] | Heating Setpoint 3 End Time [HH:MM] | Heating Setpoint 4 [deg F] | Heating Setpoint 4 End Time [HH:MM] | Heating Setpoint 5 [deg F] | Heating Setpoint 5 End Time [HH:MM] | Heating Setpoint 6 [deg F] | Heating Setpoint 6 End Time [HH:MM] | Heating Setpoint 7 [deg F] | Heating Setpoint 7 End Time [HH:MM] | Heating Setpoint 8 [deg F] | Heating Setpoint 8 End Time [HH:MM] | Cooling Setpoint Schedule Method | Cooling 8760 Schedule Name | Cooling Setpoint 1 [deg F] | Cooling Setpoint 1 End Time [HH:MM] | Cooling Setpoint 2 [deg F] | Cooling Setpoint 2 End Time [HH:MM] | Cooling Setpoint 3 [deg F] | Cooling Setpoint 3 End Time [HH:MM] | Cooling Setpoint 4 [deg F] | Cooling Setpoint 4 End Time [HH:MM] | Cooling Setpoint 5 [deg F] | Cooling Setpoint 5 End Time [HH:MM] | Cooling Setpoint 6 [deg F] | Cooling Setpoint 6 End Time [HH:MM] | Cooling Setpoint 7 [deg F] | Cooling Setpoint 7 End Time [HH:MM] | Cooling Setpoint 8 [deg F] | Cooling Setpoint 8 End Time [HH:MM] | Thermostat Hysteresis Range [deg F] | Natural Ventilation Setpoint Temperature [deg F] | Water Heater | Water Heater Setpoint Schedule | Number Of People | Interior Lighting Power Density [W/ft^2] | Exterior Lighting Power [W] | Range | Dryer | Refrigerator | Clothes Washer | Dishwasher | Misc Electric Gains [Max W] | Misc Electric Gains Schedule | Misc Gas Gains [Max Btu/h] | Misc Gas Gains Schedule
(I)USA_ID_Boise-AP-Gowen-Field-ANGB.726810_AMY_2024EPW | 30 | USA_ID_Boise-AP-Gowen-Field-ANGB.726810_AMY_2024EPW | 0 | 2102 | 1.5 | 9.3238 | 0.4 | 4-12 (Low-Moderate Slope) | Overall Effective R-Value |  | 16.2727 | Ceiling Overall Effective R-Value (Assumes Uninsulated Roof) |  | 25.5918 | Yes | Foundation Type with Effective R-Values |  | Crawlspace | 20 |  |  |  | 0 | No | 0.51152 | 0.59205 | Yes | 0.07925 | 0.16576 | 0.017672 | 0.25772 | 6.39 | Variable Speed ASHP HPHC Observed Ideal | Manual | kBtu/h | 47 | kBtu/h | 47 | Electric | kW | 15 | 17 | -20 |  | 0.091605 | 2.2404 | 0.1399 | 1.424 | [5 empty] | Daily Schedule (enter setpoint values/end times at right) |  | 69.6 | 24:00 | [14 empty] | Daily Schedule (enter setpoint values/end times at right) |  | 71 | 24:00 | [14 empty] | 0.45 |  | No |  | 1 | 0 | 0 | No | No | No | No | No | 1006.9041 | SITE_00707-2021-MISC | 0
(OT)USA_ID_Boise-AP-Gowen-Field-ANGB.726810_AMY_2024EPW | 30 | USA_ID_Boise-AP-Gowen-Field-ANGB.726810_AMY_2024EPW | 0 | 2102 | 1.5 | 9.3238 | 0.4 | 4-12 (Low-Moderate Slope) | Overall Effective R-Value |  | 16.2727 | Ceiling Overall Effective R-Value (Assumes Uninsulated Roof) |  | 25.5918 | Yes | Foundation Type with Effective R-Values |  | Crawlspace | 20 |  |  |  | 0 | No | 0.51152 | 0.59205 | Yes | 0.07925 | 0.16576 | 0.017672 | 0.25772 | 6.39 | Variable Speed ASHP HPHC Observed Top | Manual | kBtu/h | 47 | kBtu/h | 47 | Electric | kW | 15 | 17 | -20 |  | 0.091605 | 2.2404 | 0.1399 | 1.424 | [5 empty] | Daily Schedule (enter setpoint values/end times at right) |  | 69.6 | 24:00 | [14 empty] | Daily Schedule (enter setpoint values/end times at right) |  | 71 | 24:00 | [14 empty] | 0.45 |  | No |  | 1 | 0 | 0 | No | No | No | No | No | 1006.9041 | SITE_00707-2021-MISC | 0
(OB)USA_ID_Boise-AP-Gowen-Field-ANGB.726810_AMY_2024EPW | 30 | USA_ID_Boise-AP-Gowen-Field-ANGB.726810_AMY_2024EPW | 0 | 2102 | 1.5 | 9.3238 | 0.4 | 4-12 (Low-Moderate Slope) | Overall Effective R-Value |  | 16.2727 | Ceiling Overall Effective R-Value (Assumes Uninsulated Roof) |  | 25.5918 | Yes | Foundation Type with Effective R-Values |  | Crawlspace | 20 |  |  |  | 0 | No | 0.51152 | 0.59205 | Yes | 0.07925 | 0.16576 | 0.017672 | 0.25772 | 6.39 | Variable Speed ASHP HPHC Observed Bottom | Manual | kBtu/h | 47 | kBtu/h | 47 | Electric | kW | 15 | 17 | -20 |  | 0.091605 | 2.2404 | 0.1399 | 1.424 | [5 empty] | Daily Schedule (enter setpoint values/end times at right) |  | 69.6 | 24:00 | [14 empty] | Daily Schedule (enter setpoint values/end times at right) |  | 71 | 24:00 | [14 empty] | 0.45 |  | No |  | 1 | 0 | 0 | No | No | No | No | No | 1006.9041 | SITE_00707-2021-MISC | 0
(SS)USA_ID_Boise-AP-Gowen-Field-ANGB.726810_AMY_2024EPW | 30 | USA_ID_Boise-AP-Gowen-Field-ANGB.726810_AMY_2024EPW | 0 | 2102 | 1.5 | 9.3238 | 0.4 | 4-12 (Low-Moderate Slope) | Overall Effective R-Value |  | 16.2727 | Ceiling Overall Effective R-Value (Assumes Uninsulated Roof) |  | 25.5918 | Yes | Foundation Type with Effective R-Values |  | Crawlspace | 20 |  |  |  | 0 | No | 0.51152 | 0.59205 | Yes | 0.07925 | 0.16576 | 0.017672 | 0.25772 | 6.39 | Single Speed ASHP (8.5 HSPF 15 SEER) | Manual | kBtu/h | 47 | kBtu/h | 47 | Electric | kW | 15 | 17 | -20 |  | 0.091605 | 2.2404 | 0.1399 | 1.424 | [5 empty] | Daily Schedule (enter setpoint values/end times at right) |  | 69.6 | 24:00 | [14 empty] | Daily Schedule (enter setpoint values/end times at right) |  | 71 | 24:00 | [14 empty] | 0.45 |  | No |  | 1 | 0 | 0 | No | No | No | No | No | 1006.9041 | SITE_00707-2021-MISC | 0
(VS)USA_ID_Boise-AP-Gowen-Field-ANGB.726810_AMY_2024EPW | 30 | USA_ID_Boise-AP-Gowen-Field-ANGB.726810_AMY_2024EPW | 0 | 2102 | 1.5 | 9.3238 | 0.4 | 4-12 (Low-Moderate Slope) | Overall Effective R-Value |  | 16.2727 | Ceiling Overall Effective R-Value (Assumes Uninsulated Roof) |  | 25.5918 | Yes | Foundation Type with Effective R-Values |  | Crawlspace | 20 |  |  |  | 0 | No | 0.51152 | 0.59205 | Yes | 0.07925 | 0.16576 | 0.017672 | 0.25772 | 6.39 | Variable Speed ASHP (10 HSPF 22 SEER) | Manual | kBtu/h | 47 | kBtu/h | 47 | Electric | kW | 15 | 17 | -20 |  | 0.091605 | 2.2404 | 0.1399 | 1.424 | [5 empty] | Daily Schedule (enter setpoint values/end times at right) |  | 69.6 | 24:00 | [14 empty] | Daily Schedule (enter setpoint values/end times at right) |  | 71 | 24:00 | [14 empty] | 0.45 |  | No |  | 1 | 0 | 0 | No | No | No | No | No | 1006.9041 | SITE_00707-2021-MISC | 0

## Run Characteristics
EnergyPlus Directory | C:\EnergyPlusV22-2-0\energyplus.exe
Model Input Template Directory | C:\Users\logan\OneDrive\Desktop\REEDRRepos\REEDREnv\REEDR\Model Input Template HPHC 2.xlsx
Simulation Type | Sub-Annual
Simulation Begin Month | 1
Simulation Begin Day | 1
Simulation End Month | 6
Simulation End Day | 30
Output Granularity | Hourly
Output End Uses | Heating
Run Complete Timestamp | 2026-07-08 12:32:33.363892-07:00 US Pacific Time