## Sheet1
Sum of DHW Elec [kWh] | Column Labels
| Electric Storage_50-gallon |  |  |  |  | Electric Storage_50-gallon Total | HPWH_50-gallon |  |  |  |  | HPWH_50-gallon Total | Grand Total
Row Labels | 1 | 2 | 3 | 4 | 5 |  | 1 | 2 | 3 | 4 | 5
USA_AL_Birmingh | 1449.6585 | 2082.5981 | 2547.1476 | 2939.5553 | 3974.5745 | 12993.5341 | 915.6439 | 1026.829 | 1142.078 | 1268.2495 | 1569.5658 | 5922.3663 | 18915.9004
USA_AL_Mobile.R | 1369.4414 | 1960.7635 | 2393.7113 | 2764.0031 | 3738.0541 | 12225.9733 | 874.5555 | 976.6376 | 1084.8168 | 1197.1484 | 1459.5693 | 5592.7276 | 17818.7009
USA_AR_Fayettev | 1561.0671 | 2253.5259 | 2762.8529 | 3188.6661 | 4307.9167 | 14074.0288 | 963.6555 | 1088.7758 | 1215.5667 | 1360.1006 | 1713.3092 | 6341.4077 | 20415.4365
USA_AR_Little.R | 1480.9631 | 2131.0128 | 2607.9048 | 3010.3555 | 4069.2674 | 13299.5035 | 925.9577 | 1042.0447 | 1159.9929 | 1289.7541 | 1605.1685 | 6022.918 | 19322.4215
USA_AZ_Flagstaf | 1778.9597 | 2587.5591 | 3183.7471 | 3675.2509 | 4964.8211 | 16190.3379 | 1116.5703 | 1278.0885 | 1431.3181 | 1626.5629 | 2111.0387 | 7563.5786 | 23753.9165
USA_AZ_Kingman. | 1450.9945 | 2083.6064 | 2547.0498 | 2940.2201 | 3973.2187 | 12995.0895 | 996.1476 | 1116.4695 | 1230.6092 | 1362.9793 | 1681.4555 | 6387.661 | 19382.7505
USA_AZ_Phoenix- | 1191.5189 | 1685.3645 | 2043.4452 | 2364.1931 | 3186.5602 | 10471.082 | 876.3211 | 963.4695 | 1051.7271 | 1140.7879 | 1359.1954 | 5391.5011 | 15862.583
USA_AZ_Prescott | 1572.9369 | 2272.5599 | 2787.4522 | 3216.219 | 4346.0562 | 14195.2243 | 1034.3484 | 1168.3692 | 1294.667 | 1451.4669 | 1820.7963 | 6769.6478 | 20964.8721
USA_CA_Bakersfi | 1382.5452 | 1980.0071 | 2416.9052 | 2789.4697 | 3772.6574 | 12341.5846 | 905.499 | 1010.653 | 1119.0414 | 1233.498 | 1511.1371 | 5779.8286 | 18121.4132
USA_CA_Bishop-E | 1556.951 | 2247.1611 | 2754.1362 | 3178.5722 | 4293.9743 | 14030.7948 | 1046.5407 | 1181.499 | 1305.749 | 1459.9357 | 1827.4188 | 6821.1432 | 20851.938
USA_CA_Crescent | 1691.4462 | 2451.5667 | 3010.1866 | 3472.123 | 4691.5433 | 15316.8658 | 978.2394 | 1111.3652 | 1245.9634 | 1407.4527 | 1806.7791 | 6549.7998 | 21866.6657
USA_CA_Imperial | 1226.4945 | 1738.9168 | 2111.8287 | 2442.4581 | 3295.0481 | 10814.746 | 868.4404 | 959.2216 | 1052.0766 | 1145.9624 | 1373.2111 | 5398.9121 | 16213.6581
USA_CA_Los.Ange | 1449.4411 | 2086.6745 | 2554.9268 | 2948.6952 | 3987.7419 | 13027.4797 | 892.3048 | 999.3214 | 1113.2435 | 1235.2578 | 1523.6432 | 5763.7707 | 18791.2504
USA_CA_Riversid | 1403.9222 | 2014.3825 | 2461.6096 | 2841.201 | 3842.2996 | 12563.4149 | 911.6159 | 1014.6246 | 1124.5846 | 1242.2274 | 1519.7501 | 5812.8027 | 18376.2176
USA_CA_Sacramen | 1499.5604 | 2159.8612 | 2644.6369 | 3050.6121 | 4123.4474 | 13478.118 | 928.8716 | 1044.9693 | 1164.4113 | 1297.9266 | 1616.1465 | 6052.3253 | 19530.4433
USA_CA_San.Jose | 1524.9187 | 2201.156 | 2697.513 | 3109.3625 | 4208.2177 | 13741.1679 | 925.54 | 1040.9969 | 1162.1991 | 1297.7341 | 1621.4529 | 6047.9229 | 19789.0908
USA_CA_Santa.An | 1427.7165 | 2052.8947 | 2511.3473 | 2899.0829 | 3919.5038 | 12810.5452 | 891.0028 | 995.4571 | 1108.3154 | 1227.2717 | 1506.4169 | 5728.4639 | 18539.0092
USA_CO_Alamosa- | 1861.1235 | 2712.5388 | 3341.1409 | 3859.9103 | 5216.901 | 16991.6145 | 1155.4263 | 1333.9185 | 1493.9304 | 1710.3418 | 2243.0504 | 7936.6674 | 24928.2819
USA_CO_Aspen-Pi | 1885.5075 | 2749.6872 | 3387.7291 | 3913.9606 | 5289.9267 | 17226.8112 | 1162.0367 | 1343.7453 | 1505.8458 | 1727.9982 | 2272.1388 | 8011.7649 | 25238.5761
USA_CO_Denver.I | 1695.5741 | 2460.5047 | 3023.1028 | 3488.1063 | 4713.1865 | 15380.4744 | 1077.2116 | 1226.5852 | 1369.9719 | 1552.2015 | 1991.7162 | 7217.6865 | 22598.1609
USA_CO_Trinidad | 1657.1321 | 2401.5464 | 2949.6261 | 3403.1057 | 4598.393 | 15009.8033 | 1073.1406 | 1218.318 | 1356.621 | 1531.5727 | 1951.167 | 7130.8194 | 22140.6227
USA_CT_Bridgepo | 1652.0744 | 2392.8114 | 2937.5332 | 3390.2135 | 4579.2132 | 14951.8457 | 1008.3786 | 1144.0631 | 1280.7121 | 1443.3799 | 1842.9779 | 6719.5116 | 21671.3573
USA_DE_Wilmingt | 1605.7406 | 2321.5403 | 2848.1125 | 3286.5697 | 4438.4908 | 14500.4539 | 987.411 | 1119.5392 | 1250.0815 | 1404.8388 | 1781.2467 | 6543.1171 | 21043.571
USA_FL_Fort.Mye | 1228.4675 | 1743.4885 | 2117.212 | 2451.087 | 3315.0431 | 10855.2981 | 821.0272 | 911.0958 | 1004.357 | 1096.7385 | 1315.3786 | 5148.597 | 16003.8951
USA_FL_Jacksonv | 1360.7352 | 1947.7253 | 2377.4394 | 2745.741 | 3713.7729 | 12145.4139 | 863.0944 | 963.996 | 1071.4366 | 1181.3365 | 1438.5015 | 5518.365 | 17663.7789
USA_FL_Miami.Na | 1180.8815 | 1669.554 | 2023.3501 | 2343.4817 | 3169.6016 | 10386.8688 | 807.733 | 894.1585 | 983.6585 | 1072.8438 | 1275.3265 | 5033.7202 | 15420.5891
USA_GA_Atlanta- | 1460.2772 | 2099.0127 | 2567.6245 | 2962.3657 | 4005.5861 | 13094.8663 | 926.7685 | 1039.8545 | 1157.4098 | 1284.152 | 1590.094 | 5998.2787 | 19093.145
USA_GA_Rome-Rus | 1494.0279 | 2150.8869 | 2633.4885 | 3038.7105 | 4107.1652 | 13424.2791 | 936.6655 | 1051.3469 | 1171.1084 | 1304.0399 | 1621.4425 | 6084.6032 | 19508.8823
USA_GA_Savannah | 1387.7336 | 1988.1932 | 2428.1582 | 2802.5023 | 3790.8445 | 12397.4318 | 884.3128 | 987.5088 | 1097.9265 | 1212.7227 | 1485.5969 | 5668.0677 | 18065.4994
USA_IA_Des.Moin | 1685.18 | 2443.7078 | 3002.0489 | 3464.8438 | 4680.4448 | 15276.2252 | 1025.1703 | 1168.2503 | 1308.8064 | 1481.8085 | 1901.7619 | 6885.7973 | 22162.0226
USA_IA_Sioux.Ci | 1736.5687 | 2522.3207 | 3101.6288 | 3579.2869 | 4837.5017 | 15777.3068 | 1043.512 | 1193.6747 | 1339.4035 | 1522.0708 | 1971.1771 | 7069.8383 | 22847.145
USA_ID_Boise.AP | 1658.4925 | 2402.0133 | 2949.0144 | 3403.3208 | 4596.7409 | 15009.5819 | 1045.5735 | 1186.0893 | 1320.6463 | 1490.2329 | 1899.2898 | 6941.8317 | 21951.4136
USA_ID_Idaho.Fa | 1814.3444 | 2640.2568 | 3249.2726 | 3751.0978 | 5070.6534 | 16525.6249 | 1112.6886 | 1278.2888 | 1432.3696 | 1636.823 | 2135.1712 | 7595.3412 | 24120.9662
USA_IL_Bellevil | 1599.3857 | 2312.281 | 2836.7341 | 3274.347 | 4422.3095 | 14445.0573 | 977.2449 | 1106.04 | 1236.1205 | 1389.7268 | 1761.6987 | 6470.8309 | 20915.8882
USA_IL_Chicago. | 1694.7693 | 2458.2192 | 3020.3342 | 3485.3581 | 4708.5876 | 15367.2684 | 1027.9876 | 1171.1667 | 1311.6047 | 1483.3379 | 1906.2454 | 6900.3423 | 22267.6107
USA_IN_Evansvil | 1568.8965 | 2265.0981 | 2776.877 | 3204.9159 | 4329.1231 | 14144.9107 | 971.2953 | 1096.3113 | 1223.313 | 1372.3912 | 1728.5924 | 6391.9032 | 20536.8139
USA_IN_Indianap | 1644.1268 | 2380.8267 | 2922.8722 | 3373.7384 | 4557.1029 | 14878.667 | 1003.3765 | 1140.3601 | 1274.5572 | 1437.1576 | 1832.242 | 6687.6935 | 21566.3605
USA_KS_Hays.Rgn | 1631.6507 | 2360.9933 | 2897.5958 | 3344.783 | 4516.6401 | 14751.6629 | 1019.7756 | 1156.3371 | 1292.6438 | 1456.9991 | 1854.1126 | 6779.8682 | 21531.5311
USA_KS_Wichita. | 1563.0735 | 2255.4212 | 2764.485 | 3190.9054 | 4309.6095 | 14083.4947 | 977.3201 | 1105.5043 | 1234.6709 | 1384.3633 | 1741.2635 | 6443.1222 | 20526.6168
USA_KY_Louisvil | 1562.6222 | 2255.7418 | 2765.3619 | 3191.8281 | 4311.3589 | 14086.9128 | 973.2088 | 1097.6235 | 1223.5349 | 1370.967 | 1727.5317 | 6392.866 | 20479.7788
USA_LA_New.Orle | 1314.9688 | 1876.5088 | 2285.9485 | 2642.5538 | 3573.6238 | 11693.6037 | 853.7605 | 952.571 | 1054.8392 | 1158.9889 | 1404.6512 | 5424.8109 | 17118.4146
USA_LA_Shrevepo | 1399.7305 | 2006.47 | 2451.0837 | 2829.6085 | 3826.9108 | 12513.8033 | 890.9444 | 998.2845 | 1108.9243 | 1226.6481 | 1503.9053 | 5728.7065 | 18242.5098
USA_MA_Boston-L | 1681.5069 | 2437.8244 | 2993.746 | 3454.1676 | 4666.6089 | 15233.8539 | 1020.5393 | 1161.113 | 1299.4446 | 1469.6391 | 1883.221 | 6833.957 | 22067.8108
USA_MD_Baltimor | 1589.3335 | 2296.5194 | 2816.8303 | 3250.8739 | 4391.18 | 14344.737 | 982.4497 | 1111.4495 | 1239.0121 | 1391.0224 | 1758.8769 | 6482.8106 | 20827.5476
USA_ME_Portland | 1777.2004 | 2584.1895 | 3178.7264 | 3668.0702 | 4957.3472 | 16165.5337 | 1050.9144 | 1203.6365 | 1350.1805 | 1536.0349 | 2002.8076 | 7143.5738 | 23309.1075
USA_ME_Presque. | 1903.0134 | 2775.0088 | 3419.228 | 3950.7881 | 5341.7752 | 17389.8134 | 1105.6149 | 1275.3062 | 1435.2069 | 1648.2609 | 2186.9682 | 7651.3571 | 25041.1706
USA_MI_Detroit- | 1703.7238 | 2472.3459 | 3038.1163 | 3505.3023 | 4736.343 | 15455.8313 | 1030.8187 | 1173.5917 | 1315.0348 | 1487.5194 | 1913.3287 | 6920.2933 | 22376.1246
USA_MI_Houghton | 1811.3944 | 2636.0549 | 3244.2372 | 3745.3994 | 5062.2427 | 16499.3287 | 1069.3087 | 1225.1749 | 1376.2021 | 1571.0633 | 2057.4493 | 7299.1983 | 23798.5269
USA_MI_Traverse | 1778.2874 | 2586.475 | 3181.2921 | 3671.6943 | 4962.226 | 16179.9748 | 1057.2207 | 1208.9088 | 1356.0346 | 1542.3845 | 2010.6589 | 7175.2075 | 23355.1823
USA_MN_Duluth.I | 1893.5866 | 2760.3991 | 3400.874 | 3929.3504 | 5312.4155 | 17296.6257 | 1104.6868 | 1276.2794 | 1435.6702 | 1647.3863 | 2186.8901 | 7650.9127 | 24947.5383
USA_MN_Minneapo | 1771.0995 | 2574.7031 | 3168.0032 | 3656.3147 | 4944.1066 | 16114.2271 | 1056.7233 | 1212.6829 | 1361.4583 | 1549.6525 | 2018.7305 | 7199.2475 | 23313.4747
USA_MO_Kansas.C | 1572.6247 | 2270.1898 | 2783.2767 | 3212.609 | 4339.0591 | 14177.7593 | 983.6184 | 1110.5748 | 1240.4108 | 1388.8644 | 1754.5991 | 6478.0674 | 20655.8267
USA_MO_St.Josep | 1641.662 | 2377.0236 | 2918.0649 | 3367.976 | 4548.8133 | 14853.5398 | 1004.7765 | 1141.9781 | 1277.848 | 1440.2157 | 1839.832 | 6704.6503 | 21558.19
USA_MS_Gulfport | 1351.3898 | 1931.9635 | 2356.7854 | 2721.9285 | 3681.285 | 12043.3522 | 866.2443 | 967.6622 | 1073.5468 | 1182.4359 | 1440.6248 | 5530.5141 | 17573.8663
USA_MS_Jackson- | 1414.4016 | 2028.6873 | 2479.0766 | 2861.3977 | 3869.1532 | 12652.7165 | 896.5955 | 1004.2801 | 1115.5287 | 1234.4192 | 1520.0728 | 5770.8964 | 18423.6129
USA_MT_Billings | 1765.1703 | 2564.6855 | 3154.539 | 3639.9391 | 4918.004 | 16042.3379 | 1094.1492 | 1248.3403 | 1399.5098 | 1593.3407 | 2064.594 | 7399.9341 | 23442.2719
USA_NC_Charlott | 1497.3038 | 2155.8465 | 2639.566 | 3046.1552 | 4117.3407 | 13456.2121 | 939.8146 | 1056.0752 | 1176.4121 | 1310.5378 | 1634.2447 | 6117.0844 | 19573.2965
USA_NC_Raleigh- | 1481.2522 | 2131.6961 | 2609.1103 | 3010.2605 | 4070.5686 | 13302.8877 | 929.4943 | 1043.6825 | 1163.0883 | 1293.2621 | 1607.2799 | 6036.8072 | 19339.6948
USA_ND_Bismarck | 1850.8458 | 2696.5005 | 3320.4362 | 3834.1161 | 5185.0128 | 16886.9115 | 1092.4243 | 1258.1375 | 1414.8377 | 1620.1087 | 2135.2261 | 7520.7342 | 24407.6457
USA_ND_Fargo-He | 1857.1866 | 2705.7084 | 3332.1523 | 3847.6561 | 5205.447 | 16948.1504 | 1088.5569 | 1257.5446 | 1414.705 | 1621.3483 | 2139.8674 | 7522.0221 | 24470.1725
USA_NE_Omaha-Mi | 1678.2907 | 2433.9063 | 2989.3972 | 3450.5573 | 4661.8715 | 15214.0229 | 1024.2737 | 1164.4906 | 1303.6366 | 1474.3536 | 1893.3298 | 6860.0842 | 22074.1072
USA_NH_Concord. | 1765.9027 | 2566.9088 | 3157.4103 | 3643.3591 | 4923.5746 | 16057.1555 | 1052.6591 | 1202.5167 | 1348.2161 | 1533.7448 | 1993.8249 | 7130.9616 | 23188.1171
USA_NH_Manchest | 1711.7092 | 2483.8902 | 3052.7384 | 3522.2111 | 4759.0826 | 15529.6314 | 1034.5183 | 1178.9106 | 1318.8825 | 1493.6406 | 1925.2642 | 6951.2162 | 22480.8476
USA_NJ_Newark.L | 1607.9797 | 2324.8743 | 2852.4183 | 3291.8723 | 4445.6817 | 14522.8263 | 998.4882 | 1131.2769 | 1263.6201 | 1420.0889 | 1799.444 | 6612.9182 | 21135.7445
USA_NJ_Trenton- | 1617.5778 | 2339.7689 | 2871.152 | 3313.3727 | 4475.6161 | 14617.4876 | 993.4269 | 1124.8783 | 1256.8564 | 1412.4976 | 1795.8982 | 6583.5574 | 21201.045
USA_NM_Albuquer | 1559.6951 | 2252.2977 | 2762.1011 | 3187.6973 | 4306.7789 | 14068.57 | 1033.9197 | 1167.7614 | 1295.3286 | 1450.3614 | 1817.9811 | 6765.3522 | 20833.9223
USA_NM_Las.Cruc | 1461.6247 | 2101.5486 | 2570.9452 | 2967.0151 | 4011.3127 | 13112.4461 | 997.5156 | 1119.9343 | 1234.4569 | 1371.4264 | 1689.5687 | 6412.902 | 19525.3481
USA_NM_Santa.Fe | 1668.4537 | 2419.3976 | 2972.2016 | 3429.5204 | 4634.2729 | 15123.8462 | 1081.7456 | 1228.3645 | 1371.0155 | 1548.9866 | 1975.0217 | 7205.134 | 22328.9802
USA_NV_Las.Vega | 1303.0852 | 1855.4072 | 2259.3839 | 2609.2722 | 3523.7583 | 11550.9067 | 946.4423 | 1049.1029 | 1149.0198 | 1256.6777 | 1520.4035 | 5921.6462 | 17472.5529
USA_NV_Reno-Tah | 1632.291 | 2363.3011 | 2901.312 | 3348.0013 | 4522.9095 | 14767.8149 | 1052.4094 | 1191.1271 | 1323.3053 | 1490.7654 | 1891.5695 | 6949.1767 | 21716.9916
USA_NY_Buffalo. | 1739.0298 | 2525.2195 | 3105.1219 | 3582.3718 | 4840.3267 | 15792.0698 | 1041.872 | 1190.0671 | 1334.3504 | 1513.6338 | 1959.2187 | 7039.1419 | 22831.2117
USA_NY_New.York | 1624.457 | 2349.8771 | 2883.6451 | 3328.1564 | 4494.779 | 14680.9146 | 1002.8381 | 1136.6378 | 1271.3476 | 1431.014 | 1819.4233 | 6661.2608 | 21342.1754
USA_NY_Syracuse | 1735.2617 | 2519.8523 | 3098.6989 | 3575.1831 | 4830.6617 | 15759.6576 | 1039.1091 | 1186.3002 | 1330.2426 | 1509.0849 | 1953.9221 | 7018.659 | 22778.3166
USA_OH_Cincinna | 1625.1587 | 2351.8566 | 2886.4657 | 3331.1096 | 4500.0779 | 14694.6685 | 990.1852 | 1121.6931 | 1254.0216 | 1411.1695 | 1795.5467 | 6572.6161 | 21267.2846
USA_OH_Columbus | 1642.5081 | 2378.9512 | 2920.3695 | 3370.8874 | 4554.0251 | 14866.7412 | 1005.1822 | 1140.6593 | 1275.9188 | 1437.2653 | 1833.3091 | 6692.3346 | 21559.0759
USA_OK_Oklahoma | 1501.2251 | 2160.9638 | 2644.9565 | 3052.8163 | 4125.3295 | 13485.2912 | 954.3123 | 1075.9905 | 1198.6291 | 1336.086 | 1666.2328 | 6231.2507 | 19716.5418
USA_OR_Portland | 1629.3436 | 2356.9205 | 2891.6335 | 3335.1184 | 4506.1834 | 14719.1994 | 980.8295 | 1111.8453 | 1242.6866 | 1396.6429 | 1773.0223 | 6505.0266 | 21224.226
USA_OR_Redmond. | 1743.7377 | 2533.1501 | 3113.9926 | 3592.7968 | 4853.5331 | 15837.2103 | 1071.8527 | 1221.085 | 1362.5577 | 1548.4033 | 2002.2656 | 7206.1642 | 23043.3745
USA_PA_Bradford | 1808.9831 | 2632.5902 | 3239.8056 | 3740.5024 | 5055.2888 | 16477.1703 | 1071.4385 | 1228.2053 | 1379.1816 | 1573.264 | 2057.5632 | 7309.6525 | 23786.8227
USA_PA_Philadel | 1578.6855 | 2280.0111 | 2795.8328 | 3226.5403 | 4358.775 | 14239.8448 | 982.3081 | 1110.3322 | 1238.9794 | 1389.7886 | 1756.7986 | 6478.2069 | 20718.0517
USA_PA_Pittsbur | 1678.0423 | 2433.0952 | 2988.8427 | 3448.5526 | 4659.3229 | 15207.8557 | 1021.3415 | 1160.879 | 1299.0273 | 1467.8647 | 1878.0176 | 6827.1301 | 22034.9858
USA_RI_Providen | 1670.2877 | 2420.8449 | 2973.3548 | 3430.7373 | 4635.0863 | 15130.3111 | 1011.9125 | 1150.2558 | 1288.0738 | 1454.4779 | 1860.1345 | 6764.8545 | 21895.1656
USA_SC_JB.Charl | 1398.0422 | 2003.4708 | 2447.2322 | 2823.8506 | 3819.6066 | 12492.2023 | 887.7888 | 993.5341 | 1104.2431 | 1221.0857 | 1496.7178 | 5703.3696 | 18195.5719
USA_SC_Columbia | 1422.8329 | 2042.2436 | 2496.2862 | 2880.9456 | 3896.2823 | 12738.5906 | 904.52 | 1014.5784 | 1126.2073 | 1247.6593 | 1540.7677 | 5833.7327 | 18572.3233
USA_SD_Yankton- | 1754.3702 | 2549.1191 | 3135.4642 | 3618.2333 | 4891.0084 | 15948.1951 | 1052.4779 | 1205.0165 | 1351.6982 | 1538.7967 | 1997.9337 | 7145.923 | 23094.1181
USA_SD_Sioux.Fa | 1787.2239 | 2599.2421 | 3198.98 | 3691.444 | 4992.5219 | 16269.4119 | 1062.2818 | 1219.7154 | 1370.429 | 1563.094 | 2039.6199 | 7255.1401 | 23524.5519
USA_TN_Memphis. | 1447.6523 | 2078.9253 | 2541.6245 | 2934.5493 | 3966.3084 | 12969.0598 | 919.1172 | 1032.9633 | 1147.2169 | 1273.8071 | 1575.8907 | 5948.9952 | 18918.055
USA_TN_Nashvill | 1496.6054 | 2154.5669 | 2637.5753 | 3044.1181 | 4114.1546 | 13447.0203 | 941.8713 | 1057.7959 | 1178.2469 | 1313.1903 | 1634.8338 | 6125.9382 | 19572.9585
USA_TX_Austin-C | 1326.7853 | 1894.519 | 2308.7444 | 2668.1253 | 3608.85 | 11807.024 | 874.565 | 974.872 | 1078.5278 | 1184.3404 | 1438.1798 | 5550.4849 | 17357.5088
USA_TX_Dallas-F | 1380.0143 | 1974.8603 | 2409.7099 | 2781.9107 | 3761.8153 | 12308.3104 | 899.9953 | 1005.8749 | 1116.1952 | 1232.2847 | 1508.0627 | 5762.4128 | 18070.7233
USA_TX_Houston- | 1299.1233 | 1851.3115 | 2253.1278 | 2605.5472 | 3522.5218 | 11531.6316 | 848.0791 | 944.8095 | 1045.652 | 1146.7278 | 1383.7174 | 5368.9859 | 16900.6175
USA_TX_Lubbock. | 1498.1761 | 2156.275 | 2639.6343 | 3046.6047 | 4116.8135 | 13457.5037 | 979.9848 | 1103.127 | 1226.8719 | 1368.0565 | 1699.3549 | 6377.3951 | 19834.8988
USA_TX_San.Anto | 1317.6751 | 1879.8391 | 2289.8818 | 2646.4297 | 3578.9523 | 11712.778 | 868.5481 | 967.5753 | 1071.4968 | 1176.0747 | 1426.2159 | 5509.9108 | 17222.6888
USA_UT_Salt.Lak | 1648.8805 | 2387.9547 | 2931.8701 | 3384.1409 | 4571.0757 | 14923.9219 | 1048.5682 | 1189.7554 | 1327.3508 | 1497.0176 | 1908.145 | 6970.837 | 21894.7589
USA_UT_St.Georg | 1431.4503 | 2053.5666 | 2508.9317 | 2896.7706 | 3915.4768 | 12806.1961 | 978.4742 | 1093.8273 | 1204.6621 | 1333.3859 | 1643.9447 | 6254.2942 | 19060.4903
USA_UT_Vernal.R | 1767.1892 | 2569.243 | 3161.9934 | 3648.8159 | 4933.9115 | 16081.153 | 1104.1248 | 1262.272 | 1412.4023 | 1606.77 | 2082.8057 | 7468.3748 | 23549.5278
USA_VA_Norfolk. | 1490.8051 | 2145.5641 | 2625.8001 | 3030.6112 | 4095.9814 | 13388.7619 | 927.5033 | 1044.5313 | 1163.9143 | 1296.1563 | 1614.955 | 6047.0603 | 19435.8221
USA_VT_Burlingt | 1771.7422 | 2575.2181 | 3167.9108 | 3655.4861 | 4941.4123 | 16111.7695 | 1055.3555 | 1206.3544 | 1353.4974 | 1540.9106 | 2004.941 | 7161.0589 | 23272.8284
USA_WA_Seattle- | 1668.9046 | 2417.2182 | 2968.2743 | 3422.5752 | 4625.3829 | 15102.3551 | 1000.1534 | 1135.0547 | 1268.679 | 1430.7078 | 1824.1324 | 6658.7273 | 21761.0824
USA_WA_Spokane. | 1752.6956 | 2546.1954 | 3131.3519 | 3612.4413 | 4881.598 | 15924.2822 | 1064.3742 | 1215.23 | 1360.1437 | 1546.8291 | 2003.7908 | 7190.3678 | 23114.65
USA_WI_Milwauke | 1738.4747 | 2524.6538 | 3104.74 | 3581.9433 | 4840.3977 | 15790.2095 | 1041.8973 | 1190.246 | 1334.7322 | 1516.3911 | 1960.181 | 7043.4476 | 22833.6571
USA_WI_Rhinelan | 1869.4578 | 2725.1632 | 3356.4402 | 3876.8533 | 5242.0421 | 17069.9565 | 1092.01 | 1258.0108 | 1415.571 | 1623.1405 | 2145.5979 | 7534.3302 | 24604.2867
USA_WV_Charlest | 1604.776 | 2321.188 | 2848.2678 | 3286.4832 | 4441.3234 | 14502.0383 | 983.5241 | 1113.4159 | 1242.9904 | 1395.2923 | 1769.8834 | 6505.1061 | 21007.1445
USA_WV_Morganto | 1649.9421 | 2390.2324 | 2935.1429 | 3387.7812 | 4576.287 | 14939.3857 | 1008.9025 | 1145.0232 | 1279.7108 | 1440.7751 | 1841.578 | 6715.9897 | 21655.3753
USA_WY_Cheyenne | 1785.9646 | 2597.0502 | 3194.831 | 3687.2818 | 4981.2062 | 16246.3339 | 1124.8804 | 1289.311 | 1444.6555 | 1644.868 | 2134.546 | 7638.2609 | 23884.5948
USA_WY_Jackson. | 1940.0198 | 2831.3858 | 3490.4385 | 4033.7204 | 5454.4093 | 17749.9738 | 1170.5763 | 1361.3839 | 1526.1273 | 1756.4874 | 2330.9392 | 8145.5141 | 25895.4879
Grand Total | 168934.737 | 244146.4191 | 299444.2692 | 345650.6951 | 467130.1505 | 1525306.2709 | 105278.4239 | 119256.4334 | 133045.5614 | 149520.5806 | 189622.1007 | 696723.1 | 2222029.3708
Sum of Total HVAC | Column Labels
| Electric Storage_50-gallon |  |  |  |  | Electric Storage_50-gallon Total | HPWH_50-gallon |  |  |  |  | HPWH_50-gallon Total | Grand Total
Row Labels | 1 | 2 | 3 | 4 | 5 |  | 1 | 2 | 3 | 4 | 5
USA_AL_Birmingh | 4958.2118 | 5048.7696 | 5143.03 | 5243.1284 | 5349.5122 | 25742.652 | 5000.3718 | 5033.651 | 5124.2485 | 5200.6099 | 5183.8287 | 25542.7099 | 51285.3619
USA_AL_Mobile.R | 5111.4228 | 5260.9613 | 5414.6735 | 5572.6542 | 5735.2046 | 27094.9163 | 5120.1198 | 5189.4559 | 5309.907 | 5422.3545 | 5427.876 | 26469.7132 | 53564.6295
USA_AR_Fayettev | 5525.724 | 5537.543 | 5560.5298 | 5586.226 | 5620.1798 | 27830.2026 | 5647.5439 | 5637.339 | 5693.2161 | 5724.6705 | 5649.1527 | 28351.9223 | 56182.1249
USA_AR_Little.R | 5428.3039 | 5493.4114 | 5564.9889 | 5641.5518 | 5726.5091 | 27854.765 | 5501.6269 | 5525.7873 | 5602.7597 | 5671.5255 | 5634.5791 | 27936.2785 | 55791.0435
USA_AZ_Flagstaf | 5898.0013 | 5767.8435 | 5654.4873 | 5552.5875 | 5464.6417 | 28337.5613 | 6144.8935 | 6033.7144 | 6039.0463 | 5950.5912 | 5783.2837 | 29951.5291 | 58289.0904
USA_AZ_Kingman. | 5359.0757 | 5441.3596 | 5530.6087 | 5627.7815 | 5730.1915 | 27689.017 | 5417.6651 | 5448.302 | 5537.0812 | 5598.3514 | 5564.5291 | 27565.9288 | 55254.9458
USA_AZ_Phoenix- | 8136.9361 | 8331.9128 | 8533.8489 | 8741.8547 | 8954.9546 | 42699.5071 | 8140.3953 | 8256.8794 | 8415.3707 | 8578.0712 | 8636.1206 | 42026.8373 | 84726.3443
USA_AZ_Prescott | 4650.8416 | 4698.8799 | 4754.0848 | 4817.0037 | 4886.5278 | 23807.3377 | 4742.3643 | 4734.932 | 4816.0456 | 4855.7753 | 4783.198 | 23932.3151 | 47739.6528
USA_CA_Bakersfi | 5218.4759 | 5362.3628 | 5511.7903 | 5667.0963 | 5825.8213 | 27585.5465 | 5227.8504 | 5291.3359 | 5413.4992 | 5528.7264 | 5519.6225 | 26981.0344 | 54566.5809
USA_CA_Bishop-E | 5399.8936 | 5424.8487 | 5457.7799 | 5503.4798 | 5555.1993 | 27341.2013 | 5488.6496 | 5460.7154 | 5541.5633 | 5558 | 5472.0653 | 27520.9936 | 54862.1948
USA_CA_Crescent | 1930.5012 | 1914.2656 | 1908.0007 | 1910.9942 | 1923.8253 | 9587.5871 | 2005.7717 | 1998.0221 | 1982.1355 | 1993.7254 | 1939.1931 | 9918.8478 | 19506.4349
USA_CA_Imperial | 7677.7855 | 7865.8244 | 8060.8937 | 8261.9306 | 8466.4132 | 40332.8473 | 7673.0808 | 7770.8106 | 7932.9058 | 8083.9372 | 8117.3364 | 39578.0707 | 79910.918
USA_CA_Los.Ange | 3127.5072 | 3286.1318 | 3448.8077 | 3613.8205 | 3781.6669 | 17257.9343 | 3099.4967 | 3161.2737 | 3275.0662 | 3391.6797 | 3388.4733 | 16315.9897 | 33573.924
USA_CA_Riversid | 4541.8692 | 4704.1285 | 4872.6702 | 5044.2812 | 5220.0015 | 24382.9507 | 4523.5802 | 4586.9835 | 4714.2094 | 4839.5337 | 4830.7852 | 23495.0919 | 47878.0426
USA_CA_Sacramen | 4258.405 | 4340.7195 | 4431.1248 | 4526.4214 | 4628.1841 | 22184.8548 | 4292.7395 | 4318.3369 | 4391.1801 | 4470.0561 | 4417.5206 | 21889.8332 | 44074.688
USA_CA_San.Jose | 3104.9175 | 3209.2307 | 3320.848 | 3440.586 | 3565.4259 | 16641.0081 | 3120.8053 | 3146.7539 | 3230.2807 | 3314.3155 | 3259.6813 | 16071.8367 | 32712.8449
USA_CA_Santa.An | 3618.8619 | 3787.4787 | 3959.1559 | 4133.2909 | 4309.762 | 19808.5494 | 3591.9422 | 3660.0975 | 3782.8734 | 3905.2108 | 3904.1076 | 18844.2316 | 38652.781
USA_CO_Alamosa- | 8344.4405 | 8154.7567 | 7976.4044 | 7809.5069 | 7650.6556 | 39935.7641 | 8606.1322 | 8495.7609 | 8477.0118 | 8326.2426 | 8189.128 | 42094.2754 | 82030.0395
USA_CO_Aspen-Pi | 7692.8381 | 7498.6436 | 7314.7543 | 7142.6338 | 6984.0999 | 36632.9696 | 7980.5285 | 7873.2672 | 7866.4939 | 7730.3336 | 7620.3396 | 39070.9627 | 75703.9324
USA_CO_Denver.I | 6489.7157 | 6427.4313 | 6371.0142 | 6323.9948 | 6284.122 | 31896.278 | 6658.5289 | 6613.4775 | 6644.8745 | 6605.0801 | 6541.4084 | 33063.3695 | 64959.6476
USA_CO_Trinidad | 5649.045 | 5606.2014 | 5572.7448 | 5549.7901 | 5534.7966 | 27912.5778 | 5795.266 | 5737.6732 | 5788.8469 | 5754.292 | 5661.0553 | 28737.1333 | 56649.7112
USA_CT_Bridgepo | 6078.2791 | 5970.1425 | 5872.554 | 5785.7178 | 5710.9161 | 29417.6095 | 6271.2644 | 6214.778 | 6208.2596 | 6162.9538 | 6087.1409 | 30944.3967 | 60362.0062
USA_DE_Wilmingt | 5920.2447 | 5865.1402 | 5817.2216 | 5780.8222 | 5753.2298 | 29136.6585 | 6082.0544 | 6050.8383 | 6067.931 | 6052.9232 | 5975.0092 | 30228.7561 | 59365.4147
USA_FL_Fort.Mye | 6391.7414 | 6597.5401 | 6804.5394 | 7010.9982 | 7220.6522 | 34025.4713 | 6366.1464 | 6494.991 | 6661.5472 | 6814.7202 | 6881.0621 | 33218.4669 | 67243.9382
USA_FL_Jacksonv | 5183.0386 | 5344.7535 | 5509.3203 | 5676.8629 | 5846.4871 | 27560.4623 | 5182.509 | 5262.8068 | 5394.9835 | 5523.1923 | 5520.1725 | 26883.6641 | 54444.1265
USA_FL_Miami.Na | 7113.1442 | 7339.3731 | 7565.8179 | 7790.7949 | 8016.39 | 37825.5201 | 7094.0048 | 7244.1647 | 7423.1914 | 7589.1103 | 7682.7752 | 37033.2464 | 74858.7664
USA_GA_Atlanta- | 4872.0951 | 4961.9236 | 5058.4175 | 5159.4984 | 5265.2948 | 25317.2294 | 4925.5093 | 4963.2443 | 5044.11 | 5128.4356 | 5094.4478 | 25155.7471 | 50472.9765
USA_GA_Rome-Rus | 4933.9124 | 5004.9055 | 5082.0435 | 5166.1175 | 5253.6821 | 25440.6611 | 4994.792 | 5020.6774 | 5093.9525 | 5169.6814 | 5118.7097 | 25397.8129 | 50838.4741
USA_GA_Savannah | 5143.297 | 5282.6548 | 5426.9462 | 5574.8561 | 5727.2896 | 27155.0438 | 5158.4906 | 5222.9922 | 5337.7782 | 5457.156 | 5437.7067 | 26614.1238 | 53769.1675
USA_IA_Des.Moin | 9295.5104 | 9146.9729 | 9007.4894 | 8881.2161 | 8763.8795 | 45095.0683 | 9545.4649 | 9473.1613 | 9438.6831 | 9386.6606 | 9301.1199 | 47145.0898 | 92240.1581
USA_IA_Sioux.Ci | 10745.1724 | 10555.6482 | 10377.3244 | 10208.0103 | 10050.2152 | 51936.3705 | 11031.1276 | 10952.7424 | 10888.9689 | 10799.0952 | 10718.3864 | 54390.3205 | 106326.691
USA_ID_Boise.AP | 5909.7865 | 5862.0098 | 5823.46 | 5790.562 | 5764.4913 | 29150.3096 | 6076.4873 | 6064.1562 | 6079.2072 | 6074.7688 | 6030.8061 | 30325.4256 | 59475.7352
USA_ID_Idaho.Fa | 9122.326 | 8919.7735 | 8728.9522 | 8552.6054 | 8383.9599 | 43707.617 | 9440.1204 | 9365.4435 | 9310.667 | 9215.3657 | 9114.1169 | 46445.7135 | 90153.3305
USA_IL_Bellevil | 6367.827 | 6335.3088 | 6310.2729 | 6294.1148 | 6282.3868 | 31589.9102 | 6530.8029 | 6503.586 | 6537.8007 | 6537.3972 | 6466.6735 | 32576.2602 | 64166.1704
USA_IL_Chicago. | 8569.807 | 8429.6035 | 8298.3866 | 8178.5215 | 8067.302 | 41543.6207 | 8803.4263 | 8747.5278 | 8707.3916 | 8648.3439 | 8589.3402 | 43496.0299 | 85039.6506
USA_IN_Evansvil | 5848.2951 | 5835.0061 | 5831.1373 | 5834.12 | 5844.1934 | 29192.7518 | 5979.4913 | 5960.6981 | 6006.9972 | 6019.8016 | 5964.416 | 29931.4042 | 59124.156
USA_IN_Indianap | 7541.8908 | 7442.9111 | 7354.4821 | 7275.3314 | 7204.4951 | 36819.1105 | 7754.7899 | 7723.627 | 7704.4572 | 7683.1849 | 7621.272 | 38487.3311 | 75306.4416
USA_KS_Hays.Rgn | 7784.7899 | 7697.5503 | 7617.7616 | 7548.2754 | 7487.4794 | 38135.8567 | 7988.502 | 7934.3278 | 7950.0264 | 7924.7697 | 7825.1634 | 39622.7893 | 77758.646
USA_KS_Wichita. | 6407.7322 | 6403.6956 | 6403.3376 | 6412.3042 | 6425.6086 | 32052.6782 | 6546.8915 | 6547.9123 | 6582.0356 | 6611.7156 | 6563.6565 | 32852.2116 | 64904.8897
USA_KY_Louisvil | 5752.242 | 5752.5588 | 5759.8352 | 5772.4693 | 5792.8249 | 28829.9303 | 5885.579 | 5885.6684 | 5928.4847 | 5955.675 | 5899.4332 | 29554.8404 | 58384.7707
USA_LA_New.Orle | 5785.67 | 5948.729 | 6114.7957 | 6284.2808 | 6456.9962 | 30590.4717 | 5791.8639 | 5889.7958 | 6020.6874 | 6145.3638 | 6188.1036 | 30035.8146 | 60626.2863
USA_LA_Shrevepo | 5557.6103 | 5675.4449 | 5798.4424 | 5925.6336 | 6057.5711 | 29014.7023 | 5586.52 | 5655.0423 | 5746.7785 | 5845.3926 | 5848.9792 | 28682.7127 | 57697.4149
USA_MA_Boston-L | 6767.3765 | 6625.0293 | 6483.1463 | 6355.9341 | 6242.7718 | 32474.2581 | 6985.5038 | 6931.4711 | 6900.3637 | 6818.5936 | 6726.1191 | 34362.0512 | 66836.3094
USA_MD_Baltimor | 5617.2602 | 5592.37 | 5576.5571 | 5569.2498 | 5568.4557 | 27923.8928 | 5757.8165 | 5741.7009 | 5780.7202 | 5792.5746 | 5720.3392 | 28793.1514 | 56717.0442
USA_ME_Portland | 8558.585 | 8320.8048 | 8091.9588 | 7878.1072 | 7678.5033 | 40527.9591 | 8867.8909 | 8751.2568 | 8674.2035 | 8529.4153 | 8421.6986 | 43244.4651 | 83772.4241
USA_ME_Presque. | 15566.6231 | 15294.2036 | 14984.4644 | 14618.3476 | 14261.4297 | 74725.0684 | 16039.2837 | 16036.817 | 15985.7467 | 15781.9487 | 15695.2282 | 79539.0243 | 154264.0927
USA_MI_Detroit- | 7650.1964 | 7510.5687 | 7381.0096 | 7260.9009 | 7150.9 | 36953.5757 | 7892.8895 | 7841.5352 | 7815.0875 | 7755.8491 | 7688.7562 | 38994.1176 | 75947.6934
USA_MI_Houghton | 10459.208 | 10193.0715 | 9942.8044 | 9706.0932 | 9483.5266 | 49784.7039 | 10828.3834 | 10730.695 | 10664.3409 | 10532.6766 | 10433.9638 | 53190.0597 | 102974.7636
USA_MI_Traverse | 9721.9055 | 9478.1423 | 9246.2931 | 9027.4327 | 8821.3829 | 46295.1564 | 10045.723 | 9966.3821 | 9891.9369 | 9776.7438 | 9703.7213 | 49384.5072 | 95679.6636
USA_MN_Duluth.I | 14197.3044 | 13830.15 | 13477.3029 | 13137.3878 | 12814.2771 | 67456.4222 | 14650.1173 | 14515.5778 | 14386.4757 | 14197.4979 | 14115.3542 | 71865.0229 | 139321.4451
USA_MN_Minneapo | 11966.2831 | 11753.752 | 11548.8872 | 11351.2854 | 11164.5953 | 57784.8029 | 12297.267 | 12219.5789 | 12156.1368 | 12065.287 | 12014.9344 | 60753.2041 | 118538.007
USA_MO_Kansas.C | 6494.2129 | 6464.6156 | 6442.7436 | 6428.9909 | 6416.7731 | 32247.336 | 6653.0786 | 6646.5869 | 6665.5312 | 6682.9649 | 6624.7082 | 33272.8699 | 65520.2059
USA_MO_St.Josep | 8294.3972 | 8172.6488 | 8062.9572 | 7963.5376 | 7874.4095 | 40367.9503 | 8506.6603 | 8445.7952 | 8420.1782 | 8372.5817 | 8288.3816 | 42033.5969 | 82401.5472
USA_MS_Gulfport | 5333.0325 | 5483.9914 | 5638.4372 | 5797.3433 | 5958.0225 | 28210.8269 | 5346.1739 | 5422.0369 | 5546.6255 | 5661.9487 | 5673.017 | 27649.8019 | 55860.6288
USA_MS_Jackson- | 5198.2795 | 5308.5712 | 5424.5334 | 5546.3976 | 5672.9093 | 27150.6909 | 5231.2711 | 5278.2433 | 5375.4325 | 5473.1099 | 5458.4026 | 26816.4593 | 53967.1502
USA_MT_Billings | 8679.308 | 8492.2631 | 8316.8622 | 8150.2486 | 7994.593 | 41633.2749 | 8961.7245 | 8884.6218 | 8843.3692 | 8749.8381 | 8662.0847 | 44101.6382 | 85734.9131
USA_NC_Charlott | 4755.5159 | 4829.0801 | 4906.5293 | 4990.5871 | 5081.6459 | 24563.3583 | 4818.9678 | 4850.3961 | 4926.1378 | 4999.1734 | 4955.3361 | 24550.0112 | 49113.3695
USA_NC_Raleigh- | 4876.4969 | 4956.6962 | 5042.8315 | 5135.0032 | 5231.2114 | 25242.2392 | 4945.3022 | 4968.6279 | 5050.927 | 5125.6141 | 5078.7893 | 25169.2606 | 50411.4998
USA_ND_Bismarck | 13860.0353 | 13531.897 | 13218.1674 | 12915.8136 | 12627.1893 | 66153.1026 | 14286.1707 | 14161.1391 | 14053.1698 | 13896.0313 | 13795.7581 | 70192.2689 | 136345.3716
USA_ND_Fargo-He | 18151.0223 | 17817.8776 | 17492.2714 | 17178.4778 | 16872.1579 | 87511.807 | 18579.5593 | 18484.5755 | 18358.5437 | 18209.9489 | 18168.5388 | 91801.1662 | 179312.9732
USA_NE_Omaha-Mi | 8586.1404 | 8461.4309 | 8344.7935 | 8240.1915 | 8142.2202 | 41774.7764 | 8843.994 | 8792.6256 | 8767.5695 | 8742.2763 | 8664.4829 | 43810.9484 | 85585.7248
USA_NH_Concord. | 8516.103 | 8306.9929 | 8110.321 | 7926.0293 | 7754.0916 | 40613.5378 | 8810.6798 | 8709.7854 | 8666.5179 | 8555.672 | 8453.8614 | 43196.5164 | 83810.0542
USA_NH_Manchest | 7089.3351 | 6951.6998 | 6824.7864 | 6705.2573 | 6596.1201 | 34167.1988 | 7323.1368 | 7258.2215 | 7237.841 | 7170.3168 | 7074.4712 | 36063.9873 | 70231.186
USA_NJ_Newark.L | 6142.926 | 6084.0162 | 6033.2397 | 5990.6187 | 5956.6241 | 30207.4247 | 6313.0906 | 6284.6281 | 6303.1474 | 6289.4072 | 6234.4017 | 31424.675 | 61632.0997
USA_NJ_Trenton- | 5692.6562 | 5627.7892 | 5572.58 | 5523.8668 | 5483.881 | 27900.7732 | 5862.1243 | 5828.2213 | 5846.9315 | 5833.743 | 5738.6354 | 29109.6554 | 57010.4286
USA_NM_Albuquer | 4977.3429 | 5032.8377 | 5098.0667 | 5167.0612 | 5242.9992 | 25518.3078 | 5054.971 | 5076.641 | 5146.7247 | 5201.1632 | 5160.4469 | 25639.9466 | 51158.2544
USA_NM_Las.Cruc | 4908.4686 | 5014.4004 | 5130.1448 | 5249.2763 | 5373.5364 | 25675.8265 | 4947.5693 | 4982.7377 | 5085.1283 | 5174.4019 | 5133.556 | 25323.3932 | 50999.2197
USA_NM_Santa.Fe | 5360.9781 | 5329.5964 | 5307.3192 | 5294.6394 | 5289.6312 | 26582.1642 | 5506.8038 | 5466.1969 | 5511.7343 | 5482.9569 | 5404.2585 | 27371.9503 | 53954.1145
USA_NV_Las.Vega | 7000.5648 | 7140.2759 | 7286.0009 | 7437.8434 | 7598.3519 | 36463.0369 | 7026.6588 | 7084.6437 | 7210.5969 | 7321.4165 | 7320.1299 | 35963.4459 | 72426.4828
USA_NV_Reno-Tah | 4748.5638 | 4754.8313 | 4771.3715 | 4793.9986 | 4824.1568 | 23892.922 | 4873.6615 | 4865.9448 | 4911.429 | 4935.8014 | 4875.258 | 24462.0946 | 48355.0167
USA_NY_Buffalo. | 7979.6255 | 7808.5512 | 7649.493 | 7501.6158 | 7363.0627 | 38302.3482 | 8251.9251 | 8184.1638 | 8134.3255 | 8060.0631 | 7992.6351 | 40623.1126 | 78925.4608
USA_NY_New.York | 6463.6618 | 6371.0257 | 6290.0531 | 6218.4862 | 6156.0473 | 31499.2741 | 6649.0232 | 6602.9848 | 6593.1422 | 6557.7334 | 6510.679 | 32913.5626 | 64412.8367
USA_NY_Syracuse | 8275.0854 | 8099.6925 | 7936.6483 | 7786.4759 | 7646.5833 | 39744.4854 | 8546.8915 | 8484.3925 | 8433.5751 | 8345.6287 | 8277.8246 | 42088.3123 | 81832.7977
USA_OH_Cincinna | 6354.5035 | 6291.6307 | 6239.0801 | 6194.077 | 6156.7014 | 31235.9926 | 6535.0384 | 6490.9938 | 6510.205 | 6509.7949 | 6426.1049 | 32472.1369 | 63708.1295
USA_OH_Columbus | 7243.176 | 7134.7155 | 7035.6408 | 6947.2777 | 6868.3601 | 35229.1701 | 7456.2856 | 7408.813 | 7396.7058 | 7364.2149 | 7281.0321 | 36907.0515 | 72136.2216
USA_OK_Oklahoma | 6665.6708 | 6685.4702 | 6713.9439 | 6746.6078 | 6785.4099 | 33597.1027 | 6776.5456 | 6782.7247 | 6835.3674 | 6875.9085 | 6823.9397 | 34094.4859 | 67691.5886
USA_OR_Portland | 3832.3583 | 3811.9971 | 3799.5053 | 3793.0455 | 3795.8178 | 19032.724 | 3935.4643 | 3932.3821 | 3931.8726 | 3946.589 | 3909.4209 | 19655.7289 | 38688.4529
USA_OR_Redmond. | 5701.9184 | 5595.9328 | 5502.3266 | 5418.1738 | 5344.0107 | 27562.3623 | 5913.0181 | 5832.7079 | 5837.4043 | 5785.1513 | 5671.7533 | 29040.0349 | 56602.3972
USA_PA_Bradford | 9793.7958 | 9525.3456 | 9268.45 | 9028.464 | 8799.4468 | 46415.5021 | 10150.6566 | 10048.7807 | 9958.7472 | 9820.0349 | 9724.8971 | 49703.1165 | 96118.6185
USA_PA_Philadel | 5789.2511 | 5754.031 | 5727.5234 | 5708.9031 | 5697.0593 | 28676.7678 | 5939.3801 | 5918.2331 | 5947.9502 | 5961.4242 | 5904.8364 | 29671.8241 | 58348.5918
USA_PA_Pittsbur | 6721.6294 | 6609.6115 | 6509.2991 | 6418.7513 | 6340.6407 | 32599.932 | 6949.1273 | 6905.1265 | 6891.1271 | 6856.1656 | 6768.1964 | 34369.7429 | 66969.6749
USA_RI_Providen | 6280.9002 | 6164.8778 | 6059.2673 | 5966.2993 | 5885.4948 | 30356.8394 | 6483.6631 | 6415.2737 | 6409.4651 | 6352.1039 | 6260.8511 | 31921.357 | 62278.1964
USA_SC_JB.Charl | 5155.4246 | 5285.9057 | 5422.7309 | 5564.4822 | 5709.7116 | 27138.2551 | 5175.3304 | 5241.8207 | 5347.9334 | 5457.0189 | 5444.5307 | 26666.6341 | 53804.8892
USA_SC_Columbia | 5231.2559 | 5338.2521 | 5451.6575 | 5570.6058 | 5694.2805 | 27286.0518 | 5285.8102 | 5325.3446 | 5426.9274 | 5528.9163 | 5491.5487 | 27058.5472 | 54344.599
USA_SD_Yankton- | 10765.3867 | 10566.1497 | 10379.6587 | 10200.4707 | 10033.1679 | 51944.8337 | 11060.9382 | 10980.4185 | 10911.191 | 10824.6561 | 10754.4618 | 54531.6656 | 106476.4993
USA_SD_Sioux.Fa | 11301.9066 | 11093.429 | 10894.4715 | 10707.2389 | 10530.6325 | 54527.6785 | 11618.1748 | 11536.0925 | 11470.6676 | 11380.4359 | 11309.4182 | 57314.789 | 111842.4675
USA_TN_Memphis. | 5634.6892 | 5701.1886 | 5773.7788 | 5851.4581 | 5934.202 | 28895.3167 | 5713.1026 | 5744.62 | 5820.0247 | 5890.8335 | 5868.8701 | 29037.4509 | 57932.7676
USA_TN_Nashvill | 5145.5712 | 5195.4641 | 5252.7803 | 5315.993 | 5383.4875 | 26293.2961 | 5230.1136 | 5239.8433 | 5309.7367 | 5366.5333 | 5326.7574 | 26472.9843 | 52766.2804
USA_TX_Austin-C | 6101.1753 | 6255.8797 | 6412.9714 | 6572.7217 | 6735.1897 | 32077.9378 | 6106.8687 | 6189.8277 | 6319.9816 | 6440.8395 | 6460.8606 | 31518.3781 | 63596.3159
USA_TX_Dallas-F | 5961.9564 | 6082.0123 | 6206.069 | 6335.3374 | 6468.0251 | 31053.4002 | 6005.5345 | 6079.2368 | 6173.6369 | 6285.4888 | 6285.131 | 30829.028 | 61882.4282
USA_TX_Houston- | 5992.6845 | 6168.6227 | 6348.0384 | 6530.0076 | 6713.6411 | 31752.9943 | 5994.6258 | 6093.8025 | 6238.4689 | 6374.3483 | 6405.6535 | 31106.899 | 62859.8933
USA_TX_Lubbock. | 5869.7932 | 5930.8897 | 5997.2811 | 6067.2259 | 6143.1758 | 30008.3657 | 5943.6014 | 5969.2272 | 6034.6526 | 6096.8121 | 6066.6077 | 30110.901 | 60119.2667
USA_TX_San.Anto | 6503.6922 | 6660.7065 | 6821.9947 | 6987.8409 | 7155.2476 | 34129.4818 | 6517.6889 | 6607.1825 | 6736.9447 | 6866.7016 | 6886.6072 | 33615.1248 | 67744.6066
USA_UT_Salt.Lak | 6339.1741 | 6302.8487 | 6273.9366 | 6251.1635 | 6236.6912 | 31403.8141 | 6502.7326 | 6503.8115 | 6529.6912 | 6528.7928 | 6486.4594 | 32551.4874 | 63955.3015
USA_UT_St.Georg | 5941.4539 | 6036.8554 | 6140.4852 | 6252.2744 | 6369.0723 | 30740.1411 | 6004.9603 | 6054.8893 | 6152.4537 | 6254.0863 | 6223.8693 | 30690.2589 | 61430.4001
USA_UT_Vernal.R | 8164.004 | 8033.21 | 7912.0337 | 7801.5786 | 7700.1281 | 39610.9545 | 8409.4401 | 8355.2647 | 8364.5639 | 8291.6808 | 8202.161 | 41623.1105 | 81234.0649
USA_VA_Norfolk. | 4910.0542 | 4964.5033 | 5026.8689 | 5095.8167 | 5171.9486 | 25169.1916 | 4985.9122 | 5017.085 | 5077.4751 | 5135.8532 | 5113.9867 | 25330.3123 | 50499.504
USA_VT_Burlingt | 9736.3914 | 9511.0501 | 9298.238 | 9095.6841 | 8904.3847 | 46545.7483 | 10054.6071 | 9969.0148 | 9911.1328 | 9809.76 | 9744.6636 | 49489.1782 | 96034.9265
USA_WA_Seattle- | 3708.7243 | 3663.9702 | 3625.1347 | 3593.3309 | 3568.1742 | 18159.3343 | 3822.9138 | 3807.6588 | 3803.0459 | 3796.5144 | 3758.6009 | 18988.7338 | 37148.0681
USA_WA_Spokane. | 7197.1445 | 7047.7066 | 6909.9058 | 6783.2966 | 6666.3151 | 34604.3686 | 7465.2962 | 7394.824 | 7375.8653 | 7310.2889 | 7211.9809 | 36758.2553 | 71362.6239
USA_WI_Milwauke | 8467.2122 | 8297.4154 | 8138.0741 | 7991.3669 | 7853.0353 | 40747.1039 | 8732.6898 | 8661.7153 | 8607.7755 | 8530.6655 | 8458.1103 | 42990.9564 | 83738.0603
USA_WI_Rhinelan | 12925.9623 | 12618.0137 | 12323.0406 | 12044.4979 | 11778.3329 | 61689.8476 | 13348.8957 | 13248.0261 | 13140.6477 | 12993.4139 | 12911.1127 | 65642.0962 | 127331.9437
USA_WV_Charlest | 5616.74 | 5602.9873 | 5594.355 | 5591.9319 | 5597.2172 | 28003.2313 | 5768.8575 | 5752.2872 | 5777.2989 | 5806.2312 | 5732.4234 | 28837.0982 | 56840.3295
USA_WV_Morganto | 6132.7027 | 6070.2806 | 6015.342 | 5969.2865 | 5930.1703 | 30117.7821 | 6324.1463 | 6294.3788 | 6308.0172 | 6297.9488 | 6230.5512 | 31455.0423 | 61572.8245
USA_WY_Cheyenne | 7300.1546 | 7134.5073 | 6980.9044 | 6836.7776 | 6703.155 | 34955.4989 | 7544.7283 | 7465.5413 | 7447.1025 | 7334.4103 | 7273.5685 | 37065.3508 | 72020.8497
USA_WY_Jackson. | 11318.8553 | 11007.5957 | 10710.6875 | 10432.9979 | 10166.0447 | 53636.1811 | 11749.5996 | 11619.0147 | 11529.8065 | 11367.0788 | 11244.6304 | 57510.1299 | 111146.311
Grand Total | 734140.9927 | 730316.2809 | 727322.8286 | 725125.2106 | 723733.4728 | 3640638.7855 | 751025.2516 | 749536.9388 | 752590.0306 | 752781.8646 | 747181.1447 | 3753115.2303 | 7393754.0159

## Sheet2
DHW
| Electric Storage_50-gallon |  |  |  |  | HPWH_50-gallon | [5 empty] | Electric Storage_50-gallon |  |  |  |  | HPWH_50-gallon |  |  |  |  | HVAC Interaction | [5 empty] | COP
Row Labels | 1 | 2 | 3 | 4 | 5 | 1 | 2 | 3 | 4 | 5 | Row Labels | 1 | 2 | 3 | 4 | 5 | 1 | 2 | 3 | 4 | 5 | 1 | 2 | 3 | 4 | 5 |  | 1 Occupant | 2 Occupants | 3 Occupants | 4 Occupants | 5+ Occupants
USA_AL_Birmingh | 1449.6585 | 2082.5981 | 2547.1476 | 2939.5553 | 3974.5745 | 915.6439 | 1026.829 | 1142.078 | 1268.2495 | 1569.5658 | USA_AL_Birmingh | 4958.2118 | 5048.7696 | 5143.03 | 5243.1284 | 5349.5122 | 5000.3718 | 5033.651 | 5124.2485 | 5200.6099 | 5183.8287 | 27.404 | -9.8271 | -12.208 | -27.637 | -107.6943 | USA_AL_Birmingham-Shuttlesworth.Intl.AP.722280_TMYx.2004-2018 | 1.5372 | 2.0478 | 2.2544 | 2.3694 | 2.7188
USA_AL_Mobile.R | 1369.4414 | 1960.7635 | 2393.7113 | 2764.0031 | 3738.0541 | 874.5555 | 976.6376 | 1084.8168 | 1197.1484 | 1459.5693 | USA_AL_Mobile.R | 5111.4228 | 5260.9613 | 5414.6735 | 5572.6542 | 5735.2046 | 5120.1198 | 5189.4559 | 5309.907 | 5422.3545 | 5427.876 | 5.6531 | -46.4785 | -68.0982 | -97.6948 | -199.7636 | USA_AL_Mobile.Rgnl.AP-Bates.Field.722230_TMYx.2004-2018 | 1.5558 | 2.108 | 2.3543 | 2.514 | 2.9672
USA_AR_Fayettev | 1561.0671 | 2253.5259 | 2762.8529 | 3188.6661 | 4307.9167 | 963.6555 | 1088.7758 | 1215.5667 | 1360.1006 | 1713.3092 | USA_AR_Fayettev | 5525.724 | 5537.543 | 5560.5298 | 5586.226 | 5620.1798 | 5647.5439 | 5637.339 | 5693.2161 | 5724.6705 | 5649.1527 | 79.183 | 64.8674 | 86.2461 | 89.9889 | 18.8324 | USA_AR_Fayetteville.Exec.AP-Drake.Field.723445_TMYx.2004-2018 | 1.4969 | 1.9534 | 2.1223 | 2.1989 | 2.487
USA_AR_Little.R | 1480.9631 | 2131.0128 | 2607.9048 | 3010.3555 | 4069.2674 | 925.9577 | 1042.0447 | 1159.9929 | 1289.7541 | 1605.1685 | USA_AR_Little.R | 5428.3039 | 5493.4114 | 5564.9889 | 5641.5518 | 5726.5091 | 5501.6269 | 5525.7873 | 5602.7597 | 5671.5255 | 5634.5791 | 47.66 | 21.0443 | 24.551 | 19.4829 | -59.7545 | USA_AR_Little.Rock.AFB.723405_TMYx.2004-2018 | 1.5211 | 2.0045 | 2.2016 | 2.2993 | 2.6331
USA_AZ_Flagstaf | 1778.9597 | 2587.5591 | 3183.7471 | 3675.2509 | 4964.8211 | 1116.5703 | 1278.0885 | 1431.3181 | 1626.5629 | 2111.0387 | USA_AZ_Flagstaf | 5898.0013 | 5767.8435 | 5654.4873 | 5552.5875 | 5464.6417 | 6144.8935 | 6033.7144 | 6039.0463 | 5950.5912 | 5783.2837 | 160.4799 | 172.8161 | 249.9634 | 258.7024 | 207.1173 | USA_AZ_Flagstaff.Pulliam.AP.723750_TMYx.2004-2018 | 1.393 | 1.7834 | 1.8936 | 1.9495 | 2.1417
USA_AZ_Kingman. | 1450.9945 | 2083.6064 | 2547.0498 | 2940.2201 | 3973.2187 | 996.1476 | 1116.4695 | 1230.6092 | 1362.9793 | 1681.4555 | USA_AZ_Kingman. | 5359.0757 | 5441.3596 | 5530.6087 | 5627.7815 | 5730.1915 | 5417.6651 | 5448.302 | 5537.0812 | 5598.3514 | 5564.5291 | 38.0831 | 4.5126 | 4.2071 | -19.1296 | -107.6806 | USA_AZ_Kingman.AP.723700_TMYx.2004-2018 | 1.403 | 1.8587 | 2.0627 | 2.1879 | 2.5246
USA_AZ_Phoenix- | 1191.5189 | 1685.3645 | 2043.4452 | 2364.1931 | 3186.5602 | 876.3211 | 963.4695 | 1051.7271 | 1140.7879 | 1359.1954 | USA_AZ_Phoenix- | 8136.9361 | 8331.9128 | 8533.8489 | 8741.8547 | 8954.9546 | 8140.3953 | 8256.8794 | 8415.3707 | 8578.0712 | 8636.1206 | 2.2485 | -48.7717 | -77.0108 | -106.4593 | -207.2421 | USA_AZ_Phoenix-Sky.Harbor.Intl.AP.722780_TMYx.2004-2018 | 1.3562 | 1.8425 | 2.0965 | 2.2857 | 2.7662
USA_AZ_Prescott | 1572.9369 | 2272.5599 | 2787.4522 | 3216.219 | 4346.0562 | 1034.3484 | 1168.3692 | 1294.667 | 1451.4669 | 1820.7963 | USA_AZ_Prescott | 4650.8416 | 4698.8799 | 4754.0848 | 4817.0037 | 4886.5278 | 4742.3643 | 4734.932 | 4816.0456 | 4855.7753 | 4783.198 | 59.4898 | 23.4338 | 40.2746 | 25.2015 | -67.1644 | USA_AZ_Prescott.Muni.AP-Love.Field.723723_TMYx.2004-2018 | 1.438 | 1.9068 | 2.0881 | 2.178 | 2.4783
USA_CA_Bakersfi | 1382.5452 | 1980.0071 | 2416.9052 | 2789.4697 | 3772.6574 | 905.499 | 1010.653 | 1119.0414 | 1233.498 | 1511.1371 | USA_CA_Bakersfi | 5218.4759 | 5362.3628 | 5511.7903 | 5667.0963 | 5825.8213 | 5227.8504 | 5291.3359 | 5413.4992 | 5528.7264 | 5519.6225 | 6.0934 | -46.1675 | -63.8892 | -89.9404 | -199.0293 | USA_CA_Bakersfield-Meadows.Field.AP.723840_TMYx.2004-2018 | 1.5166 | 2.0529 | 2.2906 | 2.4393 | 2.8753
USA_CA_Bishop-E | 1556.951 | 2247.1611 | 2754.1362 | 3178.5722 | 4293.9743 | 1046.5407 | 1181.499 | 1305.749 | 1459.9357 | 1827.4188 | USA_CA_Bishop-E | 5399.8936 | 5424.8487 | 5457.7799 | 5503.4798 | 5555.1993 | 5488.6496 | 5460.7154 | 5541.5633 | 5558 | 5472.0653 | 57.6914 | 23.3133 | 54.4592 | 35.4382 | -54.0371 | USA_CA_Bishop-Eastern.Sierra.Rgnl.AP.724800_TMYx.2004-2018 | 1.41 | 1.8652 | 2.0248 | 2.1256 | 2.4213
USA_CA_Crescent | 1691.4462 | 2451.5667 | 3010.1866 | 3472.123 | 4691.5433 | 978.2394 | 1111.3652 | 1245.9634 | 1407.4527 | 1806.7791 | USA_CA_Crescent | 1930.5012 | 1914.2656 | 1908.0007 | 1910.9942 | 1923.8253 | 2005.7717 | 1998.0221 | 1982.1355 | 1993.7254 | 1939.1931 | 48.9258 | 54.4417 | 48.1876 | 53.7752 | 9.989 | USA_CA_Crescent.City-Del.Norte.County.Rgnl.AP.725946_TMYx.2004-2018 | 1.6467 | 2.1029 | 2.326 | 2.3762 | 2.5824
USA_CA_Imperial | 1226.4945 | 1738.9168 | 2111.8287 | 2442.4581 | 3295.0481 | 868.4404 | 959.2216 | 1052.0766 | 1145.9624 | 1373.2111 | USA_CA_Imperial | 7677.7855 | 7865.8244 | 8060.8937 | 8261.9306 | 8466.4132 | 7673.0808 | 7770.8106 | 7932.9058 | 8083.9372 | 8117.3364 | -3.0581 | -61.759 | -83.1921 | -115.6957 | -226.8999 | USA_CA_Imperial.County.AP.747185_TMYx.2004-2018 | 1.4173 | 1.9376 | 2.1796 | 2.3707 | 2.8745
USA_CA_Los.Ange | 1449.4411 | 2086.6745 | 2554.9268 | 2948.6952 | 3987.7419 | 892.3048 | 999.3214 | 1113.2435 | 1235.2578 | 1523.6432 | USA_CA_Los.Ange | 3127.5072 | 3286.1318 | 3448.8077 | 3613.8205 | 3781.6669 | 3099.4967 | 3161.2737 | 3275.0662 | 3391.6797 | 3388.4733 | -18.2068 | -81.1578 | -112.932 | -144.3915 | -255.5759 | USA_CA_Los.Angeles.Intl.AP.722950_TMYx.2004-2018 | 1.6582 | 2.2727 | 2.5541 | 2.7031 | 3.1447
USA_CA_Riversid | 1403.9222 | 2014.3825 | 2461.6096 | 2841.201 | 3842.2996 | 911.6159 | 1014.6246 | 1124.5846 | 1242.2274 | 1519.7501 | USA_CA_Riversid | 4541.8692 | 4704.1285 | 4872.6702 | 5044.2812 | 5220.0015 | 4523.5802 | 4586.9835 | 4714.2094 | 4839.5337 | 4830.7852 | -11.8879 | -76.1443 | -102.9995 | -133.0859 | -252.9906 | USA_CA_Riverside.Muni.AP.722869_TMYx.2004-2018 | 1.5604 | 2.1464 | 2.4096 | 2.5616 | 3.0332
USA_CA_Sacramen | 1499.5604 | 2159.8612 | 2644.6369 | 3050.6121 | 4123.4474 | 928.8716 | 1044.9693 | 1164.4113 | 1297.9266 | 1616.1465 | USA_CA_Sacramen | 4258.405 | 4340.7195 | 4431.1248 | 4526.4214 | 4628.1841 | 4292.7395 | 4318.3369 | 4391.1801 | 4470.0561 | 4417.5206 | 22.3174 | -14.5487 | -25.964 | -36.6374 | -136.9313 | USA_CA_Sacramento.Intl.AP.724839_TMYx.2004-2018 | 1.5765 | 2.0961 | 2.323 | 2.4186 | 2.7876
USA_CA_San.Jose | 1524.9187 | 2201.156 | 2697.513 | 3109.3625 | 4208.2177 | 925.54 | 1040.9969 | 1162.1991 | 1297.7341 | 1621.4529 | USA_CA_San.Jose | 3104.9175 | 3209.2307 | 3320.848 | 3440.586 | 3565.4259 | 3120.8053 | 3146.7539 | 3230.2807 | 3314.3155 | 3259.6813 | 10.3271 | -40.6099 | -58.8688 | -82.0758 | -198.734 | USA_CA_San.Jose-Mineta.Intl.AP.724945_TMYx.2004-2018 | 1.6294 | 2.2003 | 2.4449 | 2.5578 | 2.9579
USA_CA_Santa.An | 1427.7165 | 2052.8947 | 2511.3473 | 2899.0829 | 3919.5038 | 891.0028 | 995.4571 | 1108.3154 | 1227.2717 | 1506.4169 | USA_CA_Santa.An | 3618.8619 | 3787.4787 | 3959.1559 | 4133.2909 | 4309.762 | 3591.9422 | 3660.0975 | 3782.8734 | 3905.2108 | 3904.1076 | -17.4978 | -82.7978 | -114.5836 | -148.252 | -263.6754 | USA_CA_Santa.Ana-Orange.County-Wayne.Intl.AP.722977_TMYx.2004-2018 | 1.6345 | 2.2494 | 2.5272 | 2.6868 | 3.1539
USA_CO_Alamosa- | 1861.1235 | 2712.5388 | 3341.1409 | 3859.9103 | 5216.901 | 1155.4263 | 1333.9185 | 1493.9304 | 1710.3418 | 2243.0504 | USA_CO_Alamosa- | 8344.4405 | 8154.7567 | 7976.4044 | 7809.5069 | 7650.6556 | 8606.1322 | 8495.7609 | 8477.0118 | 8326.2426 | 8189.128 | 170.0996 | 221.6527 | 325.3948 | 335.8782 | 350.0071 | USA_CO_Alamosa-San.Luis.Valley.Rgnl.AP.724620_TMYx.2004-2018 | 1.4041 | 1.7438 | 1.8365 | 1.8864 | 2.0119
USA_CO_Aspen-Pi | 1885.5075 | 2749.6872 | 3387.7291 | 3913.9606 | 5289.9267 | 1162.0367 | 1343.7453 | 1505.8458 | 1727.9982 | 2272.1388 | USA_CO_Aspen-Pi | 7692.8381 | 7498.6436 | 7314.7543 | 7142.6338 | 6984.0999 | 7980.5285 | 7873.2672 | 7866.4939 | 7730.3336 | 7620.3396 | 186.9988 | 243.5053 | 358.6307 | 382.0049 | 413.5559 | USA_CO_Aspen-Pitkin.County.AP-Sardy.Field.724676_TMYx.2004-2018 | 1.3977 | 1.7324 | 1.817 | 1.855 | 1.9697
USA_CO_Denver.I | 1695.5741 | 2460.5047 | 3023.1028 | 3488.1063 | 4713.1865 | 1077.2116 | 1226.5852 | 1369.9719 | 1552.2015 | 1991.7162 | USA_CO_Denver.I | 6489.7157 | 6427.4313 | 6371.0142 | 6323.9948 | 6284.122 | 6658.5289 | 6613.4775 | 6644.8745 | 6605.0801 | 6541.4084 | 109.7286 | 120.93 | 178.0092 | 182.7055 | 167.2362 | USA_CO_Denver.Intl.AP.725650_TMYx.2004-2018 | 1.4285 | 1.826 | 1.9529 | 2.0105 | 2.1831
USA_CO_Trinidad | 1657.1321 | 2401.5464 | 2949.6261 | 3403.1057 | 4598.393 | 1073.1406 | 1218.318 | 1356.621 | 1531.5727 | 1951.167 | USA_CO_Trinidad | 5649.045 | 5606.2014 | 5572.7448 | 5549.7901 | 5534.7966 | 5795.266 | 5737.6732 | 5788.8469 | 5754.292 | 5661.0553 | 95.0437 | 85.4567 | 140.4664 | 132.9262 | 82.0682 | USA_CO_Trinidad-Stokes.AP.724645_TMYx.2004-2018 | 1.4186 | 1.842 | 1.9702 | 2.0445 | 2.2616
USA_CT_Bridgepo | 1652.0744 | 2392.8114 | 2937.5332 | 3390.2135 | 4579.2132 | 1008.3786 | 1144.0631 | 1280.7121 | 1443.3799 | 1842.9779 | USA_CT_Bridgepo | 6078.2791 | 5970.1425 | 5872.554 | 5785.7178 | 5710.9161 | 6271.2644 | 6214.778 | 6208.2596 | 6162.9538 | 6087.1409 | 125.4405 | 159.0131 | 218.2086 | 245.2034 | 244.5462 | USA_CT_Bridgeport-Sikorsky.Meml.AP.725040_TMYx.2004-2018 | 1.4571 | 1.8363 | 1.9598 | 2.0077 | 2.1936
USA_DE_Wilmingt | 1605.7406 | 2321.5403 | 2848.1125 | 3286.5697 | 4438.4908 | 987.411 | 1119.5392 | 1250.0815 | 1404.8388 | 1781.2467 | USA_DE_Wilmingt | 5920.2447 | 5865.1402 | 5817.2216 | 5780.8222 | 5753.2298 | 6082.0544 | 6050.8383 | 6067.931 | 6052.9232 | 5975.0092 | 105.1763 | 120.7038 | 162.9611 | 176.8657 | 144.1566 | USA_DE_Wilmington.AP.724180_TMYx.2004-2018 | 1.4697 | 1.8718 | 2.0156 | 2.0779 | 2.3052
USA_FL_Fort.Mye | 1228.4675 | 1743.4885 | 2117.212 | 2451.087 | 3315.0431 | 821.0272 | 911.0958 | 1004.357 | 1096.7385 | 1315.3786 | USA_FL_Fort.Mye | 6391.7414 | 6597.5401 | 6804.5394 | 7010.9982 | 7220.6522 | 6366.1464 | 6494.991 | 6661.5472 | 6814.7202 | 6881.0621 | -16.6367 | -66.6569 | -92.9449 | -127.5807 | -220.7336 | USA_FL_Fort.Myers-Page.Field.AP.722106_TMYx.2004-2018 | 1.5272 | 2.0647 | 2.323 | 2.5291 | 3.0284
USA_FL_Jacksonv | 1360.7352 | 1947.7253 | 2377.4394 | 2745.741 | 3713.7729 | 863.0944 | 963.996 | 1071.4366 | 1181.3365 | 1438.5015 | USA_FL_Jacksonv | 5183.0386 | 5344.7535 | 5509.3203 | 5676.8629 | 5846.4871 | 5182.509 | 5262.8068 | 5394.9835 | 5523.1923 | 5520.1725 | -0.34421 | -53.2653 | -74.3189 | -99.8859 | -212.1045 | USA_FL_Jacksonville.Intl.AP.722060_TMYx.2004-2018 | 1.5772 | 2.1386 | 2.3843 | 2.5389 | 3.0282
USA_FL_Miami.Na | 1180.8815 | 1669.554 | 2023.3501 | 2343.4817 | 3169.6016 | 807.733 | 894.1585 | 983.6585 | 1072.8438 | 1275.3265 | USA_FL_Miami.Na | 7113.1442 | 7339.3731 | 7565.8179 | 7790.7949 | 8016.39 | 7094.0048 | 7244.1647 | 7423.1914 | 7589.1103 | 7682.7752 | -12.4406 | -61.8855 | -92.7072 | -131.095 | -216.8496 | USA_FL_Miami.Natl.Hurricane.Center.722020_TMYx.2004-2018 | 1.4848 | 2.006 | 2.271 | 2.4884 | 2.9945
USA_GA_Atlanta- | 1460.2772 | 2099.0127 | 2567.6245 | 2962.3657 | 4005.5861 | 926.7685 | 1039.8545 | 1157.4098 | 1284.152 | 1590.094 | USA_GA_Atlanta- | 4872.0951 | 4961.9236 | 5058.4175 | 5159.4984 | 5265.2948 | 4925.5093 | 4963.2443 | 5044.11 | 5128.4356 | 5094.4478 | 34.7192 | 0.85848 | -9.2999 | -20.1908 | -111.0506 | USA_GA_Atlanta-Hartsfield-Jackson.Intl.AP.722190_TMYx.2004-2018 | 1.5188 | 2.0169 | 2.2364 | 2.3437 | 2.7082
USA_GA_Rome-Rus | 1494.0279 | 2150.8869 | 2633.4885 | 3038.7105 | 4107.1652 | 936.6655 | 1051.3469 | 1171.1084 | 1304.0399 | 1621.4425 | USA_GA_Rome-Rus | 4933.9124 | 5004.9055 | 5082.0435 | 5166.1175 | 5253.6821 | 4994.792 | 5020.6774 | 5093.9525 | 5169.6814 | 5118.7097 | 39.5717 | 10.2517 | 7.7408 | 2.3165 | -87.7321 | USA_GA_Rome-Russell.AP.723200_TMYx.2004-2018 | 1.5304 | 2.0261 | 2.2339 | 2.3261 | 2.6779
USA_GA_Savannah | 1387.7336 | 1988.1932 | 2428.1582 | 2802.5023 | 3790.8445 | 884.3128 | 987.5088 | 1097.9265 | 1212.7227 | 1485.5969 | USA_GA_Savannah | 5143.297 | 5282.6548 | 5426.9462 | 5574.8561 | 5727.2896 | 5158.4906 | 5222.9922 | 5337.7782 | 5457.156 | 5437.7067 | 9.8758 | -38.7807 | -57.9592 | -76.5051 | -188.2289 | USA_GA_Savannah-Hilton.Head.Intl.AP.722070_TMYx.2004-2018 | 1.5519 | 2.0956 | 2.3348 | 2.4665 | 2.9219
USA_IA_Des.Moin | 1685.18 | 2443.7078 | 3002.0489 | 3464.8438 | 4680.4448 | 1025.1703 | 1168.2503 | 1308.8064 | 1481.8085 | 1901.7619 | USA_IA_Des.Moin | 9295.5104 | 9146.9729 | 9007.4894 | 8881.2161 | 8763.8795 | 9545.4649 | 9473.1613 | 9438.6831 | 9386.6606 | 9301.1199 | 162.4704 | 212.0225 | 280.2759 | 328.539 | 349.2062 | USA_IA_Des.Moines.Intl.AP.725460_TMYx.2004-2018 | 1.4189 | 1.7705 | 1.8892 | 1.9139 | 2.0793
USA_IA_Sioux.Ci | 1736.5687 | 2522.3207 | 3101.6288 | 3579.2869 | 4837.5017 | 1043.512 | 1193.6747 | 1339.4035 | 1522.0708 | 1971.1771 | USA_IA_Sioux.Ci | 10745.1724 | 10555.6482 | 10377.3244 | 10208.0103 | 10050.2152 | 11031.1276 | 10952.7424 | 10888.9689 | 10799.0952 | 10718.3864 | 185.8708 | 258.1112 | 332.5689 | 384.2052 | 434.3113 | USA_IA_Sioux.City-Sioux.Gateway.AP.725570_TMYx.2004-2018 | 1.4126 | 1.7374 | 1.8551 | 1.8776 | 2.011
USA_ID_Boise.AP | 1658.4925 | 2402.0133 | 2949.0144 | 3403.3208 | 4596.7409 | 1045.5735 | 1186.0893 | 1320.6463 | 1490.2329 | 1899.2898 | USA_ID_Boise.AP | 5909.7865 | 5862.0098 | 5823.46 | 5790.562 | 5764.4913 | 6076.4873 | 6064.1562 | 6079.2072 | 6074.7688 | 6030.8061 | 108.3555 | 131.3952 | 166.2357 | 184.7344 | 173.1046 | USA_ID_Boise.AP-Gowen.Field.ANGB.726810_TMYx.2004-2018 | 1.4373 | 1.8232 | 1.9834 | 2.0319 | 2.2181
USA_ID_Idaho.Fa | 1814.3444 | 2640.2568 | 3249.2726 | 3751.0978 | 5070.6534 | 1112.6886 | 1278.2888 | 1432.3696 | 1636.823 | 2135.1712 | USA_ID_Idaho.Fa | 9122.326 | 8919.7735 | 8728.9522 | 8552.6054 | 8383.9599 | 9440.1204 | 9365.4435 | 9310.667 | 9215.3657 | 9114.1169 | 206.5664 | 289.6855 | 378.1146 | 430.7942 | 474.6021 | USA_ID_Idaho.Falls.Rgnl.AP-Fanning.Field.725785_TMYx.2004-2018 | 1.3753 | 1.6839 | 1.7947 | 1.8142 | 1.9429
USA_IL_Bellevil | 1599.3857 | 2312.281 | 2836.7341 | 3274.347 | 4422.3095 | 977.2449 | 1106.04 | 1236.1205 | 1389.7268 | 1761.6987 | USA_IL_Bellevil | 6367.827 | 6335.3088 | 6310.2729 | 6294.1148 | 6282.3868 | 6530.8029 | 6503.586 | 6537.8007 | 6537.3972 | 6466.6735 | 105.9343 | 109.3802 | 147.8931 | 158.1335 | 119.7864 | USA_IL_Belleville-Scott.AFB-MidAmerica.St.Louis.AP.724338_TMYx.2004-2018 | 1.4766 | 1.9025 | 2.0496 | 2.1154 | 2.3504
USA_IL_Chicago. | 1694.7693 | 2458.2192 | 3020.3342 | 3485.3581 | 4708.5876 | 1027.9876 | 1171.1667 | 1311.6047 | 1483.3379 | 1906.2454 | USA_IL_Chicago. | 8569.807 | 8429.6035 | 8298.3866 | 8178.5215 | 8067.302 | 8803.4263 | 8747.5278 | 8707.3916 | 8648.3439 | 8589.3402 | 151.8526 | 206.6508 | 265.8532 | 305.3845 | 339.3248 | USA_IL_Chicago.Midway.Intl.AP.725340_TMYx.2004-2018 | 1.4364 | 1.7841 | 1.9147 | 1.9485 | 2.0968
USA_IN_Evansvil | 1568.8965 | 2265.0981 | 2776.877 | 3204.9159 | 4329.1231 | 971.2953 | 1096.3113 | 1223.313 | 1372.3912 | 1728.5924 | USA_IN_Evansvil | 5848.2951 | 5835.0061 | 5831.1373 | 5834.12 | 5844.1934 | 5979.4913 | 5960.6981 | 6006.9972 | 6019.8016 | 5964.416 | 85.2776 | 81.6998 | 114.3089 | 120.6931 | 78.1447 | USA_IN_Evansville.Rgnl.AP.724320_TMYx.2004-2018 | 1.4849 | 1.9228 | 2.076 | 2.1465 | 2.3961
USA_IN_Indianap | 1644.1268 | 2380.8267 | 2922.8722 | 3373.7384 | 4557.1029 | 1003.3765 | 1140.3601 | 1274.5572 | 1437.1576 | 1832.242 | USA_IN_Indianap | 7541.8908 | 7442.9111 | 7354.4821 | 7275.3314 | 7204.4951 | 7754.7899 | 7723.627 | 7704.4572 | 7683.1849 | 7621.272 | 138.3845 | 182.4653 | 227.4838 | 265.1048 | 270.905 | USA_IN_Indianapolis.Intl.AP.724380_TMYx.2004-2018 | 1.44 | 1.7998 | 1.9459 | 1.9819 | 2.1668
USA_KS_Hays.Rgn | 1631.6507 | 2360.9933 | 2897.5958 | 3344.783 | 4516.6401 | 1019.7756 | 1156.3371 | 1292.6438 | 1456.9991 | 1854.1126 | USA_KS_Hays.Rgn | 7784.7899 | 7697.5503 | 7617.7616 | 7548.2754 | 7487.4794 | 7988.502 | 7934.3278 | 7950.0264 | 7924.7697 | 7825.1634 | 132.4128 | 153.9054 | 215.9721 | 244.7213 | 219.4946 | USA_KS_Hays.Rgnl.AP.724518_TMYx.2004-2018 | 1.4161 | 1.802 | 1.9207 | 1.9655 | 2.1782
USA_KS_Wichita. | 1563.0735 | 2255.4212 | 2764.485 | 3190.9054 | 4309.6095 | 977.3201 | 1105.5043 | 1234.6709 | 1384.3633 | 1741.2635 | USA_KS_Wichita. | 6407.7322 | 6403.6956 | 6403.3376 | 6412.3042 | 6425.6086 | 6546.8915 | 6547.9123 | 6582.0356 | 6611.7156 | 6563.6565 | 90.4536 | 93.7409 | 116.1537 | 129.6174 | 89.7312 | USA_KS_Wichita.Eisenhower.Natl.AP.724500_TMYx.2004-2018 | 1.4639 | 1.8807 | 2.0465 | 2.1076 | 2.3537
USA_KY_Louisvil | 1562.6222 | 2255.7418 | 2765.3619 | 3191.8281 | 4311.3589 | 973.2088 | 1097.6235 | 1223.5349 | 1370.967 | 1727.5317 | USA_KY_Louisvil | 5752.242 | 5752.5588 | 5759.8352 | 5772.4693 | 5792.8249 | 5885.579 | 5885.6684 | 5928.4847 | 5955.675 | 5899.4332 | 86.6691 | 86.5212 | 109.6222 | 119.0837 | 69.2954 | USA_KY_Louisville-Bowman.Rgnl.AP.724235_TMYx.2004-2018 | 1.4743 | 1.905 | 2.0743 | 2.1421 | 2.3994
USA_LA_New.Orle | 1314.9688 | 1876.5088 | 2285.9485 | 2642.5538 | 3573.6238 | 853.7605 | 952.571 | 1054.8392 | 1158.9889 | 1404.6512 | USA_LA_New.Orle | 5785.67 | 5948.729 | 6114.7957 | 6284.2808 | 6456.9962 | 5791.8639 | 5889.7958 | 6020.6874 | 6145.3638 | 6188.1036 | 4.026 | -38.3066 | -61.1704 | -90.296 | -174.7802 | USA_LA_New.Orleans-Armstrong.Intl.AP.722310_TMYx.2004-2018 | 1.533 | 2.0525 | 2.3005 | 2.4727 | 2.9057
USA_LA_Shrevepo | 1399.7305 | 2006.47 | 2451.0837 | 2829.6085 | 3826.9108 | 890.9444 | 998.2845 | 1108.9243 | 1226.6481 | 1503.9053 | USA_LA_Shrevepo | 5557.6103 | 5675.4449 | 5798.4424 | 5925.6336 | 6057.5711 | 5586.52 | 5655.0423 | 5746.7785 | 5845.3926 | 5848.9792 | 18.7913 | -13.2617 | -33.5815 | -52.1567 | -135.5847 | USA_LA_Shreveport.Downtown.AP.722484_TMYx.2004-2018 | 1.5386 | 2.037 | 2.2794 | 2.4092 | 2.7968
USA_MA_Boston-L | 1681.5069 | 2437.8244 | 2993.746 | 3454.1676 | 4666.6089 | 1020.5393 | 1161.113 | 1299.4446 | 1469.6391 | 1883.221 | USA_MA_Boston-L | 6767.3765 | 6625.0293 | 6483.1463 | 6355.9341 | 6242.7718 | 6985.5038 | 6931.4711 | 6900.3637 | 6818.5936 | 6726.1191 | 141.7827 | 199.1871 | 271.1913 | 300.7286 | 314.1757 | USA_MA_Boston-Logan.Intl.AP.725090_TMYx.2004-2018 | 1.4467 | 1.7921 | 1.9061 | 1.9511 | 2.1237
USA_MD_Baltimor | 1589.3335 | 2296.5194 | 2816.8303 | 3250.8739 | 4391.18 | 982.4497 | 1111.4495 | 1239.0121 | 1391.0224 | 1758.8769 | USA_MD_Baltimor | 5617.2602 | 5592.37 | 5576.5571 | 5569.2498 | 5568.4557 | 5757.8165 | 5741.7009 | 5780.7202 | 5792.5746 | 5720.3392 | 91.3616 | 97.0651 | 132.706 | 145.1612 | 98.7243 | USA_MD_Baltimore-Washington.Intl-Marshall.AP.724060_TMYx.2004-2018 | 1.4801 | 1.9003 | 2.0535 | 2.1162 | 2.3639
USA_ME_Portland | 1777.2004 | 2584.1895 | 3178.7264 | 3668.0702 | 4957.3472 | 1050.9144 | 1203.6365 | 1350.1805 | 1536.0349 | 2002.8076 | USA_ME_Portland | 8558.585 | 8320.8048 | 8091.9588 | 7878.1072 | 7678.5033 | 8867.8909 | 8751.2568 | 8674.2035 | 8529.4153 | 8421.6986 | 201.0489 | 279.7938 | 378.459 | 423.3503 | 483.0769 | USA_ME_Portland.Intl.Jetport.726060_TMYx.2004-2018 | 1.4195 | 1.742 | 1.8389 | 1.8721 | 1.9942
USA_ME_Presque. | 1903.0134 | 2775.0088 | 3419.228 | 3950.7881 | 5341.7752 | 1105.6149 | 1275.3062 | 1435.2069 | 1648.2609 | 2186.9682 | USA_ME_Presque. | 15566.6231 | 15294.2036 | 14984.4644 | 14618.3476 | 14261.4297 | 16039.2837 | 16036.817 | 15985.7467 | 15781.9487 | 15695.2282 | 307.2294 | 482.6987 | 650.8335 | 756.3407 | 931.969 | USA_ME_Presque.Isle.Intl.AP.727130_TMYx.2004-2018 | 1.3469 | 1.5785 | 1.6391 | 1.643 | 1.7127
USA_MI_Detroit- | 1703.7238 | 2472.3459 | 3038.1163 | 3505.3023 | 4736.343 | 1030.8187 | 1173.5917 | 1315.0348 | 1487.5194 | 1913.3287 | USA_MI_Detroit- | 7650.1964 | 7510.5687 | 7381.0096 | 7260.9009 | 7150.9 | 7892.8895 | 7841.5352 | 7815.0875 | 7755.8491 | 7688.7562 | 157.7505 | 215.1282 | 282.1506 | 321.7164 | 349.6065 | USA_MI_Detroit-Young.Intl.AP.725375_TMYx.2004-2018 | 1.4334 | 1.7803 | 1.9022 | 1.9374 | 2.093
USA_MI_Houghton | 1811.3944 | 2636.0549 | 3244.2372 | 3745.3994 | 5062.2427 | 1069.3087 | 1225.1749 | 1376.2021 | 1571.0633 | 2057.4493 | USA_MI_Houghton | 10459.208 | 10193.0715 | 9942.8044 | 9706.0932 | 9483.5266 | 10828.3834 | 10730.695 | 10664.3409 | 10532.6766 | 10433.9638 | 239.964 | 349.4552 | 468.9987 | 537.2792 | 617.7841 | USA_MI_Houghton.Lake-Roscommon.County.AP.726380_TMYx.2004-2018 | 1.3835 | 1.6741 | 1.7582 | 1.7765 | 1.8923
USA_MI_Traverse | 1778.2874 | 2586.475 | 3181.2921 | 3671.6943 | 4962.226 | 1057.2207 | 1208.9088 | 1356.0346 | 1542.3845 | 2010.6589 | USA_MI_Traverse | 9721.9055 | 9478.1423 | 9246.2931 | 9027.4327 | 8821.3829 | 10045.723 | 9966.3821 | 9891.9369 | 9776.7438 | 9703.7213 | 210.4814 | 317.3559 | 419.6685 | 487.0523 | 573.5199 | USA_MI_Traverse.City-Cherry.Capital.AP.726387_TMYx.2004-2018 | 1.4028 | 1.6946 | 1.7916 | 1.8092 | 1.9202
USA_MN_Duluth.I | 1893.5866 | 2760.3991 | 3400.874 | 3929.3504 | 5312.4155 | 1104.6868 | 1276.2794 | 1435.6702 | 1647.3863 | 2186.8901 | USA_MN_Duluth.I | 14197.3044 | 13830.15 | 13477.3029 | 13137.3878 | 12814.2771 | 14650.1173 | 14515.5778 | 14386.4757 | 14197.4979 | 14115.3542 | 294.3284 | 445.5281 | 590.9623 | 689.0716 | 845.7001 | USA_MN_Duluth.Intl.AP-Duluth.ANGB.727450_TMYx.2004-2018 | 1.3535 | 1.6032 | 1.6781 | 1.6818 | 1.7518
USA_MN_Minneapo | 1771.0995 | 2574.7031 | 3168.0032 | 3656.3147 | 4944.1066 | 1056.7233 | 1212.6829 | 1361.4583 | 1549.6525 | 2018.7305 | USA_MN_Minneapo | 11966.2831 | 11753.752 | 11548.8872 | 11351.2854 | 11164.5953 | 12297.267 | 12219.5789 | 12156.1368 | 12065.287 | 12014.9344 | 215.1395 | 302.7875 | 394.7123 | 464.1011 | 552.7205 | USA_MN_Minneapolis-St.Paul.Intl.AP.726580_TMYx.2004-2018 | 1.3925 | 1.6989 | 1.8039 | 1.8157 | 1.9227
USA_MO_Kansas.C | 1572.6247 | 2270.1898 | 2783.2767 | 3212.609 | 4339.0591 | 983.6184 | 1110.5748 | 1240.4108 | 1388.8644 | 1754.5991 | USA_MO_Kansas.C | 6494.2129 | 6464.6156 | 6442.7436 | 6428.9909 | 6416.7731 | 6653.0786 | 6646.5869 | 6665.5312 | 6682.9649 | 6624.7082 | 103.2627 | 118.2814 | 144.8119 | 165.0831 | 135.1579 | USA_MO_Kansas.City-Wheeler.Downtown.AP.724463_TMYx.2004-2018 | 1.4469 | 1.8474 | 2.0093 | 2.0674 | 2.2961
USA_MO_St.Josep | 1641.662 | 2377.0236 | 2918.0649 | 3367.976 | 4548.8133 | 1004.7765 | 1141.9781 | 1277.848 | 1440.2157 | 1839.832 | USA_MO_St.Josep | 8294.3972 | 8172.6488 | 8062.9572 | 7963.5376 | 7874.4095 | 8506.6603 | 8445.7952 | 8420.1782 | 8372.5817 | 8288.3816 | 137.971 | 177.5451 | 232.1936 | 265.8786 | 269.0819 | USA_MO_St.Joseph-Rosecrans.Meml.AP.724490_TMYx.2004-2018 | 1.4366 | 1.8014 | 1.9324 | 1.9741 | 2.1569
USA_MS_Gulfport | 1351.3898 | 1931.9635 | 2356.7854 | 2721.9285 | 3681.285 | 866.2443 | 967.6622 | 1073.5468 | 1182.4359 | 1440.6248 | USA_MS_Gulfport | 5333.0325 | 5483.9914 | 5638.4372 | 5797.3433 | 5958.0225 | 5346.1739 | 5422.0369 | 5546.6255 | 5661.9487 | 5673.017 | 8.5419 | -40.2704 | -59.6776 | -88.0065 | -185.2536 | USA_MS_Gulfport-Biloxi.Intl.AP.747570_TMYx.2004-2018 | 1.5448 | 2.0832 | 2.3245 | 2.4871 | 2.9324
USA_MS_Jackson- | 1414.4016 | 2028.6873 | 2479.0766 | 2861.3977 | 3869.1532 | 896.5955 | 1004.2801 | 1115.5287 | 1234.4192 | 1520.0728 | USA_MS_Jackson- | 5198.2795 | 5308.5712 | 5424.5334 | 5546.3976 | 5672.9093 | 5231.2711 | 5278.2433 | 5375.4325 | 5473.1099 | 5458.4026 | 21.4446 | -19.7132 | -31.9156 | -47.637 | -139.4294 | USA_MS_Jackson-Evers.Intl.AP.722350_TMYx.2004-2018 | 1.5407 | 2.0605 | 2.2878 | 2.4111 | 2.8024
USA_MT_Billings | 1765.1703 | 2564.6855 | 3154.539 | 3639.9391 | 4918.004 | 1094.1492 | 1248.3403 | 1399.5098 | 1593.3407 | 2064.594 | USA_MT_Billings | 8679.308 | 8492.2631 | 8316.8622 | 8150.2486 | 7994.593 | 8961.7245 | 8884.6218 | 8843.3692 | 8749.8381 | 8662.0847 | 183.5707 | 255.0331 | 342.2295 | 389.7332 | 433.8696 | USA_MT_Billings.Logan.Intl.AP.726770_TMYx.2004-2018 | 1.3815 | 1.706 | 1.8111 | 1.8355 | 1.9684
USA_NC_Charlott | 1497.3038 | 2155.8465 | 2639.566 | 3046.1552 | 4117.3407 | 939.8146 | 1056.0752 | 1176.4121 | 1310.5378 | 1634.2447 | USA_NC_Charlott | 4755.5159 | 4829.0801 | 4906.5293 | 4990.5871 | 5081.6459 | 4818.9678 | 4850.3961 | 4926.1378 | 4999.1734 | 4955.3361 | 41.2437 | 13.8554 | 12.7456 | 5.5811 | -82.1014 | USA_NC_Charlotte.Douglas.Intl.AP.723140_TMYx.2004-2018 | 1.5262 | 2.0149 | 2.2197 | 2.3145 | 2.6527
USA_NC_Raleigh- | 1481.2522 | 2131.6961 | 2609.1103 | 3010.2605 | 4070.5686 | 929.4943 | 1043.6825 | 1163.0883 | 1293.2621 | 1607.2799 | USA_NC_Raleigh- | 4876.4969 | 4956.6962 | 5042.8315 | 5135.0032 | 5231.2114 | 4945.3022 | 4968.6279 | 5050.927 | 5125.6141 | 5078.7893 | 44.7234 | 7.7556 | 5.2621 | -6.1029 | -99.0744 | USA_NC_Raleigh-Durham.Intl.AP.723060_TMYx.2004-2018 | 1.5205 | 2.0274 | 2.2332 | 2.3387 | 2.6989
USA_ND_Bismarck | 1850.8458 | 2696.5005 | 3320.4362 | 3834.1161 | 5185.0128 | 1092.4243 | 1258.1375 | 1414.8377 | 1620.1087 | 2135.2261 | USA_ND_Bismarck | 13860.0353 | 13531.897 | 13218.1674 | 12915.8136 | 12627.1893 | 14286.1707 | 14161.1391 | 14053.1698 | 13896.0313 | 13795.7581 | 276.988 | 409.0073 | 542.7516 | 637.1415 | 759.5697 | USA_ND_Bismarck.Muni.AP.727640_TMYx.2004-2018 | 1.3516 | 1.6174 | 1.6962 | 1.6986 | 1.7911
USA_ND_Fargo-He | 1857.1866 | 2705.7084 | 3332.1523 | 3847.6561 | 5205.447 | 1088.5569 | 1257.5446 | 1414.705 | 1621.3483 | 2139.8674 | USA_ND_Fargo-He | 18151.0223 | 17817.8776 | 17492.2714 | 17178.4778 | 16872.1579 | 18579.5593 | 18484.5755 | 18358.5437 | 18209.9489 | 18168.5388 | 278.5491 | 433.3536 | 563.077 | 670.4562 | 842.6476 | USA_ND_Fargo-Hector.Intl.AP.727530_TMYx.2004-2018 | 1.3585 | 1.6002 | 1.6848 | 1.6789 | 1.7453
USA_NE_Omaha-Mi | 1678.2907 | 2433.9063 | 2989.3972 | 3450.5573 | 4661.8715 | 1024.2737 | 1164.4906 | 1303.6366 | 1474.3536 | 1893.3298 | USA_NE_Omaha-Mi | 8586.1404 | 8461.4309 | 8344.7935 | 8240.1915 | 8142.2202 | 8843.994 | 8792.6256 | 8767.5695 | 8742.2763 | 8664.4829 | 167.6049 | 215.2766 | 274.8044 | 326.3552 | 339.4708 | USA_NE_Omaha-Millard.AP.720308_TMYx.2004-2018 | 1.4081 | 1.764 | 1.8939 | 1.9162 | 2.0879
USA_NH_Concord. | 1765.9027 | 2566.9088 | 3157.4103 | 3643.3591 | 4923.5746 | 1052.6591 | 1202.5167 | 1348.2161 | 1533.7448 | 1993.8249 | USA_NH_Concord. | 8516.103 | 8306.9929 | 8110.321 | 7926.0293 | 7754.0916 | 8810.6798 | 8709.7854 | 8666.5179 | 8555.672 | 8453.8614 | 191.4749 | 261.8151 | 361.528 | 409.2677 | 454.8504 | USA_NH_Concord.Muni.AP.726050_TMYx.2004-2018 | 1.4194 | 1.753 | 1.8467 | 1.8751 | 2.0107
USA_NH_Manchest | 1711.7092 | 2483.8902 | 3052.7384 | 3522.2111 | 4759.0826 | 1034.5183 | 1178.9106 | 1318.8825 | 1493.6406 | 1925.2642 | USA_NH_Manchest | 7089.3351 | 6951.6998 | 6824.7864 | 6705.2573 | 6596.1201 | 7323.1368 | 7258.2215 | 7237.841 | 7170.3168 | 7074.4712 | 151.9711 | 199.2391 | 268.4855 | 302.2886 | 310.9282 | USA_NH_Manchester-Boston.Rgnl.AP.743945_TMYx.2004-2018 | 1.4427 | 1.8023 | 1.9231 | 1.9612 | 2.1282
USA_NJ_Newark.L | 1607.9797 | 2324.8743 | 2852.4183 | 3291.8723 | 4445.6817 | 998.4882 | 1131.2769 | 1263.6201 | 1420.0889 | 1799.444 | USA_NJ_Newark.L | 6142.926 | 6084.0162 | 6033.2397 | 5990.6187 | 5956.6241 | 6313.0906 | 6284.6281 | 6303.1474 | 6289.4072 | 6234.4017 | 110.607 | 130.3977 | 175.44 | 194.2125 | 180.5554 | USA_NJ_Newark.Liberty.Intl.AP.725020_TMYx.2004-2018 | 1.4498 | 1.8427 | 1.9821 | 2.0392 | 2.2453
USA_NJ_Trenton- | 1617.5778 | 2339.7689 | 2871.152 | 3313.3727 | 4475.6161 | 993.4269 | 1124.8783 | 1256.8564 | 1412.4976 | 1795.8982 | USA_NJ_Trenton- | 5692.6562 | 5627.7892 | 5572.58 | 5523.8668 | 5483.881 | 5862.1243 | 5828.2213 | 5846.9315 | 5833.743 | 5738.6354 | 110.1542 | 130.2809 | 178.3285 | 201.4195 | 165.5903 | USA_NJ_Trenton-Mercer.AP.724095_TMYx.2004-2018 | 1.4658 | 1.8641 | 2.0005 | 2.053 | 2.2817
USA_NM_Albuquer | 1559.6951 | 2252.2977 | 2762.1011 | 3187.6973 | 4306.7789 | 1033.9197 | 1167.7614 | 1295.3286 | 1450.3614 | 1817.9811 | USA_NM_Albuquer | 4977.3429 | 5032.8377 | 5098.0667 | 5167.0612 | 5242.9992 | 5054.971 | 5076.641 | 5146.7247 | 5201.1632 | 5160.4469 | 50.4582 | 28.4721 | 31.6277 | 22.1662 | -53.659 | USA_NM_Albuquerque.Intl.Sunport.723650_TMYx.2004-2018 | 1.4383 | 1.8828 | 2.0815 | 2.1648 | 2.441
USA_NM_Las.Cruc | 1461.6247 | 2101.5486 | 2570.9452 | 2967.0151 | 4011.3127 | 997.5156 | 1119.9343 | 1234.4569 | 1371.4264 | 1689.5687 | USA_NM_Las.Cruc | 4908.4686 | 5014.4004 | 5130.1448 | 5249.2763 | 5373.5364 | 4947.5693 | 4982.7377 | 5085.1283 | 5174.4019 | 5133.556 | 25.4154 | -20.5808 | -29.2607 | -48.6683 | -155.9872 | USA_NM_Las.Cruces.Intl.AP.722695_TMYx.2004-2018 | 1.4289 | 1.9116 | 2.1332 | 2.2431 | 2.6157
USA_NM_Santa.Fe | 1668.4537 | 2419.3976 | 2972.2016 | 3429.5204 | 4634.2729 | 1081.7456 | 1228.3645 | 1371.0155 | 1548.9866 | 1975.0217 | USA_NM_Santa.Fe | 5360.9781 | 5329.5964 | 5307.3192 | 5294.6394 | 5289.6312 | 5506.8038 | 5466.1969 | 5511.7343 | 5482.9569 | 5404.2585 | 94.7867 | 88.7903 | 132.8698 | 122.4064 | 74.5078 | USA_NM_Santa.Fe.Muni.AP.723656_TMYx.2004-2018 | 1.4181 | 1.8368 | 1.9763 | 2.0519 | 2.2611
USA_NV_Las.Vega | 1303.0852 | 1855.4072 | 2259.3839 | 2609.2722 | 3523.7583 | 946.4423 | 1049.1029 | 1149.0198 | 1256.6777 | 1520.4035 | USA_NV_Las.Vega | 7000.5648 | 7140.2759 | 7286.0009 | 7437.8434 | 7598.3519 | 7026.6588 | 7084.6437 | 7210.5969 | 7321.4165 | 7320.1299 | 16.9611 | -36.1609 | -49.0126 | -75.6774 | -180.8443 | USA_NV_Las.Vegas-McCarran.Intl.AP.723860_TMYx.2004-2018 | 1.3526 | 1.8317 | 2.054 | 2.2094 | 2.6305
USA_NV_Reno-Tah | 1632.291 | 2363.3011 | 2901.312 | 3348.0013 | 4522.9095 | 1052.4094 | 1191.1271 | 1323.3053 | 1490.7654 | 1891.5695 | USA_NV_Reno-Tah | 4748.5638 | 4754.8313 | 4771.3715 | 4793.9986 | 4824.1568 | 4873.6615 | 4865.9448 | 4911.429 | 4935.8014 | 4875.258 | 81.3135 | 72.2237 | 91.0374 | 92.1718 | 33.2158 | USA_NV_Reno-Tahoe.Intl.AP.724880_TMYx.2004-2018 | 1.4398 | 1.8707 | 2.0514 | 2.1151 | 2.3498
USA_NY_Buffalo. | 1739.0298 | 2525.2195 | 3105.1219 | 3582.3718 | 4840.3267 | 1041.872 | 1190.0671 | 1334.3504 | 1513.6338 | 1959.2187 | USA_NY_Buffalo. | 7979.6255 | 7808.5512 | 7649.493 | 7501.6158 | 7363.0627 | 8251.9251 | 8184.1638 | 8134.3255 | 8060.0631 | 7992.6351 | 176.9947 | 244.1482 | 315.1411 | 362.9908 | 409.2221 | USA_NY_Buffalo.Niagara.Intl.AP.725280_TMYx.2004-2018 | 1.4268 | 1.7607 | 1.8825 | 1.9089 | 2.0437
USA_NY_New.York | 1624.457 | 2349.8771 | 2883.6451 | 3328.1564 | 4494.779 | 1002.8381 | 1136.6378 | 1271.3476 | 1431.014 | 1819.4233 | USA_NY_New.York | 6463.6618 | 6371.0257 | 6290.0531 | 6218.4862 | 6156.0473 | 6649.0232 | 6602.9848 | 6593.1422 | 6557.7334 | 6510.679 | 120.4849 | 150.7734 | 197.0079 | 220.5107 | 230.5106 | USA_NY_New.York-Kennedy.Intl.AP.744860_TMYx.2004-2018 | 1.4461 | 1.8253 | 1.9639 | 2.0152 | 2.1926
USA_NY_Syracuse | 1735.2617 | 2519.8523 | 3098.6989 | 3575.1831 | 4830.6617 | 1039.1091 | 1186.3002 | 1330.2426 | 1509.0849 | 1953.9221 | USA_NY_Syracuse | 8275.0854 | 8099.6925 | 7936.6483 | 7786.4759 | 7646.5833 | 8546.8915 | 8484.3925 | 8433.5751 | 8345.6287 | 8277.8246 | 176.6739 | 250.055 | 323.0024 | 363.4493 | 410.3068 | USA_NY_Syracuse.Hancock.Intl.AP.725190_TMYx.2004-2018 | 1.4273 | 1.7543 | 1.8743 | 1.9093 | 2.0432
USA_OH_Cincinna | 1625.1587 | 2351.8566 | 2886.4657 | 3331.1096 | 4500.0779 | 990.1852 | 1121.6931 | 1254.0216 | 1411.1695 | 1795.5467 | USA_OH_Cincinna | 6354.5035 | 6291.6307 | 6239.0801 | 6194.077 | 6156.7014 | 6535.0384 | 6490.9938 | 6510.205 | 6509.7949 | 6426.1049 | 117.3477 | 129.586 | 176.2311 | 205.2167 | 175.1123 | USA_OH_Cincinnati.Muni.AP-Lunken.Field.724297_TMYx.2004-2018 | 1.4674 | 1.8796 | 2.0182 | 2.0608 | 2.2835
USA_OH_Columbus | 1642.5081 | 2378.9512 | 2920.3695 | 3370.8874 | 4554.0251 | 1005.1822 | 1140.6593 | 1275.9188 | 1437.2653 | 1833.3091 | USA_OH_Columbus | 7243.176 | 7134.7155 | 7035.6408 | 6947.2777 | 6868.3601 | 7456.2856 | 7408.813 | 7396.7058 | 7364.2149 | 7281.0321 | 138.5212 | 178.1634 | 234.6923 | 271.0092 | 268.2368 | USA_OH_Columbus-Glenn.Columbus.Intl.AP.724280_TMYx.2004-2018 | 1.4361 | 1.8038 | 1.9332 | 1.9733 | 2.167
USA_OK_Oklahoma | 1501.2251 | 2160.9638 | 2644.9565 | 3052.8163 | 4125.3295 | 954.3123 | 1075.9905 | 1198.6291 | 1336.086 | 1666.2328 | USA_OK_Oklahoma | 6665.6708 | 6685.4702 | 6713.9439 | 6746.6078 | 6785.4099 | 6776.5456 | 6782.7247 | 6835.3674 | 6875.9085 | 6823.9397 | 72.0686 | 63.2154 | 78.9253 | 84.0454 | 25.0444 | USA_OK_Oklahoma.City-Post.AP.723544_TMYx.2004-2018 | 1.4626 | 1.8969 | 2.0703 | 2.1497 | 2.4392
USA_OR_Portland | 1629.3436 | 2356.9205 | 2891.6335 | 3335.1184 | 4506.1834 | 980.8295 | 1111.8453 | 1242.6866 | 1396.6429 | 1773.0223 | USA_OR_Portland | 3832.3583 | 3811.9971 | 3799.5053 | 3793.0455 | 3795.8178 | 3935.4643 | 3932.3821 | 3931.8726 | 3946.589 | 3909.4209 | 67.0189 | 78.2502 | 86.0388 | 99.8033 | 73.842 | USA_OR_Portland.Intl.AP.726980_TMYx.2004-2018 | 1.5549 | 1.9804 | 2.1762 | 2.2287 | 2.4399
USA_OR_Redmond. | 1743.7377 | 2533.1501 | 3113.9926 | 3592.7968 | 4853.5331 | 1071.8527 | 1221.085 | 1362.5577 | 1548.4033 | 2002.2656 | USA_OR_Redmond. | 5701.9184 | 5595.9328 | 5502.3266 | 5418.1738 | 5344.0107 | 5913.0181 | 5832.7079 | 5837.4043 | 5785.1513 | 5671.7533 | 137.2148 | 153.9038 | 217.8005 | 238.5353 | 213.0327 | USA_OR_Redmond.Muni.AP-Roberts.Field.726920_TMYx.2004-2018 | 1.4422 | 1.8423 | 1.9704 | 2.0106 | 2.1909
USA_PA_Bradford | 1808.9831 | 2632.5902 | 3239.8056 | 3740.5024 | 5055.2888 | 1071.4385 | 1228.2053 | 1379.1816 | 1573.264 | 2057.5632 | USA_PA_Bradford | 9793.7958 | 9525.3456 | 9268.45 | 9028.464 | 8799.4468 | 10150.6566 | 10048.7807 | 9958.7472 | 9820.0349 | 9724.8971 | 231.9595 | 340.2328 | 448.6932 | 514.5211 | 601.5427 | USA_PA_Bradford.Rgnl.AP.725266_TMYx.2004-2018 | 1.3879 | 1.6785 | 1.7724 | 1.7916 | 1.9011
USA_PA_Philadel | 1578.6855 | 2280.0111 | 2795.8328 | 3226.5403 | 4358.775 | 982.3081 | 1110.3322 | 1238.9794 | 1389.7886 | 1756.7986 | USA_PA_Philadel | 5789.2511 | 5754.031 | 5727.5234 | 5708.9031 | 5697.0593 | 5939.3801 | 5918.2331 | 5947.9502 | 5961.4242 | 5904.8364 | 97.5839 | 106.7314 | 143.2774 | 164.1388 | 135.0551 | USA_PA_Philadelphia.Intl.AP.724080_TMYx.2004-2018 | 1.4619 | 1.8734 | 2.0227 | 2.0764 | 2.304
USA_PA_Pittsbur | 1678.0423 | 2433.0952 | 2988.8427 | 3448.5526 | 4659.3229 | 1021.3415 | 1160.879 | 1299.0273 | 1467.8647 | 1878.0176 | USA_PA_Pittsbur | 6721.6294 | 6609.6115 | 6509.2991 | 6418.7513 | 6340.6407 | 6949.1273 | 6905.1265 | 6891.1271 | 6856.1656 | 6768.1964 | 147.8736 | 192.0847 | 248.1882 | 284.3193 | 277.9112 | USA_PA_Pittsburgh.Intl.AP.725200_TMYx.2004-2018 | 1.4352 | 1.7983 | 1.9318 | 1.9681 | 2.1612
USA_RI_Providen | 1670.2877 | 2420.8449 | 2973.3548 | 3430.7373 | 4635.0863 | 1011.9125 | 1150.2558 | 1288.0738 | 1454.4779 | 1860.1345 | USA_RI_Providen | 6280.9002 | 6164.8778 | 6059.2673 | 5966.2993 | 5885.4948 | 6483.6631 | 6415.2737 | 6409.4651 | 6352.1039 | 6260.8511 | 131.7959 | 162.7573 | 227.6286 | 250.773 | 243.9816 | USA_RI_Providence-Green.Intl.State.AP.725070_TMYx.2004-2018 | 1.4604 | 1.8437 | 1.9617 | 2.0119 | 2.2029
USA_SC_JB.Charl | 1398.0422 | 2003.4708 | 2447.2322 | 2823.8506 | 3819.6066 | 887.7888 | 993.5341 | 1104.2431 | 1221.0857 | 1496.7178 | USA_SC_JB.Charl | 5155.4246 | 5285.9057 | 5422.7309 | 5564.4822 | 5709.7116 | 5175.3304 | 5241.8207 | 5347.9334 | 5457.0189 | 5444.5307 | 12.9388 | -28.6553 | -48.6184 | -69.8512 | -172.3676 | USA_SC_JB.Charleston-Charleston.Intl.AP.722080_TMYx.2004-2018 | 1.5521 | 2.0764 | 2.3183 | 2.4529 | 2.8841
USA_SC_Columbia | 1422.8329 | 2042.2436 | 2496.2862 | 2880.9456 | 3896.2823 | 904.52 | 1014.5784 | 1126.2073 | 1247.6593 | 1540.7677 | USA_SC_Columbia | 5231.2559 | 5338.2521 | 5451.6575 | 5570.6058 | 5694.2805 | 5285.8102 | 5325.3446 | 5426.9274 | 5528.9163 | 5491.5487 | 35.4603 | -8.3899 | -16.0745 | -27.0982 | -131.7757 | USA_SC_Columbia.Metro.AP.723100_TMYx.2004-2018 | 1.5137 | 2.0297 | 2.2486 | 2.3603 | 2.7653
USA_SD_Yankton- | 1754.3702 | 2549.1191 | 3135.4642 | 3618.2333 | 4891.0084 | 1052.4779 | 1205.0165 | 1351.6982 | 1538.7967 | 1997.9337 | USA_SD_Yankton- | 10765.3867 | 10566.1497 | 10379.6587 | 10200.4707 | 10033.1679 | 11060.9382 | 10980.4185 | 10911.191 | 10824.6561 | 10754.4618 | 192.1085 | 269.2747 | 345.496 | 405.7205 | 468.8411 | USA_SD_Yankton-Gurney.Muni.AP.726525_TMYx.2004-2018 | 1.4096 | 1.729 | 1.8474 | 1.8607 | 1.9828
USA_SD_Sioux.Fa | 1787.2239 | 2599.2421 | 3198.98 | 3691.444 | 4992.5219 | 1062.2818 | 1219.7154 | 1370.429 | 1563.094 | 2039.6199 | USA_SD_Sioux.Fa | 11301.9066 | 11093.429 | 10894.4715 | 10707.2389 | 10530.6325 | 11618.1748 | 11536.0925 | 11470.6676 | 11380.4359 | 11309.4182 | 205.5744 | 287.7313 | 374.5274 | 437.578 | 506.2107 | USA_SD_Sioux.Falls.Rgnl.AP-Foss.Field.726510_TMYx.2004-2018 | 1.4096 | 1.7243 | 1.8333 | 1.8451 | 1.9611
USA_TN_Memphis. | 1447.6523 | 2078.9253 | 2541.6245 | 2934.5493 | 3966.3084 | 919.1172 | 1032.9633 | 1147.2169 | 1273.8071 | 1575.8907 | USA_TN_Memphis. | 5634.6892 | 5701.1886 | 5773.7788 | 5851.4581 | 5934.202 | 5713.1026 | 5744.62 | 5820.0247 | 5890.8335 | 5868.8701 | 50.9687 | 28.2304 | 30.0598 | 25.594 | -42.4657 | USA_TN_Memphis.Intl.AP.723340_TMYx.2004-2018 | 1.4923 | 1.959 | 2.1589 | 2.2584 | 2.5866
USA_TN_Nashvill | 1496.6054 | 2154.5669 | 2637.5753 | 3044.1181 | 4114.1546 | 941.8713 | 1057.7959 | 1178.2469 | 1313.1903 | 1634.8338 | USA_TN_Nashvill | 5145.5712 | 5195.4641 | 5252.7803 | 5315.993 | 5383.4875 | 5230.1136 | 5239.8433 | 5309.7367 | 5366.5333 | 5326.7574 | 54.9526 | 28.8465 | 37.0217 | 32.8512 | -36.8746 | USA_TN_Nashville.Intl.AP.723270_TMYx.2004-2018 | 1.5014 | 1.9828 | 2.1704 | 2.2615 | 2.5746
USA_TX_Austin-C | 1326.7853 | 1894.519 | 2308.7444 | 2668.1253 | 3608.85 | 874.565 | 974.872 | 1078.5278 | 1184.3404 | 1438.1798 | USA_TX_Austin-C | 6101.1753 | 6255.8797 | 6412.9714 | 6572.7217 | 6735.1897 | 6106.8687 | 6189.8277 | 6319.9816 | 6440.8395 | 6460.8606 | 3.7007 | -42.9338 | -60.4434 | -85.7234 | -178.3139 | USA_TX_Austin-Camp.Mabry.ANGB.722544_TMYx.2004-2018 | 1.5107 | 2.0329 | 2.2677 | 2.4286 | 2.8645
USA_TX_Dallas-F | 1380.0143 | 1974.8603 | 2409.7099 | 2781.9107 | 3761.8153 | 899.9953 | 1005.8749 | 1116.1952 | 1232.2847 | 1508.0627 | USA_TX_Dallas-F | 5961.9564 | 6082.0123 | 6206.069 | 6335.3374 | 6468.0251 | 6005.5345 | 6079.2368 | 6173.6369 | 6285.4888 | 6285.131 | 28.3257 | -1.804 | -21.0809 | -32.4016 | -118.8812 | USA_TX_Dallas-Fort.Worth.Intl.AP.722590_TMYx.2004-2018 | 1.4866 | 1.9669 | 2.2004 | 2.3185 | 2.7079
USA_TX_Houston- | 1299.1233 | 1851.3115 | 2253.1278 | 2605.5472 | 3522.5218 | 848.0791 | 944.8095 | 1045.652 | 1146.7278 | 1383.7174 | USA_TX_Houston- | 5992.6845 | 6168.6227 | 6348.0384 | 6530.0076 | 6713.6411 | 5994.6258 | 6093.8025 | 6238.4689 | 6374.3483 | 6405.6535 | 1.2618 | -48.6331 | -71.2202 | -101.1786 | -200.192 | USA_TX_Houston-Ellington.AP.722436_TMYx.2004-2018 | 1.5296 | 2.0658 | 2.3122 | 2.492 | 2.9763
USA_TX_Lubbock. | 1498.1761 | 2156.275 | 2639.6343 | 3046.6047 | 4116.8135 | 979.9848 | 1103.127 | 1226.8719 | 1368.0565 | 1699.3549 | USA_TX_Lubbock. | 5869.7932 | 5930.8897 | 5997.2811 | 6067.2259 | 6143.1758 | 5943.6014 | 5969.2272 | 6034.6526 | 6096.8121 | 6066.6077 | 47.9753 | 24.9194 | 24.2915 | 19.231 | -49.7693 | USA_TX_Lubbock.Smith.Intl.AP.722670_TMYx.2004-2018 | 1.4574 | 1.9115 | 2.1097 | 2.1961 | 2.4957
USA_TX_San.Anto | 1317.6751 | 1879.8391 | 2289.8818 | 2646.4297 | 3578.9523 | 868.5481 | 967.5753 | 1071.4968 | 1176.0747 | 1426.2159 | USA_TX_San.Anto | 6503.6922 | 6660.7065 | 6821.9947 | 6987.8409 | 7155.2476 | 6517.6889 | 6607.1825 | 6736.9447 | 6866.7016 | 6886.6072 | 9.0978 | -34.7906 | -55.2825 | -78.7405 | -174.6162 | USA_TX_San.Antonio.Intl.AP.722530_TMYx.2004-2018 | 1.5014 | 2.0153 | 2.2533 | 2.4117 | 2.8595
USA_UT_Salt.Lak | 1648.8805 | 2387.9547 | 2931.8701 | 3384.1409 | 4571.0757 | 1048.5682 | 1189.7554 | 1327.3508 | 1497.0176 | 1908.145 | USA_UT_Salt.Lak | 6339.1741 | 6302.8487 | 6273.9366 | 6251.1635 | 6236.6912 | 6502.7326 | 6503.8115 | 6529.6912 | 6528.7928 | 6486.4594 | 106.313 | 130.6258 | 166.2405 | 180.4591 | 162.3493 | USA_UT_Salt.Lake.City.Intl.AP.725720_TMYx.2004-2018 | 1.4277 | 1.8085 | 1.963 | 2.0174 | 2.2077
USA_UT_St.Georg | 1431.4503 | 2053.5666 | 2508.9317 | 2896.7706 | 3915.4768 | 978.4742 | 1093.8273 | 1204.6621 | 1333.3859 | 1643.9447 | USA_UT_St.Georg | 5941.4539 | 6036.8554 | 6140.4852 | 6252.2744 | 6369.0723 | 6004.9603 | 6054.8893 | 6152.4537 | 6254.0863 | 6223.8693 | 41.2792 | 11.722 | 7.7796 | 1.1777 | -94.3819 | USA_UT_St.George.Rgnl.AP.724754_TMYx.2004-2018 | 1.4037 | 1.8575 | 2.0693 | 2.1706 | 2.5268
USA_UT_Vernal.R | 1767.1892 | 2569.243 | 3161.9934 | 3648.8159 | 4933.9115 | 1104.1248 | 1262.272 | 1412.4023 | 1606.77 | 2082.8057 | USA_UT_Vernal.R | 8164.004 | 8033.21 | 7912.0337 | 7801.5786 | 7700.1281 | 8409.4401 | 8355.2647 | 8364.5639 | 8291.6808 | 8202.161 | 159.5334 | 209.3355 | 294.1446 | 318.5664 | 326.3214 | USA_UT_Vernal.Rgnl.AP.725705_TMYx.2004-2018 | 1.3985 | 1.7459 | 1.8529 | 1.8952 | 2.048
USA_VA_Norfolk. | 1490.8051 | 2145.5641 | 2625.8001 | 3030.6112 | 4095.9814 | 927.5033 | 1044.5313 | 1163.9143 | 1296.1563 | 1614.955 | USA_VA_Norfolk. | 4910.0542 | 4964.5033 | 5026.8689 | 5095.8167 | 5171.9486 | 4985.9122 | 5017.085 | 5077.4751 | 5135.8532 | 5113.9867 | 49.3077 | 34.1781 | 32.894 | 26.0238 | -37.6752 | USA_VA_Norfolk.Intl.AP.723080_TMYx.2004-2018 | 1.5262 | 1.989 | 2.194 | 2.2921 | 2.5969
USA_VT_Burlingt | 1771.7422 | 2575.2181 | 3167.9108 | 3655.4861 | 4941.4123 | 1055.3555 | 1206.3544 | 1353.4974 | 1540.9106 | 2004.941 | USA_VT_Burlingt | 9736.3914 | 9511.0501 | 9298.238 | 9095.6841 | 8904.3847 | 10054.6071 | 9969.0148 | 9911.1328 | 9809.76 | 9744.6636 | 206.8402 | 297.6771 | 398.3816 | 464.1493 | 546.1813 | USA_VT_Burlington.Intl.AP.726170_TMYx.2004-2018 | 1.4037 | 1.7122 | 1.8083 | 1.8231 | 1.937
USA_WA_Seattle- | 1668.9046 | 2417.2182 | 2968.2743 | 3422.5752 | 4625.3829 | 1000.1534 | 1135.0547 | 1268.679 | 1430.7078 | 1824.1324 | USA_WA_Seattle- | 3708.7243 | 3663.9702 | 3625.1347 | 3593.3309 | 3568.1742 | 3822.9138 | 3807.6588 | 3803.0459 | 3796.5144 | 3758.6009 | 74.2232 | 93.3976 | 115.6423 | 132.0693 | 123.7774 | USA_WA_Seattle-Tacoma.Intl.AP.727930_TMYx.2004-2018 | 1.5534 | 1.9677 | 2.1442 | 2.1901 | 2.3745
USA_WA_Spokane. | 1752.6956 | 2546.1954 | 3131.3519 | 3612.4413 | 4881.598 | 1064.3742 | 1215.23 | 1360.1437 | 1546.8291 | 2003.7908 | USA_WA_Spokane. | 7197.1445 | 7047.7066 | 6909.9058 | 6783.2966 | 6666.3151 | 7465.2962 | 7394.824 | 7375.8653 | 7310.2889 | 7211.9809 | 174.2986 | 225.6263 | 302.8736 | 342.545 | 354.6828 | USA_WA_Spokane.Intl.AP.727850_TMYx.2004-2018 | 1.415 | 1.7671 | 1.8829 | 1.912 | 2.0698
USA_WI_Milwauke | 1738.4747 | 2524.6538 | 3104.74 | 3581.9433 | 4840.3977 | 1041.8973 | 1190.246 | 1334.7322 | 1516.3911 | 1960.181 | USA_WI_Milwauke | 8467.2122 | 8297.4154 | 8138.0741 | 7991.3669 | 7853.0353 | 8732.6898 | 8661.7153 | 8607.7755 | 8530.6655 | 8458.1103 | 172.5605 | 236.7949 | 305.3059 | 350.5441 | 393.2987 | USA_WI_Milwaukee-Mitchell.Intl.AP.726400_TMYx.2004-2018 | 1.4315 | 1.7692 | 1.8931 | 1.9186 | 2.0567
USA_WI_Rhinelan | 1869.4578 | 2725.1632 | 3356.4402 | 3876.8533 | 5242.0421 | 1092.01 | 1258.0108 | 1415.571 | 1623.1405 | 2145.5979 | USA_WI_Rhinelan | 12925.9623 | 12618.0137 | 12323.0406 | 12044.4979 | 11778.3329 | 13348.8957 | 13248.0261 | 13140.6477 | 12993.4139 | 12911.1127 | 274.9067 | 409.508 | 531.4446 | 616.7954 | 736.3068 | USA_WI_Rhinelander-Oneida.County.AP.727415_TMYx.2004-2018 | 1.3676 | 1.6343 | 1.7239 | 1.7308 | 1.819
USA_WV_Charlest | 1604.776 | 2321.188 | 2848.2678 | 3286.4832 | 4441.3234 | 983.5241 | 1113.4159 | 1242.9904 | 1395.2923 | 1769.8834 | USA_WV_Charlest | 5616.74 | 5602.9873 | 5594.355 | 5591.9319 | 5597.2172 | 5768.8575 | 5752.2872 | 5777.2989 | 5806.2312 | 5732.4234 | 98.8764 | 97.045 | 118.9135 | 139.2946 | 87.884 | USA_WV_Charleston-Yeager.AP.724140_TMYx.2004-2018 | 1.4826 | 1.9176 | 2.0914 | 2.1416 | 2.3907
USA_WV_Morganto | 1649.9421 | 2390.2324 | 2935.1429 | 3387.7812 | 4576.287 | 1008.9025 | 1145.0232 | 1279.7108 | 1440.7751 | 1841.578 | USA_WV_Morganto | 6132.7027 | 6070.2806 | 6015.342 | 5969.2865 | 5930.1703 | 6324.1463 | 6294.3788 | 6308.0172 | 6297.9488 | 6230.5512 | 124.4383 | 145.6638 | 190.2389 | 213.6305 | 195.2476 | USA_WV_Morgantown.Muni.AP-Hart.Field.724176_TMYx.2004-2018 | 1.4558 | 1.8519 | 1.9968 | 2.0477 | 2.2468
USA_WY_Cheyenne | 1785.9646 | 2597.0502 | 3194.831 | 3687.2818 | 4981.2062 | 1124.8804 | 1289.311 | 1444.6555 | 1644.868 | 2134.546 | USA_WY_Cheyenne | 7300.1546 | 7134.5073 | 6980.9044 | 6836.7776 | 6703.155 | 7544.7283 | 7465.5413 | 7447.1025 | 7334.4103 | 7273.5685 | 158.9729 | 215.1721 | 303.0288 | 323.4613 | 370.7688 | USA_WY_Cheyenne.Rgnl.AP.725640_TMYx.2004-2018 | 1.3911 | 1.7262 | 1.828 | 1.8733 | 1.9883
USA_WY_Jackson. | 1940.0198 | 2831.3858 | 3490.4385 | 4033.7204 | 5454.4093 | 1170.5763 | 1361.3839 | 1526.1273 | 1756.4874 | 2330.9392 | USA_WY_Jackson. | 11318.8553 | 11007.5957 | 10710.6875 | 10432.9979 | 10166.0447 | 11749.5996 | 11619.0147 | 11529.8065 | 11367.0788 | 11244.6304 | 279.9838 | 397.4223 | 532.4274 | 607.1525 | 701.0807 | USA_WY_Jackson.Hole.AP.725776_TMYx.2004-2018 | 1.3374 | 1.6098 | 1.6956 | 1.7066 | 1.7989

## Model Out
Run Label | Run Label No DHW | DHW Type | Occ | Total Elec [kWh] | Total Nat Gas [therm] | Total Propane [gal] | Total HVAC | Total Heat Elec [kWh] | Prim Furnace Heat Elec [kWh] | ASHP Compressor Heat Elec [kWh] | ASHP Compressor Heat Output [kWh] | ASHP Backup Heat Elec [kWh] | ASHP Defrost Elec [kWh] | ASHP Crankcase Heater Elec [kWh] | Baseboard Heat Elec [kWh] | Cool Elec [kWh] | Fan Elec [kWh] | Pump Elec [kWh] | HPWH HP Coil Heating [kWh] | HPWH ER Coil Heating [kWh] | ERWH ER Coil Heating [kWh] | ER Water Heater Heat Loss [kWh] | HP Water Heater Heat Loss [kWh] | DHW Elec [kWh] | IntLights Elec [kWh] | ExtLights Elec [kWh] | Total IntEquip Elec [kWh] | IntEquip Range Elec [kWh] | IntEquip Dryer Elec [kWh] | IntEquip Clotheswasher Elec [kWh] | IntEquip Dishwasher Elec [kWh] | IntEquip Refrigerator Elec [kWh] | IntEquip Misc Elec [kWh] | HeatRecov Elec [kWh] | Heat Nat Gas [therm] | DHW Nat Gas [therm] | Total IntEquip Nat Gas [therm] | IntEquip Range Nat Gas [therm] | IntEquip Dryer Nat Gas [therm] | IntEquip Misc Nat Gas [therm] | Heat Propane [gal] | UnmetHours Heating | UnmetHours Cooling | Infiltration Living [ACH] | Infiltration Attic [ACH] | Infiltration Crawlspace [ACH] | Infiltration UnheatedBasement [ACH]
1 Occupant_USA_AL_Birmingh_HPWH_50-gallon | USA_AL_Birmingh | HPWH_50-gallon | 1 | 11312.7641 | 97.746 |  | 5000.3718 | 1048.5379 |  | 613.9244 | 2039.3163 | 119.1796 | 23.0775 | 292.3564 |  | 3442.1053 | 509.7286 | 0 | 3043.8271 | 0 |  |  | -1907.2435 | 915.6439 | 4373.1167 | 0 | 1023.6317 |  |  | 94.3225 | 184.6933 | 668.673 | 0 |  |  |  | 97.746 |  | 52.803 | 0 |  | 5.75 | 922.5 | 0.16642 | 2.7958 | 0.024354
1 Occupant_USA_AL_Mobile.R_HPWH_50-gallon | USA_AL_Mobile.R | HPWH_50-gallon | 1 | 11391.4237 | 97.746 |  | 5120.1198 | 444.9635 |  | 248.7643 | 825.5829 | 18.1944 | 7.7245 | 170.2804 |  | 4131.4597 | 543.6966 | 0 | 2944.2144 | 0 |  |  | -1889.724 | 874.5555 | 4373.1167 | 0 | 1023.6317 |  |  | 94.3225 | 184.6933 | 668.673 | 0 |  |  |  | 97.746 |  | 52.803 | 0 |  | 3.75 | 1003.5 | 0.17483 | 3.2669 | 0.026897
1 Occupant_USA_AR_Fayettev_HPWH_50-gallon | USA_AR_Fayettev | HPWH_50-gallon | 1 | 12007.9478 | 97.746 |  | 5647.5439 | 2321.5875 |  | 1455.4534 | 4619.7052 | 420.2066 | 72.0195 | 373.908 |  | 2800.8952 | 525.0612 | 0 | 3177.8599 | 0.22839 |  |  | -1928.2368 | 963.6555 | 4373.1167 | 0 | 1023.6317 |  |  | 94.3225 | 184.6933 | 668.673 | 0 |  |  |  | 97.746 |  | 52.803 | 0 |  | 4.5 | 388.5 | 0.21227 | 2.9829 | 0.025913
1 Occupant_USA_AR_Little.R_HPWH_50-gallon | USA_AR_Little.R | HPWH_50-gallon | 1 | 11824.333 | 97.746 |  | 5501.6269 | 1470.2345 |  | 909.8937 | 2969.0962 | 180.4051 | 35.4116 | 344.5241 |  | 3493.7123 | 537.6801 | 0 | 3080.4091 | 0.045734 |  |  | -1912.1406 | 925.9577 | 4373.1167 | 0 | 1023.6317 |  |  | 94.3225 | 184.6933 | 668.673 | 0 |  |  |  | 97.746 |  | 52.803 | 0 |  | 6.5 | 892 | 0.16492 | 2.6711 | 0.026188
1 Occupant_USA_AZ_Flagstaf_HPWH_50-gallon | USA_AZ_Flagstaf | HPWH_50-gallon | 1 | 12658.2122 | 97.746 |  | 6144.8935 | 4410.706 |  | 2411.0809 | 7400.2299 | 1287.1176 | 114.4217 | 598.0858 |  | 1227.5476 | 506.6399 | 0 | 3406.278 | 0.31939 |  |  | -1934.1451 | 1116.5703 | 4373.1167 | 0 | 1023.6317 |  |  | 94.3225 | 184.6933 | 668.673 | 0 |  |  |  | 97.746 |  | 52.803 | 0 |  | 17.75 | 8.75 | 0.27291 | 3.8023 | 0.023795
1 Occupant_USA_AZ_Kingman._HPWH_50-gallon | USA_AZ_Kingman. | HPWH_50-gallon | 1 | 11810.5611 | 97.746 |  | 5417.6651 | 1132.8019 |  | 693.6018 | 2276.4374 | 11.8078 | 15.5951 | 411.7972 |  | 3744.5504 | 540.3129 | 0 | 3057.671 | 0 |  |  | -1922.4834 | 996.1476 | 4373.1167 | 0 | 1023.6317 |  |  | 94.3225 | 184.6933 | 668.673 | 0 |  |  |  | 97.746 |  | 52.803 | 0 |  | 0.25 | 220 | 0.27294 | 4.9783 | 0.028411
1 Occupant_USA_AZ_Phoenix-_HPWH_50-gallon | USA_AZ_Phoenix- | HPWH_50-gallon | 1 | 14413.4648 | 97.746 |  | 8140.3953 | 110.6362 |  | 27.7022 | 100.7782 | 0 | 0.17447 | 82.7595 |  | 7254.1446 | 775.6145 | 0 | 2753.6767 | 0 |  |  | -1881.0298 | 876.3211 | 4373.1167 | 0 | 1023.6317 |  |  | 94.3225 | 184.6933 | 668.673 | 0 |  |  |  | 97.746 |  | 52.803 | 0 |  | 0 | 1115.25 | 0.14901 | 3.5299 | 0.041802
1 Occupant_USA_AZ_Prescott_HPWH_50-gallon | USA_AZ_Prescott | HPWH_50-gallon | 1 | 11173.4611 | 97.746 |  | 4742.3643 | 1706.7915 |  | 1081.0647 | 3393.0856 | 84.772 | 43.6984 | 497.2564 |  | 2545.5723 | 490.0005 | 0 | 3177.8879 | 0.091901 |  |  | -1915.8709 | 1034.3484 | 4373.1167 | 0 | 1023.6317 |  |  | 94.3225 | 184.6933 | 668.673 | 0 |  |  |  | 97.746 |  | 52.803 | 0 |  | 1.75 | 50.5 | 0.22215 | 3.1855 | 0.023827
1 Occupant_USA_CA_Bakersfi_HPWH_50-gallon | USA_CA_Bakersfi | HPWH_50-gallon | 1 | 11530.0977 | 97.746 |  | 5227.8504 | 448.2956 |  | 201.9569 | 707.5605 | 1.2572 | 6.8885 | 238.193 |  | 4243.5089 | 536.0459 | 0 | 2968.2249 | 0 |  |  | -1899.4992 | 905.499 | 4373.1167 | 0 | 1023.6317 |  |  | 94.3225 | 184.6933 | 668.673 | 0 |  |  |  | 97.746 |  | 52.803 | 0 |  | 0.5 | 670.75 | 0.15975 | 2.6329 | 0.026824
1 Occupant_USA_CA_Bishop-E_HPWH_50-gallon | USA_CA_Bishop-E | HPWH_50-gallon | 1 | 11931.9387 | 97.746 |  | 5488.6496 | 1974.2962 |  | 1300.3285 | 4051.8107 | 165.8175 | 23.1059 | 485.0443 |  | 2978.0437 | 536.3097 | 0 | 3166.6143 | 0 |  |  | -1925.3958 | 1046.5407 | 4373.1167 | 0 | 1023.6317 |  |  | 94.3225 | 184.6933 | 668.673 | 0 |  |  |  | 97.746 |  | 52.803 | 0 |  | 2.5 | 246.75 | 0.25073 | 3.6619 | 0.026574
1 Occupant_USA_CA_Crescent_HPWH_50-gallon | USA_CA_Crescent | HPWH_50-gallon | 1 | 8380.7595 | 97.746 |  | 2005.7717 | 1230.3253 |  | 814.311 | 3173.3666 | 44.0968 | 17.3317 | 354.5858 |  | 559.4452 | 216.0013 | 0 | 3341.1127 | 0.11922 |  |  | -1963.9944 | 978.2394 | 4373.1167 | 0 | 1023.6317 |  |  | 94.3225 | 184.6933 | 668.673 | 0 |  |  |  | 97.746 |  | 52.803 | 0 |  | 303.25 | 168.75 | 0.25894 | 3.7298 | 0.0094513
1 Occupant_USA_CA_Imperial_HPWH_50-gallon | USA_CA_Imperial | HPWH_50-gallon | 1 | 13938.2695 | 97.746 |  | 7673.0808 | 208.1357 |  | 71.7945 | 245.9538 | 0.37241 | 1.1484 | 134.8203 |  | 6754.6826 | 710.2624 | 0 | 2790.2932 | 0 |  |  | -1883.8017 | 868.4404 | 4373.1167 | 0 | 1023.6317 |  |  | 94.3225 | 184.6933 | 668.673 | 0 |  |  |  | 97.746 |  | 52.803 | 0 |  | 0 | 1302.25 | 0.15656 | 3.7317 | 0.037576
1 Occupant_USA_CA_Los.Ange_HPWH_50-gallon | USA_CA_Los.Ange | HPWH_50-gallon | 1 | 9388.5499 | 97.746 |  | 3099.4967 | 55.8459 |  | 24.3774 | 94.1795 | 0 | 0.0040903 | 31.4644 |  | 2651.1029 | 392.5479 | 0 | 3013.9569 | 0 |  |  | -1870.3202 | 892.3048 | 4373.1167 | 0 | 1023.6317 |  |  | 94.3225 | 184.6933 | 668.673 | 0 |  |  |  | 97.746 |  | 52.803 | 0 |  | 0 | 760 | 0.17737 | 4.1291 | 0.017953
1 Occupant_USA_CA_Riversid_HPWH_50-gallon | USA_CA_Riversid | HPWH_50-gallon | 1 | 10831.9444 | 97.746 |  | 4523.5802 | 250.1695 |  | 90.9728 | 325.5996 | 0 | 1.7687 | 157.4281 |  | 3777.7005 | 495.7101 | 0 | 2985.5375 | 0 |  |  | -1888.9049 | 911.6159 | 4373.1167 | 0 | 1023.6317 |  |  | 94.3225 | 184.6933 | 668.673 | 0 |  |  |  | 97.746 |  | 52.803 | 0 |  | 1 | 437.75 | 0.134 | 2.5983 | 0.024199
1 Occupant_USA_CA_Sacramen_HPWH_50-gallon | USA_CA_Sacramen | HPWH_50-gallon | 1 | 10618.3594 | 97.746 |  | 4292.7395 | 847.8798 |  | 489.4738 | 1695.0603 | 11.3806 | 22.8471 | 324.1782 |  | 2997.4477 | 447.412 | 0 | 3103.7834 | 0 |  |  | -1916.3171 | 928.8716 | 4373.1167 | 0 | 1023.6317 |  |  | 94.3225 | 184.6933 | 668.673 | 0 |  |  |  | 97.746 |  | 52.803 | 0 |  | 3.5 | 422.75 | 0.23432 | 3.4621 | 0.022684
1 Occupant_USA_CA_San.Jose_HPWH_50-gallon | USA_CA_San.Jose | HPWH_50-gallon | 1 | 9443.0936 | 97.746 |  | 3120.8053 | 479.4087 |  | 241.3254 | 872.2455 | 1.2031 | 7.344 | 229.5362 |  | 2278.6241 | 362.7726 | 0 | 3119.0745 | 0 |  |  | -1903.0737 | 925.54 | 4373.1167 | 0 | 1023.6317 |  |  | 94.3225 | 184.6933 | 668.673 | 0 |  |  |  | 97.746 |  | 52.803 | 0 |  | 3.75 | 200 | 0.20411 | 3.3131 | 0.017173
1 Occupant_USA_CA_Santa.An_HPWH_50-gallon | USA_CA_Santa.An | HPWH_50-gallon | 1 | 9879.6934 | 97.746 |  | 3591.9422 | 93.1259 |  | 32.8458 | 123.2353 | 0 | 0.269 | 60.0111 |  | 3064.2928 | 434.5235 | 0 | 2995.5133 | 0 |  |  | -1874.5379 | 891.0028 | 4373.1167 | 0 | 1023.6317 |  |  | 94.3225 | 184.6933 | 668.673 | 0 |  |  |  | 97.746 |  | 52.803 | 0 |  | 0.25 | 524 | 0.15356 | 2.3351 | 0.020267
1 Occupant_USA_CO_Alamosa-_HPWH_50-gallon | USA_CO_Alamosa- | HPWH_50-gallon | 1 | 15158.3068 | 97.746 |  | 8606.1322 | 6929.087 |  | 3234.4846 | 9122.8833 | 2982.8835 | 85.8823 | 625.8366 |  | 1088.3068 | 588.7383 | 0 | 3493.0785 | 0.68389 |  |  | -1937.2565 | 1155.4263 | 4373.1167 | 0 | 1023.6317 |  |  | 94.3225 | 184.6933 | 668.673 | 0 |  |  |  | 97.746 |  | 52.803 | 0 |  | 23.75 | 0.25 | 0.29897 | 3.7824 | 0.028531
1 Occupant_USA_CO_Aspen-Pi_HPWH_50-gallon | USA_CO_Aspen-Pi | HPWH_50-gallon | 1 | 14539.3135 | 97.746 |  | 7980.5285 | 6478.6986 |  | 3674.486 | 10621.5496 | 2006.6201 | 129.0502 | 668.5423 |  | 888.3665 | 613.4634 | 0 | 3523.1032 | 0.63609 |  |  | -1945.5833 | 1162.0367 | 4373.1167 | 0 | 1023.6317 |  |  | 94.3225 | 184.6933 | 668.673 | 0 |  |  |  | 97.746 |  | 52.803 | 0 |  | 8.75 | 0.75 | 0.27151 | 2.5166 | 0.029596
1 Occupant_USA_CO_Denver.I_HPWH_50-gallon | USA_CO_Denver.I | HPWH_50-gallon | 1 | 13132.4889 | 97.746 |  | 6658.5289 | 4040.8465 |  | 2569.1582 | 7710.4123 | 874.0368 | 69.7727 | 527.8788 |  | 2026.0301 | 591.6523 | 0 | 3330.7412 | 0.045529 |  |  | -1940.3614 | 1077.2116 | 4373.1167 | 0 | 1023.6317 |  |  | 94.3225 | 184.6933 | 668.673 | 0 |  |  |  | 97.746 |  | 52.803 | 0 |  | 8.5 | 8 | 0.30946 | 5.1227 | 0.03083
1 Occupant_USA_CO_Trinidad_HPWH_50-gallon | USA_CO_Trinidad | HPWH_50-gallon | 1 | 12265.155 | 97.746 |  | 5795.266 | 3227.8966 |  | 1919.1143 | 5873.5258 | 756.8115 | 51.0244 | 500.9464 |  | 2042.5752 | 524.7942 | 0 | 3280.3495 | 0 |  |  | -1931.3557 | 1073.1406 | 4373.1167 | 0 | 1023.6317 |  |  | 94.3225 | 184.6933 | 668.673 | 0 |  |  |  | 97.746 |  | 52.803 | 0 |  | 4.75 | 47.5 | 0.28257 | 5.5957 | 0.025901
1 Occupant_USA_CT_Bridgepo_HPWH_50-gallon | USA_CT_Bridgepo | HPWH_50-gallon | 1 | 12676.3914 | 97.746 |  | 6271.2644 | 3959.7933 |  | 2194.037 | 7232.1829 | 1314.8078 | 53.1602 | 397.7883 |  | 1810.3418 | 501.1293 | 0 | 3291.9386 | 0.4142 |  |  | -1950.4268 | 1008.3786 | 4373.1167 | 0 | 1023.6317 |  |  | 94.3225 | 184.6933 | 668.673 | 0 |  |  |  | 97.746 |  | 52.803 | 0 |  | 107.5 | 424.5 | 0.26119 | 4.5507 | 0.024129
1 Occupant_USA_DE_Wilmingt_HPWH_50-gallon | USA_DE_Wilmingt | HPWH_50-gallon | 1 | 12466.2138 | 97.746 |  | 6082.0544 | 3329.6764 |  | 2042.9883 | 6648.9557 | 835.2805 | 59.734 | 391.6736 |  | 2231.9228 | 520.4552 | 0 | 3241.0282 | 0.27632 |  |  | -1948.0507 | 987.411 | 4373.1167 | 0 | 1023.6317 |  |  | 94.3225 | 184.6933 | 668.673 | 0 |  |  |  | 97.746 |  | 52.803 | 0 |  | 32.75 | 331.75 | 0.25023 | 4.4271 | 0.025607
1 Occupant_USA_FL_Fort.Mye_HPWH_50-gallon | USA_FL_Fort.Mye | HPWH_50-gallon | 1 | 12583.922 | 97.746 |  | 6366.1464 | 45.372 |  | 16.5402 | 58.8927 | 0 | 0.090909 | 28.7409 |  | 5647.0033 | 673.7711 | 0 | 2774.3639 | 0 |  |  | -1863.1303 | 821.0272 | 4373.1167 | 0 | 1023.6317 |  |  | 94.3225 | 184.6933 | 668.673 | 0 |  |  |  | 97.746 |  | 52.803 | 0 |  | 0 | 1866 | 0.14143 | 3.5275 | 0.033197
1 Occupant_USA_FL_Jacksonv_HPWH_50-gallon | USA_FL_Jacksonv | HPWH_50-gallon | 1 | 11442.3518 | 97.746 |  | 5182.509 | 344.4894 |  | 180.0884 | 600.1908 | 3.9429 | 9.4174 | 151.0407 |  | 4291.4514 | 546.5683 | 0 | 2930.6253 | 0 |  |  | -1884.794 | 863.0944 | 4373.1167 | 0 | 1023.6317 |  |  | 94.3225 | 184.6933 | 668.673 | 0 |  |  |  | 97.746 |  | 52.803 | 0 |  | 2.5 | 972.25 | 0.16318 | 3.3608 | 0.026981
1 Occupant_USA_FL_Miami.Na_HPWH_50-gallon | USA_FL_Miami.Na | HPWH_50-gallon | 1 | 13298.4861 | 97.746 |  | 7094.0048 | 5.4783 |  | 1.5105 | 5.6113 | 0 | 0 | 3.9678 |  | 6349.324 | 739.2024 | 0 | 2728.3616 | 0 |  |  | -1867.5581 | 807.733 | 4373.1167 | 0 | 1023.6317 |  |  | 94.3225 | 184.6933 | 668.673 | 0 |  |  |  | 97.746 |  | 52.803 | 0 |  | 0 | 1627.5 | 0.15118 | 4.1968 | 0.037313
1 Occupant_USA_GA_Atlanta-_HPWH_50-gallon | USA_GA_Atlanta- | HPWH_50-gallon | 1 | 11249.0262 | 97.746 |  | 4925.5093 | 1048.5309 |  | 654.5943 | 2213.4577 | 72.5612 | 21.7445 | 299.6309 |  | 3368.6988 | 508.2796 | 0 | 3060.5263 | 0 |  |  | -1914.1197 | 926.7685 | 4373.1167 | 0 | 1023.6317 |  |  | 94.3225 | 184.6933 | 668.673 | 0 |  |  |  | 97.746 |  | 52.803 | 0 |  | 7.25 | 646.25 | 0.19885 | 3.9791 | 0.025148
1 Occupant_USA_GA_Rome-Rus_HPWH_50-gallon | USA_GA_Rome-Rus | HPWH_50-gallon | 1 | 11328.2059 | 97.746 |  | 4994.792 | 1337.7026 |  | 806.769 | 2651.0267 | 161.0567 | 25.5276 | 344.3493 |  | 3156.5105 | 500.5789 | 0 | 3098.5396 | 0 |  |  | -1915.3477 | 936.6655 | 4373.1167 | 0 | 1023.6317 |  |  | 94.3225 | 184.6933 | 668.673 | 0 |  |  |  | 97.746 |  | 52.803 | 0 |  | 5.25 | 664 | 0.14799 | 1.9363 | 0.023853
1 Occupant_USA_GA_Savannah_HPWH_50-gallon | USA_GA_Savannah | HPWH_50-gallon | 1 | 11439.5518 | 97.746 |  | 5158.4906 | 539.7193 |  | 307.9318 | 1030.4177 | 8.864 | 13.6933 | 209.2302 |  | 4102.3857 | 516.3857 | 0 | 2971.4139 | 0 |  |  | -1900.1454 | 884.3128 | 4373.1167 | 0 | 1023.6317 |  |  | 94.3225 | 184.6933 | 668.673 | 0 |  |  |  | 97.746 |  | 52.803 | 0 |  | 2 | 594 | 0.17124 | 3.408 | 0.025772
1 Occupant_USA_IA_Des.Moin_HPWH_50-gallon | USA_IA_Des.Moin | HPWH_50-gallon | 1 | 15967.3835 | 97.746 |  | 9545.4649 | 6647.2784 |  | 3132.7162 | 9576.5299 | 3034.8671 | 94.6946 | 385.0005 |  | 2244.7732 | 653.4133 | 0 | 3325.1844 | 0.54811 |  |  | -1948.477 | 1025.1703 | 4373.1167 | 0 | 1023.6317 |  |  | 94.3225 | 184.6933 | 668.673 | 0 |  |  |  | 97.746 |  | 52.803 | 0 |  | 44.75 | 253 | 0.29907 | 4.8733 | 0.033442
1 Occupant_USA_IA_Sioux.Ci_HPWH_50-gallon | USA_IA_Sioux.Ci | HPWH_50-gallon | 1 | 17471.388 | 97.746 |  | 11031.1276 | 8361.9687 |  | 3827.7136 | 11405.2266 | 4061.2289 | 118.14 | 354.8863 |  | 2008.8352 | 660.3237 | 0 | 3380.2537 | 0.36741 |  |  | -1948.7704 | 1043.512 | 4373.1167 | 0 | 1023.6317 |  |  | 94.3225 | 184.6933 | 668.673 | 0 |  |  |  | 97.746 |  | 52.803 | 0 |  | 38.5 | 100.75 | 0.32475 | 5.1134 | 0.034141
1 Occupant_USA_ID_Boise.AP_HPWH_50-gallon | USA_ID_Boise.AP | HPWH_50-gallon | 1 | 12518.8091 | 97.746 |  | 6076.4873 | 3329.4097 |  | 2354.4629 | 7509.5218 | 316.5339 | 107.1932 | 551.2196 |  | 2177.4696 | 569.608 | 0 | 3302.8075 | 0.39664 |  |  | -1950.5604 | 1045.5735 | 4373.1167 | 0 | 1023.6317 |  |  | 94.3225 | 184.6933 | 668.673 | 0 |  |  |  | 97.746 |  | 52.803 | 0 |  | 6.25 | 139 | 0.24269 | 3.5887 | 0.028666
1 Occupant_USA_ID_Idaho.Fa_HPWH_50-gallon | USA_ID_Idaho.Fa | HPWH_50-gallon | 1 | 15949.5574 | 97.746 |  | 9440.1204 | 7354.3593 |  | 4086.6991 | 12397.0947 | 2578.6227 | 173.869 | 515.1685 |  | 1389.8082 | 695.953 | 0 | 3468.1911 | 0.41311 |  |  | -1958.3347 | 1112.6886 | 4373.1167 | 0 | 1023.6317 |  |  | 94.3225 | 184.6933 | 668.673 | 0 |  |  |  | 97.746 |  | 52.803 | 0 |  | 45 | 27.5 | 0.33422 | 4.3107 | 0.035302
1 Occupant_USA_IL_Bellevil_HPWH_50-gallon | USA_IL_Bellevil | HPWH_50-gallon | 1 | 12904.7961 | 97.746 |  | 6530.8029 | 3279.4598 |  | 1994.6114 | 6377.732 | 791.4944 | 98.3734 | 394.9807 |  | 2671.5017 | 579.8413 | 0 | 3227.523 | 0.41325 |  |  | -1935.7709 | 977.2449 | 4373.1167 | 0 | 1023.6317 |  |  | 94.3225 | 184.6933 | 668.673 | 0 |  |  |  | 97.746 |  | 52.803 | 0 |  | 16.5 | 561 | 0.22205 | 3.3689 | 0.028771
1 Occupant_USA_IL_Chicago._HPWH_50-gallon | USA_IL_Chicago. | HPWH_50-gallon | 1 | 15228.1623 | 97.746 |  | 8803.4263 | 6281.2372 |  | 3171.2302 | 9731.4362 | 2665.2723 | 87.5539 | 357.1807 |  | 1947.7691 | 574.42 | 0 | 3342.8669 | 0.40101 |  |  | -1953.2361 | 1027.9876 | 4373.1167 | 0 | 1023.6317 |  |  | 94.3225 | 184.6933 | 668.673 | 0 |  |  |  | 97.746 |  | 52.803 | 0 |  | 42.5 | 106.25 | 0.2947 | 5.3771 | 0.029005
1 Occupant_USA_IN_Evansvil_HPWH_50-gallon | USA_IN_Evansvil | HPWH_50-gallon | 1 | 12347.535 | 97.746 |  | 5979.4913 | 2761.1004 |  | 1703.0901 | 5495.8004 | 632.9502 | 57.458 | 367.602 |  | 2673.1039 | 545.287 | 0 | 3196.1492 | 0.13769 |  |  | -1936.1157 | 971.2953 | 4373.1167 | 0 | 1023.6317 |  |  | 94.3225 | 184.6933 | 668.673 | 0 |  |  |  | 97.746 |  | 52.803 | 0 |  | 14 | 525.5 | 0.21257 | 3.2826 | 0.026613
1 Occupant_USA_IN_Indianap_HPWH_50-gallon | USA_IN_Indianap | HPWH_50-gallon | 1 | 14154.9148 | 97.746 |  | 7754.7899 | 4846.6463 |  | 2544.9895 | 8022.3997 | 1861.8026 | 83.9721 | 355.882 |  | 2303.9317 | 604.2119 | 0 | 3281.348 | 0.32132 |  |  | -1945.1002 | 1003.3765 | 4373.1167 | 0 | 1023.6317 |  |  | 94.3225 | 184.6933 | 668.673 | 0 |  |  |  | 97.746 |  | 52.803 | 0 |  | 33.75 | 433.5 | 0.27606 | 5.0498 | 0.030408
1 Occupant_USA_KS_Hays.Rgn_HPWH_50-gallon | USA_KS_Hays.Rgn | HPWH_50-gallon | 1 | 14405.0259 | 97.746 |  | 7988.502 | 4658.4464 |  | 2659.0132 | 8308.1818 | 1525.8134 | 79.0483 | 394.5715 |  | 2684.0643 | 645.9913 | 0 | 3266.9683 | 0.13793 |  |  | -1944.0854 | 1019.7756 | 4373.1167 | 0 | 1023.6317 |  |  | 94.3225 | 184.6933 | 668.673 | 0 |  |  |  | 97.746 |  | 52.803 | 0 |  | 24.5 | 469.25 | 0.36179 | 6.1566 | 0.03432
1 Occupant_USA_KS_Wichita._HPWH_50-gallon | USA_KS_Wichita. | HPWH_50-gallon | 1 | 12920.96 | 97.746 |  | 6546.8915 | 2777.8584 |  | 1950.7989 | 6150.606 | 328.7446 | 80.522 | 417.793 |  | 3188.6528 | 580.3804 | 0 | 3190.4276 | 0.22078 |  |  | -1942.3816 | 977.3201 | 4373.1167 | 0 | 1023.6317 |  |  | 94.3225 | 184.6933 | 668.673 | 0 |  |  |  | 97.746 |  | 52.803 | 0 |  | 3.5 | 270.75 | 0.34752 | 5.9569 | 0.031629
1 Occupant_USA_KY_Louisvil_HPWH_50-gallon | USA_KY_Louisvil | HPWH_50-gallon | 1 | 12255.5362 | 97.746 |  | 5885.579 | 2629.5002 |  | 1663.6526 | 5407.4794 | 516.6998 | 55.883 | 393.2648 |  | 2709.5316 | 546.5473 | 0 | 3187.4936 | 0.30967 |  |  | -1934.522 | 973.2088 | 4373.1167 | 0 | 1023.6317 |  |  | 94.3225 | 184.6933 | 668.673 | 0 |  |  |  | 97.746 |  | 52.803 | 0 |  | 17.25 | 473.75 | 0.1844 | 2.7584 | 0.026376
1 Occupant_USA_LA_New.Orle_HPWH_50-gallon | USA_LA_New.Orle | HPWH_50-gallon | 1 | 12042.3728 | 97.746 |  | 5791.8639 | 388.8199 |  | 245.9738 | 844.9065 | 6.8322 | 9.1843 | 126.8296 |  | 4795.9924 | 607.0517 | 0 | 2880.7756 | 0 |  |  | -1882.4112 | 853.7605 | 4373.1167 | 0 | 1023.6317 |  |  | 94.3225 | 184.6933 | 668.673 | 0 |  |  |  | 97.746 |  | 52.803 | 0 |  | 5.5 | 1391.25 | 0.19515 | 3.9402 | 0.030558
1 Occupant_USA_LA_Shrevepo_HPWH_50-gallon | USA_LA_Shrevepo | HPWH_50-gallon | 1 | 11874.2127 | 97.746 |  | 5586.52 | 921.9854 |  | 557.2522 | 1799.8894 | 107.4994 | 25.2966 | 231.9371 |  | 4112.1 | 552.4346 | 0 | 2983.145 | 0 |  |  | -1897.7361 | 890.9444 | 4373.1167 | 0 | 1023.6317 |  |  | 94.3225 | 184.6933 | 668.673 | 0 |  |  |  | 97.746 |  | 52.803 | 0 |  | 3.5 | 941 | 0.18199 | 3.1204 | 0.027449
1 Occupant_USA_MA_Boston-L_HPWH_50-gallon | USA_MA_Boston-L | HPWH_50-gallon | 1 | 13402.7915 | 97.746 |  | 6985.5038 | 4828.6731 |  | 2607.4955 | 8655.0967 | 1782.1232 | 78.597 | 360.4574 |  | 1624.4744 | 532.3563 | 0 | 3333.9707 | 0.50384 |  |  | -1961.2088 | 1020.5393 | 4373.1167 | 0 | 1023.6317 |  |  | 94.3225 | 184.6933 | 668.673 | 0 |  |  |  | 97.746 |  | 52.803 | 0 |  | 155.5 | 344.25 | 0.31165 | 6.2379 | 0.026487
1 Occupant_USA_MD_Baltimor_HPWH_50-gallon | USA_MD_Baltimor | HPWH_50-gallon | 1 | 12137.0146 | 97.746 |  | 5757.8165 | 2805.0618 |  | 1704.2679 | 5516.5104 | 648.4383 | 47.6777 | 404.6779 |  | 2433.0985 | 519.6562 | 0 | 3217.2504 | 0.30981 |  |  | -1936.8472 | 982.4497 | 4373.1167 | 0 | 1023.6317 |  |  | 94.3225 | 184.6933 | 668.673 | 0 |  |  |  | 97.746 |  | 52.803 | 0 |  | 22.5 | 555.75 | 0.2061 | 3.4856 | 0.025057
1 Occupant_USA_ME_Portland_HPWH_50-gallon | USA_ME_Portland | HPWH_50-gallon | 1 | 15315.5536 | 97.746 |  | 8867.8909 | 7086.5639 |  | 3079.6684 | 9837.3469 | 3529.7476 | 81.846 | 395.3019 |  | 1231.21 | 550.117 | 0 | 3433.3678 | 0.68801 |  |  | -1959.8592 | 1050.9144 | 4373.1167 | 0 | 1023.6317 |  |  | 94.3225 | 184.6933 | 668.673 | 0 |  |  |  | 97.746 |  | 52.803 | 0 |  | 119.5 | 228.5 | 0.27037 | 3.8524 | 0.026168
1 Occupant_USA_ME_Presque._HPWH_50-gallon | USA_ME_Presque. | HPWH_50-gallon | 1 | 22541.6469 | 97.746 |  | 16039.2837 | 14603.5095 |  | 3624.4533 | 11155.1632 | 10566.4647 | 99.0066 | 313.5849 |  | 852.2812 | 583.493 | 0 | 3569.3336 | 1.0573 |  |  | -1962.9665 | 1105.6149 | 4373.1167 | 0 | 1023.6317 |  |  | 94.3225 | 184.6933 | 668.673 | 0 |  |  |  | 97.746 |  | 52.803 | 0 |  | 433.5 | 246 | 0.29708 | 3.6427 | 0.027055
1 Occupant_USA_MI_Detroit-_HPWH_50-gallon | USA_MI_Detroit- | HPWH_50-gallon | 1 | 14320.4566 | 97.746 |  | 7892.8895 | 5577.1926 |  | 2976.3368 | 9402.8708 | 2136.4609 | 91.2761 | 373.1189 |  | 1723.5697 | 592.1272 | 0 | 3350.8907 | 0.36604 |  |  | -1951.4643 | 1030.8187 | 4373.1167 | 0 | 1023.6317 |  |  | 94.3225 | 184.6933 | 668.673 | 0 |  |  |  | 97.746 |  | 52.803 | 0 |  | 43 | 147 | 0.26 | 4.2834 | 0.029181
1 Occupant_USA_MI_Houghton_HPWH_50-gallon | USA_MI_Houghton | HPWH_50-gallon | 1 | 17294.4405 | 97.746 |  | 10828.3834 | 8914.0361 |  | 3691.5449 | 11378.4116 | 4699.1485 | 146.4322 | 376.9106 |  | 1278.929 | 635.4183 | 0 | 3470.8939 | 0.81774 |  |  | -1957.335 | 1069.3087 | 4373.1167 | 0 | 1023.6317 |  |  | 94.3225 | 184.6933 | 668.673 | 0 |  |  |  | 97.746 |  | 52.803 | 0 |  | 115.75 | 135.5 | 0.2823 | 4.2473 | 0.030981
1 Occupant_USA_MI_Traverse_HPWH_50-gallon | USA_MI_Traverse | HPWH_50-gallon | 1 | 16499.6921 | 97.746 |  | 10045.723 | 8051.3873 |  | 3342.8484 | 10575.5472 | 4223.8742 | 117.8419 | 366.8228 |  | 1391.3332 | 603.0026 | 0 | 3434.4722 | 0.59696 |  |  | -1955.6328 | 1057.2207 | 4373.1167 | 0 | 1023.6317 |  |  | 94.3225 | 184.6933 | 668.673 | 0 |  |  |  | 97.746 |  | 52.803 | 0 |  | 175.5 | 321.25 | 0.25544 | 3.31 | 0.028528
1 Occupant_USA_MN_Duluth.I_HPWH_50-gallon | USA_MN_Duluth.I | HPWH_50-gallon | 1 | 21151.5525 | 97.746 |  | 14650.1173 | 12961.8517 |  | 4443.4112 | 13267.942 | 7988.5841 | 140.7472 | 389.1091 |  | 1004.3684 | 683.8972 | 0 | 3560.4914 | 0.95077 |  |  | -1965.9841 | 1104.6868 | 4373.1167 | 0 | 1023.6317 |  |  | 94.3225 | 184.6933 | 668.673 | 0 |  |  |  | 97.746 |  | 52.803 | 0 |  | 150 | 81.75 | 0.3322 | 5.5464 | 0.034139
1 Occupant_USA_MN_Minneapo_HPWH_50-gallon | USA_MN_Minneapo | HPWH_50-gallon | 1 | 18750.7387 | 97.746 |  | 12297.267 | 9782.4798 |  | 3822.8441 | 11302.9801 | 5519.5542 | 98.301 | 341.7805 |  | 1809.892 | 704.8952 | 0 | 3415.7332 | 0.7286 |  |  | -1949.4174 | 1056.7233 | 4373.1167 | 0 | 1023.6317 |  |  | 94.3225 | 184.6933 | 668.673 | 0 |  |  |  | 97.746 |  | 52.803 | 0 |  | 109 | 176 | 0.30479 | 4.9754 | 0.035868
1 Occupant_USA_MO_Kansas.C_HPWH_50-gallon | USA_MO_Kansas.C | HPWH_50-gallon | 1 | 13033.4454 | 97.746 |  | 6653.0786 | 3314.1835 |  | 1945.976 | 6137.3296 | 955.9136 | 52.8265 | 359.4674 |  | 2760.654 | 578.2411 | 0 | 3200.5752 | 0.32058 |  |  | -1939.9339 | 983.6184 | 4373.1167 | 0 | 1023.6317 |  |  | 94.3225 | 184.6933 | 668.673 | 0 |  |  |  | 97.746 |  | 52.803 | 0 |  | 16 | 427.25 | 0.24405 | 3.9905 | 0.029019
1 Occupant_USA_MO_St.Josep_HPWH_50-gallon | USA_MO_St.Josep | HPWH_50-gallon | 1 | 14908.1851 | 97.746 |  | 8506.6603 | 5515.4433 |  | 2646.954 | 8169.2122 | 2437.3717 | 83.9816 | 347.1361 |  | 2377.0582 | 614.1588 | 0 | 3276.5204 | 0.27644 |  |  | -1944.3854 | 1004.7765 | 4373.1167 | 0 | 1023.6317 |  |  | 94.3225 | 184.6933 | 668.673 | 0 |  |  |  | 97.746 |  | 52.803 | 0 |  | 37 | 362.5 | 0.28216 | 4.3117 | 0.031078
1 Occupant_USA_MS_Gulfport_HPWH_50-gallon | USA_MS_Gulfport | HPWH_50-gallon | 1 | 11609.1666 | 97.746 |  | 5346.1739 | 468.7301 |  | 261.9742 | 892.5382 | 20.2567 | 10.3703 | 176.1289 |  | 4330.2074 | 547.2364 | 0 | 2923.4629 | 0 |  |  | -1889.5113 | 866.2443 | 4373.1167 | 0 | 1023.6317 |  |  | 94.3225 | 184.6933 | 668.673 | 0 |  |  |  | 97.746 |  | 52.803 | 0 |  | 4.25 | 1199.25 | 0.17431 | 3.3184 | 0.026799
1 Occupant_USA_MS_Jackson-_HPWH_50-gallon | USA_MS_Jackson- | HPWH_50-gallon | 1 | 11524.615 | 97.746 |  | 5231.2711 | 841.2608 |  | 506.9821 | 1696.1742 | 46.7405 | 23.7528 | 263.7853 |  | 3854.0833 | 535.927 | 0 | 3004.3568 | 0 |  |  | -1905.6152 | 896.5955 | 4373.1167 | 0 | 1023.6317 |  |  | 94.3225 | 184.6933 | 668.673 | 0 |  |  |  | 97.746 |  | 52.803 | 0 |  | 4 | 846.25 | 0.16749 | 2.76 | 0.026369
1 Occupant_USA_MT_Billings_HPWH_50-gallon | USA_MT_Billings | HPWH_50-gallon | 1 | 15452.622 | 97.746 |  | 8961.7245 | 6842.3298 |  | 3574.3636 | 11065.0239 | 2696.5695 | 93.9319 | 477.4647 |  | 1484.5538 | 634.8409 | 0 | 3426.0113 | 0.18464 |  |  | -1963.2681 | 1094.1492 | 4373.1167 | 0 | 1023.6317 |  |  | 94.3225 | 184.6933 | 668.673 | 0 |  |  |  | 97.746 |  | 52.803 | 0 |  | 22.75 | 79.5 | 0.32882 | 5.8759 | 0.032187
1 Occupant_USA_NC_Charlott_HPWH_50-gallon | USA_NC_Charlott | HPWH_50-gallon | 1 | 11155.5308 | 97.746 |  | 4818.9678 | 1288.0331 |  | 794.7036 | 2612.6581 | 133.2093 | 29.5278 | 330.5924 |  | 3039.5743 | 491.3604 | 0 | 3100.7168 | 0 |  |  | -1914.3981 | 939.8146 | 4373.1167 | 0 | 1023.6317 |  |  | 94.3225 | 184.6933 | 668.673 | 0 |  |  |  | 97.746 |  | 52.803 | 0 |  | 9 | 585 | 0.19045 | 2.9399 | 0.023831
1 Occupant_USA_NC_Raleigh-_HPWH_50-gallon | USA_NC_Raleigh- | HPWH_50-gallon | 1 | 11271.5449 | 97.746 |  | 4945.3022 | 1172.7205 |  | 716.9903 | 2366.4709 | 87.646 | 27.9454 | 340.1388 |  | 3268.9472 | 503.6345 | 0 | 3078.7138 | 0 |  |  | -1908.2427 | 929.4943 | 4373.1167 | 0 | 1023.6317 |  |  | 94.3225 | 184.6933 | 668.673 | 0 |  |  |  | 97.746 |  | 52.803 | 0 |  | 6.5 | 850.25 | 0.18413 | 2.9408 | 0.0244
1 Occupant_USA_ND_Bismarck_HPWH_50-gallon | USA_ND_Bismarck | HPWH_50-gallon | 1 | 20775.3433 | 97.746 |  | 14286.1707 | 12105.4325 |  | 4288.0463 | 12783.7765 | 7335.037 | 140.5848 | 341.7644 |  | 1454.8772 | 725.8609 | 0 | 3507.4425 | 0.55277 |  |  | -1954.2524 | 1092.4243 | 4373.1167 | 0 | 1023.6317 |  |  | 94.3225 | 184.6933 | 668.673 | 0 |  |  |  | 97.746 |  | 52.803 | 0 |  | 53.75 | 231.5 | 0.32751 | 4.9253 | 0.03621
1 Occupant_USA_ND_Fargo-He_HPWH_50-gallon | USA_ND_Fargo-He | HPWH_50-gallon | 1 | 25064.8646 | 97.746 |  | 18579.5593 | 16367.5313 |  | 4384.8464 | 12694.9004 | 11585.5953 | 106.1797 | 290.9101 |  | 1473.628 | 738.4 | 0 | 3510.7092 | 1.0634 |  |  | -1953.5151 | 1088.5569 | 4373.1167 | 0 | 1023.6317 |  |  | 94.3225 | 184.6933 | 668.673 | 0 |  |  |  | 97.746 |  | 52.803 | 0 |  | 173.75 | 220.75 | 0.38675 | 5.713 | 0.038139
1 Occupant_USA_NE_Omaha-Mi_HPWH_50-gallon | USA_NE_Omaha-Mi | HPWH_50-gallon | 1 | 15265.0161 | 97.746 |  | 8843.994 | 5898.963 |  | 2817.7918 | 8605.3117 | 2603.3708 | 93.6763 | 384.1241 |  | 2305.5117 | 639.5193 | 0 | 3315.739 | 0.32174 |  |  | -1940.8305 | 1024.2737 | 4373.1167 | 0 | 1023.6317 |  |  | 94.3225 | 184.6933 | 668.673 | 0 |  |  |  | 97.746 |  | 52.803 | 0 |  | 36.5 | 413 | 0.24216 | 3.1567 | 0.031611
1 Occupant_USA_NH_Concord._HPWH_50-gallon | USA_NH_Concord. | HPWH_50-gallon | 1 | 15260.0872 | 97.746 |  | 8810.6798 | 6771.4681 |  | 3017.2991 | 9473.495 | 3245.2722 | 96.5188 | 412.3781 |  | 1467.8123 | 571.3994 | 0 | 3417.952 | 0.96278 |  |  | -1955.0904 | 1052.6591 | 4373.1167 | 0 | 1023.6317 |  |  | 94.3225 | 184.6933 | 668.673 | 0 |  |  |  | 97.746 |  | 52.803 | 0 |  | 118.5 | 305.75 | 0.23295 | 2.7619 | 0.026597
1 Occupant_USA_NH_Manchest_HPWH_50-gallon | USA_NH_Manchest | HPWH_50-gallon | 1 | 13754.4035 | 97.746 |  | 7323.1368 | 5187.7674 |  | 2686.5981 | 8532.5543 | 2003.7203 | 75.2975 | 422.1515 |  | 1592.4677 | 542.9017 | 0 | 3359.4818 | 0.55259 |  |  | -1954.3231 | 1034.5183 | 4373.1167 | 0 | 1023.6317 |  |  | 94.3225 | 184.6933 | 668.673 | 0 |  |  |  | 97.746 |  | 52.803 | 0 |  | 79.25 | 218 | 0.23315 | 2.9943 | 0.025702
1 Occupant_USA_NJ_Newark.L_HPWH_50-gallon | USA_NJ_Newark.L | HPWH_50-gallon | 1 | 12708.3271 | 97.746 |  | 6313.0906 | 3478.3181 |  | 2113.9373 | 6892.8185 | 955.3408 | 35.8566 | 373.1834 |  | 2289.9464 | 544.8261 | 0 | 3242.0577 | 0.22929 |  |  | -1946.5141 | 998.4882 | 4373.1167 | 0 | 1023.6317 |  |  | 94.3225 | 184.6933 | 668.673 | 0 |  |  |  | 97.746 |  | 52.803 | 0 |  | 23.25 | 464.25 | 0.27441 | 5.1065 | 0.027261
1 Occupant_USA_NJ_Trenton-_HPWH_50-gallon | USA_NJ_Trenton- | HPWH_50-gallon | 1 | 12252.2995 | 97.746 |  | 5862.1243 | 3269.3466 |  | 1883.4506 | 6225.2526 | 934.2951 | 43.8409 | 407.7599 |  | 2090.6055 | 502.1721 | 0 | 3250.3104 | 0.36401 |  |  | -1942.9638 | 993.4269 | 4373.1167 | 0 | 1023.6317 |  |  | 94.3225 | 184.6933 | 668.673 | 0 |  |  |  | 97.746 |  | 52.803 | 0 |  | 55.75 | 598.5 | 0.21832 | 3.348 | 0.023626
1 Occupant_USA_NM_Albuquer_HPWH_50-gallon | USA_NM_Albuquer | HPWH_50-gallon | 1 | 11485.639 | 97.746 |  | 5054.971 | 1706.8614 |  | 1097.0377 | 3370.3521 | 95.4654 | 23.9358 | 490.4225 |  | 2827.421 | 520.6885 | 0 | 3162.0672 | 0.045916 |  |  | -1913.03 | 1033.9197 | 4373.1167 | 0 | 1023.6317 |  |  | 94.3225 | 184.6933 | 668.673 | 0 |  |  |  | 97.746 |  | 52.803 | 0 |  | 1.75 | 35.25 | 0.24807 | 4.2377 | 0.02641
1 Occupant_USA_NM_Las.Cruc_HPWH_50-gallon | USA_NM_Las.Cruc | HPWH_50-gallon | 1 | 11341.8332 | 97.746 |  | 4947.5693 | 933.4278 |  | 520.6412 | 1660.0578 | 9.7305 | 11.4092 | 391.6469 |  | 3496.7886 | 517.3528 | 0 | 3052.5557 | 0 |  |  | -1907.0478 | 997.5156 | 4373.1167 | 0 | 1023.6317 |  |  | 94.3225 | 184.6933 | 668.673 | 0 |  |  |  | 97.746 |  | 52.803 | 0 |  | 0.75 | 123.25 | 0.20966 | 4.2669 | 0.025952
1 Occupant_USA_NM_Santa.Fe_HPWH_50-gallon | USA_NM_Santa.Fe | HPWH_50-gallon | 1 | 11985.2977 | 97.746 |  | 5506.8038 | 3006.948 |  | 1961.8693 | 5992.7923 | 431.5177 | 61.1893 | 552.3717 |  | 1973.4285 | 526.4272 | 0 | 3286.1644 | 0 |  |  | -1927.2909 | 1081.7456 | 4373.1167 | 0 | 1023.6317 |  |  | 94.3225 | 184.6933 | 668.673 | 0 |  |  |  | 97.746 |  | 52.803 | 0 |  | 1.75 | 10.75 | 0.27478 | 4.3875 | 0.026214
1 Occupant_USA_NV_Las.Vega_HPWH_50-gallon | USA_NV_Las.Vega | HPWH_50-gallon | 1 | 13369.8495 | 97.746 |  | 7026.6588 | 508.9757 |  | 245.8828 | 827.4558 | 1.3005 | 2.6219 | 259.1705 |  | 5841.2147 | 676.4684 | 0 | 2889.9109 | 0 |  |  | -1907.3293 | 946.4423 | 4373.1167 | 0 | 1023.6317 |  |  | 94.3225 | 184.6933 | 668.673 | 0 |  |  |  | 97.746 |  | 52.803 | 0 |  | 0.25 | 637.25 | 0.23307 | 4.0093 | 0.036577
1 Occupant_USA_NV_Reno-Tah_HPWH_50-gallon | USA_NV_Reno-Tah | HPWH_50-gallon | 1 | 11322.8193 | 97.746 |  | 4873.6615 | 2160.5571 |  | 1406.5856 | 4396.9186 | 93.2395 | 50.0338 | 610.6982 |  | 2231.4589 | 481.6455 | 0 | 3255.2458 | 0.23017 |  |  | -1930.8486 | 1052.4094 | 4373.1167 | 0 | 1023.6317 |  |  | 94.3225 | 184.6933 | 668.673 | 0 |  |  |  | 97.746 |  | 52.803 | 0 |  | 1.75 | 51.5 | 0.23027 | 3.3303 | 0.02378
1 Occupant_USA_NY_Buffalo._HPWH_50-gallon | USA_NY_Buffalo. | HPWH_50-gallon | 1 | 14690.5454 | 97.746 |  | 8251.9251 | 6090.3533 |  | 3767.3108 | 11871.6336 | 1806.8409 | 127.9822 | 388.2194 |  | 1584.9379 | 576.6338 | 0 | 3395.2805 | 0.6894 |  |  | -1962.5294 | 1041.872 | 4373.1167 | 0 | 1023.6317 |  |  | 94.3225 | 184.6933 | 668.673 | 0 |  |  |  | 97.746 |  | 52.803 | 0 |  | 41.5 | 46 | 0.30142 | 5.4766 | 0.028809
1 Occupant_USA_NY_New.York_HPWH_50-gallon | USA_NY_New.York | HPWH_50-gallon | 1 | 13048.6097 | 97.746 |  | 6649.0232 | 4011.7013 |  | 2269.8637 | 7485.243 | 1337.3623 | 33.4131 | 371.0621 |  | 2119.1039 | 518.2181 | 0 | 3265.6179 | 0.3675 |  |  | -1951.6029 | 1002.8381 | 4373.1167 | 0 | 1023.6317 |  |  | 94.3225 | 184.6933 | 668.673 | 0 |  |  |  | 97.746 |  | 52.803 | 0 |  | 54.25 | 469 | 0.32634 | 6.3439 | 0.026397
1 Occupant_USA_NY_Syracuse_HPWH_50-gallon | USA_NY_Syracuse | HPWH_50-gallon | 1 | 14982.7489 | 97.746 |  | 8546.8915 | 6267.9798 |  | 3437.7537 | 10794.6245 | 2336.919 | 109.0328 | 384.2743 |  | 1669.5763 | 609.3353 | 0 | 3386.0318 | 0.55078 |  |  | -1956.0382 | 1039.1091 | 4373.1167 | 0 | 1023.6317 |  |  | 94.3225 | 184.6933 | 668.673 | 0 |  |  |  | 97.746 |  | 52.803 | 0 |  | 50.75 | 177.25 | 0.26957 | 4.5614 | 0.030151
1 Occupant_USA_OH_Cincinna_HPWH_50-gallon | USA_OH_Cincinna | HPWH_50-gallon | 1 | 12921.972 | 97.746 |  | 6535.0384 | 3694.1632 |  | 2076.2574 | 6627.8639 | 1166.1812 | 72.3701 | 379.3546 |  | 2291.8978 | 548.9773 | 0 | 3258.454 | 0.27603 |  |  | -1940.9733 | 990.1852 | 4373.1167 | 0 | 1023.6317 |  |  | 94.3225 | 184.6933 | 668.673 | 0 |  |  |  | 97.746 |  | 52.803 | 0 |  | 24.25 | 471 | 0.21391 | 3.1224 | 0.026461
1 Occupant_USA_OH_Columbus_HPWH_50-gallon | USA_OH_Columbus | HPWH_50-gallon | 1 | 13858.2161 | 97.746 |  | 7456.2856 | 4632.4184 |  | 2407.0794 | 7678.1545 | 1809.6807 | 79.4339 | 336.2244 |  | 2240.8182 | 583.049 | 0 | 3277.3689 | 0.36704 |  |  | -1940.4909 | 1005.1822 | 4373.1167 | 0 | 1023.6317 |  |  | 94.3225 | 184.6933 | 668.673 | 0 |  |  |  | 97.746 |  | 52.803 | 0 |  | 62.25 | 611.5 | 0.25001 | 4.2404 | 0.02835
1 Occupant_USA_OK_Oklahoma_HPWH_50-gallon | USA_OK_Oklahoma | HPWH_50-gallon | 1 | 13127.6062 | 97.746 |  | 6776.5456 | 2696.7552 |  | 1513.0603 | 4800.1856 | 820.868 | 51.1916 | 311.6353 |  | 3478.9172 | 600.8731 | 0 | 3114.4393 | 0.091403 |  |  | -1928.3549 | 954.3123 | 4373.1167 | 0 | 1023.6317 |  |  | 94.3225 | 184.6933 | 668.673 | 0 |  |  |  | 97.746 |  | 52.803 | 0 |  | 12.25 | 671.75 | 0.34646 | 5.9224 | 0.032189
1 Occupant_USA_OR_Portland_HPWH_50-gallon | USA_OR_Portland | HPWH_50-gallon | 1 | 10313.0422 | 97.746 |  | 3935.4643 | 1988.2041 |  | 1402.53 | 4936.3812 | 28.0678 | 56.7786 | 500.8277 |  | 1564.4014 | 382.8588 | 0 | 3275.5818 | 0.27464 |  |  | -1961.5372 | 980.8295 | 4373.1167 | 0 | 1023.6317 |  |  | 94.3225 | 184.6933 | 668.673 | 0 |  |  |  | 97.746 |  | 52.803 | 0 |  | 16.75 | 117.25 | 0.22823 | 3.8709 | 0.018601
1 Occupant_USA_OR_Redmond._HPWH_50-gallon | USA_OR_Redmond. | HPWH_50-gallon | 1 | 12381.6192 | 97.746 |  | 5913.0181 | 3978.7185 |  | 2574.5945 | 8162.2945 | 632.6577 | 116.3141 | 655.1522 |  | 1416.8826 | 517.4171 | 0 | 3401.4619 | 0.62961 |  |  | -1960.7201 | 1071.8527 | 4373.1167 | 0 | 1023.6317 |  |  | 94.3225 | 184.6933 | 668.673 | 0 |  |  |  | 97.746 |  | 52.803 | 0 |  | 7.5 | 47 | 0.25212 | 3.0696 | 0.025134
1 Occupant_USA_PA_Bradford_HPWH_50-gallon | USA_PA_Bradford | HPWH_50-gallon | 1 | 16618.8434 | 97.746 |  | 10150.6566 | 8413.1123 |  | 3356.0532 | 10420.1673 | 4563.7207 | 132.1219 | 361.2164 |  | 1152.9884 | 584.556 | 0 | 3466.0356 | 0.41321 |  |  | -1955.1838 | 1071.4385 | 4373.1167 | 0 | 1023.6317 |  |  | 94.3225 | 184.6933 | 668.673 | 0 |  |  |  | 97.746 |  | 52.803 | 0 |  | 134.5 | 187.75 | 0.26081 | 3.6635 | 0.027606
1 Occupant_USA_PA_Philadel_HPWH_50-gallon | USA_PA_Philadel | HPWH_50-gallon | 1 | 12318.4366 | 97.746 |  | 5939.3801 | 2962.7852 |  | 1789.3973 | 5886.148 | 763.0299 | 33.4386 | 376.9194 |  | 2450.2035 | 526.3913 | 0 | 3207.5823 | 0.36705 |  |  | -1940.6704 | 982.3081 | 4373.1167 | 0 | 1023.6317 |  |  | 94.3225 | 184.6933 | 668.673 | 0 |  |  |  | 97.746 |  | 52.803 | 0 |  | 21.75 | 601 | 0.25466 | 4.7587 | 0.025958
1 Occupant_USA_PA_Pittsbur_HPWH_50-gallon | USA_PA_Pittsbur | HPWH_50-gallon | 1 | 13367.2171 | 97.746 |  | 6949.1273 | 4526.222 |  | 2553.51 | 8161.3122 | 1512.0446 | 91.7085 | 368.9589 |  | 1862.3834 | 560.5219 | 0 | 3320.3121 | 0.36705 |  |  | -1947.5735 | 1021.3415 | 4373.1167 | 0 | 1023.6317 |  |  | 94.3225 | 184.6933 | 668.673 | 0 |  |  |  | 97.746 |  | 52.803 | 0 |  | 46.5 | 342.75 | 0.24346 | 3.8604 | 0.02699
1 Occupant_USA_RI_Providen_HPWH_50-gallon | USA_RI_Providen | HPWH_50-gallon | 1 | 12892.324 | 97.746 |  | 6483.6631 | 4187.5511 |  | 2385.3656 | 7791.7514 | 1337.9304 | 70.0165 | 394.2387 |  | 1769.9631 | 526.1489 | 0 | 3314.4095 | 0.54569 |  |  | -1953.2597 | 1011.9125 | 4373.1167 | 0 | 1023.6317 |  |  | 94.3225 | 184.6933 | 668.673 | 0 |  |  |  | 97.746 |  | 52.803 | 0 |  | 49.5 | 300.75 | 0.26649 | 4.3409 | 0.025712
1 Occupant_USA_SC_JB.Charl_HPWH_50-gallon | USA_SC_JB.Charl | HPWH_50-gallon | 1 | 11459.8676 | 97.746 |  | 5175.3304 | 653.1023 |  | 388.8925 | 1298.0874 | 19.5053 | 17.2105 | 227.4939 |  | 4031.0044 | 491.2238 | 0 | 2986.6953 | 0 |  |  | -1906.2173 | 887.7888 | 4373.1167 | 0 | 1023.6317 |  |  | 94.3225 | 184.6933 | 668.673 | 0 |  |  |  | 97.746 |  | 52.803 | 0 |  | 2 | 409.5 | 0.18581 | 3.5376 | 0.024539
1 Occupant_USA_SC_Columbia_HPWH_50-gallon | USA_SC_Columbia | HPWH_50-gallon | 1 | 11587.0786 | 97.746 |  | 5285.8102 | 916.2924 |  | 554.2336 | 1841.0632 | 50.508 | 24.5764 | 286.9744 |  | 3836.64 | 532.8777 | 0 | 3009.5529 | 0 |  |  | -1903.3122 | 904.52 | 4373.1167 | 0 | 1023.6317 |  |  | 94.3225 | 184.6933 | 668.673 | 0 |  |  |  | 97.746 |  | 52.803 | 0 |  | 3.25 | 937.75 | 0.15493 | 2.7595 | 0.025898
1 Occupant_USA_SD_Yankton-_HPWH_50-gallon | USA_SD_Yankton- | HPWH_50-gallon | 1 | 17510.1644 | 97.746 |  | 11060.9382 | 8584.2341 |  | 3873.1931 | 11496.2427 | 4198.4314 | 134.1423 | 378.4674 |  | 1857.63 | 619.0741 | 0 | 3402.9383 | 0.5433 |  |  | -1953.0207 | 1052.4779 | 4373.1167 | 0 | 1023.6317 |  |  | 94.3225 | 184.6933 | 668.673 | 0 |  |  |  | 97.746 |  | 52.803 | 0 |  | 88.25 | 98.75 | 0.33114 | 5.6249 | 0.031842
1 Occupant_USA_SD_Sioux.Fa_HPWH_50-gallon | USA_SD_Sioux.Fa | HPWH_50-gallon | 1 | 18077.205 | 97.746 |  | 11618.1748 | 9224.164 |  | 4298.1498 | 12460.6992 | 4403.8282 | 135.2257 | 386.9603 |  | 1739.371 | 654.6399 | 0 | 3434.4829 | 0.64326 |  |  | -1951.0331 | 1062.2818 | 4373.1167 | 0 | 1023.6317 |  |  | 94.3225 | 184.6933 | 668.673 | 0 |  |  |  | 97.746 |  | 52.803 | 0 |  | 48.5 | 23.25 | 0.33546 | 5.0027 | 0.033968
1 Occupant_USA_TN_Memphis._HPWH_50-gallon | USA_TN_Memphis. | HPWH_50-gallon | 1 | 12028.9681 | 97.746 |  | 5713.1026 | 1468.0387 |  | 931.5281 | 3098.7074 | 200.1651 | 34.254 | 302.0914 |  | 3686.4357 | 558.6282 | 0 | 3044.5488 | 0 |  |  | -1913.2483 | 919.1172 | 4373.1167 | 0 | 1023.6317 |  |  | 94.3225 | 184.6933 | 668.673 | 0 |  |  |  | 97.746 |  | 52.803 | 0 |  | 12.5 | 1076.25 | 0.22425 | 3.9032 | 0.02783
1 Occupant_USA_TN_Nashvill_HPWH_50-gallon | USA_TN_Nashvill | HPWH_50-gallon | 1 | 11568.7332 | 97.746 |  | 5230.1136 | 1573.0744 |  | 979.5844 | 3217.4719 | 222.1501 | 33.7507 | 337.5892 |  | 3141.7617 | 515.2775 | 0 | 3104.9575 | 0.035069 |  |  | -1919.3635 | 941.8713 | 4373.1167 | 0 | 1023.6317 |  |  | 94.3225 | 184.6933 | 668.673 | 0 |  |  |  | 97.746 |  | 52.803 | 0 |  | 9.5 | 811.5 | 0.19638 | 3.0011 | 0.02488
1 Occupant_USA_TX_Austin-C_HPWH_50-gallon | USA_TX_Austin-C | HPWH_50-gallon | 1 | 12378.182 | 97.746 |  | 6106.8687 | 588.3889 |  | 335.777 | 1083.0849 | 61.737 | 10.1671 | 180.7079 |  | 4900.5507 | 617.9291 | 0 | 2895.5266 | 0 |  |  | -1884.4159 | 874.565 | 4373.1167 | 0 | 1023.6317 |  |  | 94.3225 | 184.6933 | 668.673 | 0 |  |  |  | 97.746 |  | 52.803 | 0 |  | 2 | 1229.25 | 0.14106 | 2.2004 | 0.03075
1 Occupant_USA_TX_Dallas-F_HPWH_50-gallon | USA_TX_Dallas-F | HPWH_50-gallon | 1 | 12302.2782 | 97.746 |  | 6005.5345 | 831.8066 |  | 538.4399 | 1803.4934 | 7.3003 | 16.588 | 269.4784 |  | 4593.042 | 580.6859 | 0 | 2976.5228 | 0 |  |  | -1915.4751 | 899.9953 | 4373.1167 | 0 | 1023.6317 |  |  | 94.3225 | 184.6933 | 668.673 | 0 |  |  |  | 97.746 |  | 52.803 | 0 |  | 1.5 | 535.75 | 0.29208 | 5.262 | 0.031764
1 Occupant_USA_TX_Houston-_HPWH_50-gallon | USA_TX_Houston- | HPWH_50-gallon | 1 | 12239.4532 | 97.746 |  | 5994.6258 | 277.7367 |  | 151.6201 | 532.645 | 0.44093 | 4.2916 | 121.3841 |  | 5107.0679 | 609.8212 | 0 | 2866.6298 | 0 |  |  | -1887.723 | 848.0791 | 4373.1167 | 0 | 1023.6317 |  |  | 94.3225 | 184.6933 | 668.673 | 0 |  |  |  | 97.746 |  | 52.803 | 0 |  | 0.5 | 1091.5 | 0.17487 | 3.5698 | 0.031503
1 Occupant_USA_TX_Lubbock._HPWH_50-gallon | USA_TX_Lubbock. | HPWH_50-gallon | 1 | 12320.3345 | 97.746 |  | 5943.6014 | 1758.0474 |  | 1251.8826 | 3925.1677 | 77.0329 | 58.0383 | 371.0936 |  | 3592.3547 | 593.1993 | 0 | 3109.8172 | 0 |  |  | -1925.53 | 979.9848 | 4373.1167 | 0 | 1023.6317 |  |  | 94.3225 | 184.6933 | 668.673 | 0 |  |  |  | 97.746 |  | 52.803 | 0 |  | 1 | 141.25 | 0.32909 | 6.4439 | 0.032715
1 Occupant_USA_TX_San.Anto_HPWH_50-gallon | USA_TX_San.Anto | HPWH_50-gallon | 1 | 12782.9853 | 97.746 |  | 6517.6889 | 564.9531 |  | 339.7311 | 1094.0716 | 55.9286 | 8.6356 | 160.6578 |  | 5291.6254 | 661.1104 | 0 | 2892.2412 | 0 |  |  | -1891.8211 | 868.5481 | 4373.1167 | 0 | 1023.6317 |  |  | 94.3225 | 184.6933 | 668.673 | 0 |  |  |  | 97.746 |  | 52.803 | 0 |  | 0.25 | 937.25 | 0.22624 | 4.2676 | 0.035136
1 Occupant_USA_UT_Salt.Lak_HPWH_50-gallon | USA_UT_Salt.Lak | HPWH_50-gallon | 1 | 12948.0491 | 97.746 |  | 6502.7326 | 3403.3362 |  | 2367.8411 | 7273.7563 | 410.9376 | 101.3935 | 523.164 |  | 2488.5489 | 610.8475 | 0 | 3283.8729 | 0.36523 |  |  | -1940.5186 | 1048.5682 | 4373.1167 | 0 | 1023.6317 |  |  | 94.3225 | 184.6933 | 668.673 | 0 |  |  |  | 97.746 |  | 52.803 | 0 |  | 3 | 88.5 | 0.2592 | 3.5109 | 0.031129
1 Occupant_USA_UT_St.Georg_HPWH_50-gallon | USA_UT_St.Georg | HPWH_50-gallon | 1 | 12380.1828 | 97.746 |  | 6004.9603 | 1141.7247 |  | 709.1218 | 2266.5214 | 14.4271 | 17.7207 | 400.4551 |  | 4277.8478 | 585.3878 | 0 | 3032.7165 | 0.045772 |  |  | -1917.061 | 978.4742 | 4373.1167 | 0 | 1023.6317 |  |  | 94.3225 | 184.6933 | 668.673 | 0 |  |  |  | 97.746 |  | 52.803 | 0 |  | 0 | 371.25 | 0.19102 | 3.2881 | 0.030128
1 Occupant_USA_UT_Vernal.R_HPWH_50-gallon | USA_UT_Vernal.R | HPWH_50-gallon | 1 | 14910.3132 | 97.746 |  | 8409.4401 | 5849.2426 |  | 3185.7184 | 9223.2636 | 2038.8454 | 103.1406 | 521.5383 |  | 1902.3627 | 657.8347 | 0 | 3400.1553 | 0.13713 |  |  | -1934.2447 | 1104.1248 | 4373.1167 | 0 | 1023.6317 |  |  | 94.3225 | 184.6933 | 668.673 | 0 |  |  |  | 97.746 |  | 52.803 | 0 |  | 8.5 | 49.5 | 0.23585 | 2.4271 | 0.032114
1 Occupant_USA_VA_Norfolk._HPWH_50-gallon | USA_VA_Norfolk. | HPWH_50-gallon | 1 | 11310.1639 | 97.746 |  | 4985.9122 | 1405.9825 |  | 926.9926 | 3162.3431 | 104.4392 | 27.3919 | 347.1588 |  | 3078.9749 | 500.9548 | 0 | 3096.2001 | 0 |  |  | -1920.0237 | 927.5033 | 4373.1167 | 0 | 1023.6317 |  |  | 94.3225 | 184.6933 | 668.673 | 0 |  |  |  | 97.746 |  | 52.803 | 0 |  | 32.75 | 837.5 | 0.2502 | 4.4646 | 0.024993
1 Occupant_USA_VT_Burlingt_HPWH_50-gallon | USA_VT_Burlingt | HPWH_50-gallon | 1 | 16506.7109 | 97.746 |  | 10054.6071 | 7964.9455 |  | 3438.367 | 10739.0347 | 4081.1332 | 95.6503 | 349.795 |  | 1472.5054 | 617.1561 | 0 | 3428.5982 | 0.73678 |  |  | -1959.8967 | 1055.3555 | 4373.1167 | 0 | 1023.6317 |  |  | 94.3225 | 184.6933 | 668.673 | 0 |  |  |  | 97.746 |  | 52.803 | 0 |  | 155.5 | 251.5 | 0.28548 | 3.5769 | 0.030059
1 Occupant_USA_WA_Seattle-_HPWH_50-gallon | USA_WA_Seattle- | HPWH_50-gallon | 1 | 10219.8155 | 97.746 |  | 3822.9138 | 2314.3107 |  | 1676.3446 | 6108.6246 | 93.2278 | 59.0797 | 485.6587 |  | 1135.5304 | 373.0727 | 0 | 3327.3682 | 0.45773 |  |  | -1969.7578 | 1000.1534 | 4373.1167 | 0 | 1023.6317 |  |  | 94.3225 | 184.6933 | 668.673 | 0 |  |  |  | 97.746 |  | 52.803 | 0 |  | 189.5 | 259.25 | 0.25136 | 3.628 | 0.017071
1 Occupant_USA_WA_Spokane._HPWH_50-gallon | USA_WA_Spokane. | HPWH_50-gallon | 1 | 13926.4188 | 97.746 |  | 7465.2962 | 5345.8654 |  | 3330.5071 | 10633.7049 | 1338.9182 | 185.0236 | 491.4165 |  | 1503.2882 | 616.1427 | 0 | 3410.8144 | 0.95756 |  |  | -1960.7252 | 1064.3742 | 4373.1167 | 0 | 1023.6317 |  |  | 94.3225 | 184.6933 | 668.673 | 0 |  |  |  | 97.746 |  | 52.803 | 0 |  | 49.75 | 139.75 | 0.28961 | 3.9937 | 0.03056
1 Occupant_USA_WI_Milwauke_HPWH_50-gallon | USA_WI_Milwauke | HPWH_50-gallon | 1 | 15171.3355 | 97.746 |  | 8732.6898 | 6544.9632 |  | 3394.0066 | 10641.5255 | 2654.2046 | 103.2888 | 393.4632 |  | 1584.3195 | 603.4071 | 0 | 3392.9207 | 0.32162 |  |  | -1957.8864 | 1041.8973 | 4373.1167 | 0 | 1023.6317 |  |  | 94.3225 | 184.6933 | 668.673 | 0 |  |  |  | 97.746 |  | 52.803 | 0 |  | 62.5 | 104.25 | 0.30152 | 5.0637 | 0.030388
1 Occupant_USA_WI_Rhinelan_HPWH_50-gallon | USA_WI_Rhinelan | HPWH_50-gallon | 1 | 19837.654 | 97.746 |  | 13348.8957 | 11505.0383 |  | 3943.1366 | 11777.9122 | 7060.9879 | 143.177 | 357.7369 |  | 1181.2285 | 662.6289 | 0 | 3526.0705 | 1.0552 |  |  | -1953.149 | 1092.01 | 4373.1167 | 0 | 1023.6317 |  |  | 94.3225 | 184.6933 | 668.673 | 0 |  |  |  | 97.746 |  | 52.803 | 0 |  | 126.5 | 155.25 | 0.27713 | 3.5737 | 0.031856
1 Occupant_USA_WV_Charlest_HPWH_50-gallon | USA_WV_Charlest | HPWH_50-gallon | 1 | 12149.1299 | 97.746 |  | 5768.8575 | 2891.9681 |  | 1715.7101 | 5433.1158 | 713.5234 | 69.318 | 393.4165 |  | 2355.2261 | 521.6632 | 0 | 3228.3944 | 0.17713 |  |  | -1932.0462 | 983.5241 | 4373.1167 | 0 | 1023.6317 |  |  | 94.3225 | 184.6933 | 668.673 | 0 |  |  |  | 97.746 |  | 52.803 | 0 |  | 10.5 | 357.5 | 0.181 | 2.2994 | 0.024872
1 Occupant_USA_WV_Morganto_HPWH_50-gallon | USA_WV_Morganto | HPWH_50-gallon | 1 | 12729.7971 | 97.746 |  | 6324.1463 | 3755.9606 |  | 2152.1649 | 6755.6144 | 1152.3128 | 66.2382 | 385.2447 |  | 2031.3003 | 536.8854 | 0 | 3281.251 | 0.36729 |  |  | -1938.0301 | 1008.9025 | 4373.1167 | 0 | 1023.6317 |  |  | 94.3225 | 184.6933 | 668.673 | 0 |  |  |  | 97.746 |  | 52.803 | 0 |  | 22 | 294 | 0.18894 | 2.1101 | 0.025293
1 Occupant_USA_WY_Cheyenne_HPWH_50-gallon | USA_WY_Cheyenne | HPWH_50-gallon | 1 | 14066.357 | 97.746 |  | 7544.7283 | 5760.9134 |  | 3468.3971 | 10704.9339 | 1655.0006 | 84.3176 | 553.1981 |  | 1186.1179 | 597.697 | 0 | 3438.5485 | 0.18204 |  |  | -1959.1474 | 1124.8804 | 4373.1167 | 0 | 1023.6317 |  |  | 94.3225 | 184.6933 | 668.673 | 0 |  |  |  | 97.746 |  | 52.803 | 0 |  | 12 | 1.5 | 0.35594 | 6.879 | 0.030478
1 Occupant_USA_WY_Jackson._HPWH_50-gallon | USA_WY_Jackson. | HPWH_50-gallon | 1 | 18316.9243 | 97.746 |  | 11749.5996 | 10213.0598 |  | 4815.4134 | 14126.1023 | 4631.4433 | 196.1778 | 570.0253 |  | 803.9095 | 732.6303 | 0 | 3593.689 | 1.0474 |  |  | -1956.3579 | 1170.5763 | 4373.1167 | 0 | 1023.6317 |  |  | 94.3225 | 184.6933 | 668.673 | 0 |  |  |  | 97.746 |  | 52.803 | 0 |  | 74.75 | 2 | 0.32078 | 3.3986 | 0.036049
2 Occupant_USA_AL_Birmingh_HPWH_50-gallon | USA_AL_Birmingh | HPWH_50-gallon | 2 | 11457.2283 | 97.746 |  | 5033.651 | 1002.1916 |  | 588.6223 | 1944.0643 | 95.23 | 21.9343 | 296.4049 |  | 3508.3729 | 523.0865 | 0 | 3576.1608 | 0.9716 |  |  | -1855.572 | 1026.829 | 4373.1167 | 0 | 1023.6317 |  |  | 94.3225 | 184.6933 | 668.673 | 0 |  |  |  | 97.746 |  | 52.803 | 0 |  | 6 | 920 | 0.16736 | 2.7943 | 0.02469
2 Occupant_USA_AL_Mobile.R_HPWH_50-gallon | USA_AL_Mobile.R | HPWH_50-gallon | 2 | 11562.8419 | 97.746 |  | 5189.4559 | 421.8582 |  | 227.7292 | 751.2134 | 13.9477 | 6.8806 | 173.3006 |  | 4209.3799 | 558.2178 | 0 | 3438.6446 | 0.060714 |  |  | -1842.2701 | 976.6376 | 4373.1167 | 0 | 1023.6317 |  |  | 94.3225 | 184.6933 | 668.673 | 0 |  |  |  | 97.746 |  | 52.803 | 0 |  | 3 | 1004 | 0.17577 | 3.2653 | 0.027346
2 Occupant_USA_AR_Fayettev_HPWH_50-gallon | USA_AR_Fayettev | HPWH_50-gallon | 2 | 12122.8631 | 97.746 |  | 5637.339 | 2246.3014 |  | 1440.6919 | 4559.2495 | 355.6836 | 70.6428 | 379.2829 |  | 2854.3925 | 536.6452 | 0 | 3762.7402 | 4.5987 |  |  | -1867.9542 | 1088.7758 | 4373.1167 | 0 | 1023.6317 |  |  | 94.3225 | 184.6933 | 668.673 | 0 |  |  |  | 97.746 |  | 52.803 | 0 |  | 3.75 | 391.75 | 0.21316 | 2.9818 | 0.026103
2 Occupant_USA_AR_Little.R_HPWH_50-gallon | USA_AR_Little.R | HPWH_50-gallon | 2 | 11964.5803 | 97.746 |  | 5525.7873 | 1416.6235 |  | 888.1352 | 2884.9607 | 144.6416 | 34.0564 | 349.7904 |  | 3560.2143 | 548.9495 | 0 | 3631.2586 | 1.8463 |  |  | -1858.2404 | 1042.0447 | 4373.1167 | 0 | 1023.6317 |  |  | 94.3225 | 184.6933 | 668.673 | 0 |  |  |  | 97.746 |  | 52.803 | 0 |  | 6 | 883.75 | 0.16573 | 2.67 | 0.026404
2 Occupant_USA_AZ_Flagstaf_HPWH_50-gallon | USA_AZ_Flagstaf | HPWH_50-gallon | 2 | 12708.5513 | 97.746 |  | 6033.7144 | 4265.22 |  | 2405.7999 | 7367.3189 | 1141.0914 | 113.4855 | 604.8431 |  | 1248.5761 | 519.9182 | 0 | 4087.0934 | 15.7828 |  |  | -1855.7459 | 1278.0885 | 4373.1167 | 0 | 1023.6317 |  |  | 94.3225 | 184.6933 | 668.673 | 0 |  |  |  | 97.746 |  | 52.803 | 0 |  | 15.5 | 10.25 | 0.27404 | 3.8009 | 0.023934
2 Occupant_USA_AZ_Kingman._HPWH_50-gallon | USA_AZ_Kingman. | HPWH_50-gallon | 2 | 11961.5198 | 97.746 |  | 5448.302 | 1096.2349 |  | 656.0494 | 2145.0372 | 9.0943 | 14.7951 | 416.2962 |  | 3800.7618 | 551.3052 | 0 | 3594.1209 | 2.4132 |  |  | -1871.7756 | 1116.4695 | 4373.1167 | 0 | 1023.6317 |  |  | 94.3225 | 184.6933 | 668.673 | 0 |  |  |  | 97.746 |  | 52.803 | 0 |  | 0.75 | 225.25 | 0.27388 | 4.9767 | 0.028592
2 Occupant_USA_AZ_Phoenix-_HPWH_50-gallon | USA_AZ_Phoenix- | HPWH_50-gallon | 2 | 14617.0973 | 97.746 |  | 8256.8794 | 102.1409 |  | 18.4238 | 66.6562 | 0 | 0.17566 | 83.5415 |  | 7366.9304 | 787.8081 | 0 | 3164.2518 | 0 |  |  | -1848.8484 | 963.4695 | 4373.1167 | 0 | 1023.6317 |  |  | 94.3225 | 184.6933 | 668.673 | 0 |  |  |  | 97.746 |  | 52.803 | 0 |  | 0.25 | 1089.75 | 0.15071 | 3.5268 | 0.042265
2 Occupant_USA_AZ_Prescott_HPWH_50-gallon | USA_AZ_Prescott | HPWH_50-gallon | 2 | 11300.0495 | 97.746 |  | 4734.932 | 1644.1787 |  | 1044.2361 | 3267.0614 | 54.444 | 42.1741 | 503.3245 |  | 2590.296 | 500.4572 | 0 | 3771.3924 | 6.1546 |  |  | -1855.9685 | 1168.3692 | 4373.1167 | 0 | 1023.6317 |  |  | 94.3225 | 184.6933 | 668.673 | 0 |  |  |  | 97.746 |  | 52.803 | 0 |  | 1.25 | 50.25 | 0.22325 | 3.1845 | 0.023922
2 Occupant_USA_CA_Bakersfi_HPWH_50-gallon | USA_CA_Bakersfi | HPWH_50-gallon | 2 | 11698.7372 | 97.746 |  | 5291.3359 | 422.8981 |  | 174.2029 | 607.2321 | 1.1791 | 6.1911 | 241.3249 |  | 4319.0724 | 549.3654 | 0 | 3470.7443 | 0.0461 |  |  | -1853.1851 | 1010.653 | 4373.1167 | 0 | 1023.6317 |  |  | 94.3225 | 184.6933 | 668.673 | 0 |  |  |  | 97.746 |  | 52.803 | 0 |  | 0 | 687 | 0.16096 | 2.6313 | 0.027198
2 Occupant_USA_CA_Bishop-E_HPWH_50-gallon | USA_CA_Bishop-E | HPWH_50-gallon | 2 | 12038.9628 | 97.746 |  | 5460.7154 | 1900.1382 |  | 1258.57 | 3911.4097 | 127.452 | 22.1512 | 491.965 |  | 3015.0982 | 545.4789 | 0 | 3757.2487 | 5.3631 |  |  | -1867.5168 | 1181.499 | 4373.1167 | 0 | 1023.6317 |  |  | 94.3225 | 184.6933 | 668.673 | 0 |  |  |  | 97.746 |  | 52.803 | 0 |  | 1.5 | 262 | 0.25174 | 3.661 | 0.026602
2 Occupant_USA_CA_Crescent_HPWH_50-gallon | USA_CA_Crescent | HPWH_50-gallon | 2 | 8506.1356 | 97.746 |  | 1998.0221 | 1195.1 |  | 775.0004 | 3003.6279 | 37.822 | 17.1041 | 365.1735 |  | 577.8197 | 225.1024 | 0 | 4000.0461 | 1.5214 |  |  | -1893.1395 | 1111.3652 | 4373.1167 | 0 | 1023.6317 |  |  | 94.3225 | 184.6933 | 668.673 | 0 |  |  |  | 97.746 |  | 52.803 | 0 |  | 242.5 | 169.5 | 0.25985 | 3.7292 | 0.0093905
2 Occupant_USA_CA_Imperial_HPWH_50-gallon | USA_CA_Imperial | HPWH_50-gallon | 2 | 14126.7805 | 97.746 |  | 7770.8106 | 192.4536 |  | 54.674 | 185.6885 | 0.29606 | 0.97805 | 136.5055 |  | 6856.8246 | 721.5324 | 0 | 3219.1274 | 0 |  |  | -1848.2836 | 959.2216 | 4373.1167 | 0 | 1023.6317 |  |  | 94.3225 | 184.6933 | 668.673 | 0 |  |  |  | 97.746 |  | 52.803 | 0 |  | 0 | 1268 | 0.15792 | 3.7294 | 0.037951
2 Occupant_USA_CA_Los.Ange_HPWH_50-gallon | USA_CA_Los.Ange | HPWH_50-gallon | 2 | 9557.3435 | 97.746 |  | 3161.2737 | 45.9668 |  | 13.7079 | 52.4899 | 0 | 0.0036843 | 32.2553 |  | 2708.7993 | 406.5076 | 0 | 3546.4546 | 0 |  |  | -1817.2231 | 999.3214 | 4373.1167 | 0 | 1023.6317 |  |  | 94.3225 | 184.6933 | 668.673 | 0 |  |  |  | 97.746 |  | 52.803 | 0 |  | 0 | 779.25 | 0.1788 | 4.1271 | 0.018309
2 Occupant_USA_CA_Riversid_HPWH_50-gallon | USA_CA_Riversid | HPWH_50-gallon | 2 | 10998.3564 | 97.746 |  | 4586.9835 | 231.0791 |  | 70.184 | 249.0428 | 0 | 1.5711 | 159.3239 |  | 3846.8592 | 509.0452 | 0 | 3491.1373 | 0 |  |  | -1840.5056 | 1014.6246 | 4373.1167 | 0 | 1023.6317 |  |  | 94.3225 | 184.6933 | 668.673 | 0 |  |  |  | 97.746 |  | 52.803 | 0 |  | 0.25 | 467.25 | 0.13569 | 2.5958 | 0.024581
2 Occupant_USA_CA_Sacramen_HPWH_50-gallon | USA_CA_Sacramen | HPWH_50-gallon | 2 | 10760.0546 | 97.746 |  | 4318.3369 | 812.4008 |  | 454.8401 | 1568.7341 | 7.6366 | 21.3652 | 328.5589 |  | 3047.4959 | 458.4403 | 0 | 3664.5465 | 0.38191 |  |  | -1861.6827 | 1044.9693 | 4373.1167 | 0 | 1023.6317 |  |  | 94.3225 | 184.6933 | 668.673 | 0 |  |  |  | 97.746 |  | 52.803 | 0 |  | 3.5 | 431.5 | 0.23521 | 3.4612 | 0.022861
2 Occupant_USA_CA_San.Jose_HPWH_50-gallon | USA_CA_San.Jose | HPWH_50-gallon | 2 | 9584.4992 | 97.746 |  | 3146.7539 | 449.208 |  | 207.7889 | 747.4895 | 0.85249 | 6.5503 | 234.0163 |  | 2323.8462 | 373.6997 | 0 | 3689.938 | 0 |  |  | -1845.8407 | 1040.9969 | 4373.1167 | 0 | 1023.6317 |  |  | 94.3225 | 184.6933 | 668.673 | 0 |  |  |  | 97.746 |  | 52.803 | 0 |  | 2.75 | 232 | 0.2052 | 3.312 | 0.017332
2 Occupant_USA_CA_Santa.An_HPWH_50-gallon | USA_CA_Santa.An | HPWH_50-gallon | 2 | 10052.3029 | 97.746 |  | 3660.0975 | 80.492 |  | 18.9014 | 70.303 | 0 | 0.23719 | 61.3534 |  | 3130.7163 | 448.8892 | 0 | 3515.6586 | 0 |  |  | -1823.1469 | 995.4571 | 4373.1167 | 0 | 1023.6317 |  |  | 94.3225 | 184.6933 | 668.673 | 0 |  |  |  | 97.746 |  | 52.803 | 0 |  | 0 | 547.75 | 0.1553 | 2.3328 | 0.020672
2 Occupant_USA_CO_Alamosa-_HPWH_50-gallon | USA_CO_Alamosa- | HPWH_50-gallon | 2 | 15226.4277 | 97.746 |  | 8495.7609 | 6785.952 |  | 3254.3187 | 9161.7548 | 2817.2162 | 84.8315 | 629.5857 |  | 1104.5712 | 605.2377 | 0 | 4208.0427 | 23.1756 |  |  | -1848.6504 | 1333.9185 | 4373.1167 | 0 | 1023.6317 |  |  | 94.3225 | 184.6933 | 668.673 | 0 |  |  |  | 97.746 |  | 52.803 | 0 |  | 23 | 0.25 | 0.30007 | 3.7817 | 0.028796
2 Occupant_USA_CO_Aspen-Pi_HPWH_50-gallon | USA_CO_Aspen-Pi | HPWH_50-gallon | 2 | 14613.7608 | 97.746 |  | 7873.2672 | 6342.1398 |  | 3684.6466 | 10627.4048 | 1855.5286 | 128.3992 | 673.5654 |  | 902.5107 | 628.6166 | 0 | 4248.308 | 25.8123 |  |  | -1854.3903 | 1343.7453 | 4373.1167 | 0 | 1023.6317 |  |  | 94.3225 | 184.6933 | 668.673 | 0 |  |  |  | 97.746 |  | 52.803 | 0 |  | 7.25 | 0.75 | 0.27262 | 2.516 | 0.029798
2 Occupant_USA_CO_Denver.I_HPWH_50-gallon | USA_CO_Denver.I | HPWH_50-gallon | 2 | 13236.8111 | 97.746 |  | 6613.4775 | 3956.3187 |  | 2543.3165 | 7611.405 | 810.7998 | 68.2196 | 533.9829 |  | 2054.0708 | 603.088 | 0 | 3967.8869 | 11.041 |  |  | -1868.6651 | 1226.5852 | 4373.1167 | 0 | 1023.6317 |  |  | 94.3225 | 184.6933 | 668.673 | 0 |  |  |  | 97.746 |  | 52.803 | 0 |  | 7.25 | 6.75 | 0.31002 | 5.1219 | 0.030919
2 Occupant_USA_CO_Trinidad_HPWH_50-gallon | USA_CO_Trinidad | HPWH_50-gallon | 2 | 12352.7396 | 97.746 |  | 5737.6732 | 3126.7649 |  | 1900.0567 | 5798.5517 | 669.7683 | 50.2195 | 506.7204 |  | 2073.9297 | 536.9786 | 0 | 3903.7802 | 9.3412 |  |  | -1863.6883 | 1218.318 | 4373.1167 | 0 | 1023.6317 |  |  | 94.3225 | 184.6933 | 668.673 | 0 |  |  |  | 97.746 |  | 52.803 | 0 |  | 5 | 53 | 0.28327 | 5.5946 | 0.02604
2 Occupant_USA_CT_Bridgepo_HPWH_50-gallon | USA_CT_Bridgepo | HPWH_50-gallon | 2 | 12755.5895 | 97.746 |  | 6214.778 | 3857.1818 |  | 2189.9132 | 7197.2968 | 1209.185 | 52.7844 | 405.2992 |  | 1845.1061 | 512.4901 | 0 | 3917.0525 | 7.4473 |  |  | -1883.0659 | 1144.0631 | 4373.1167 | 0 | 1023.6317 |  |  | 94.3225 | 184.6933 | 668.673 | 0 |  |  |  | 97.746 |  | 52.803 | 0 |  | 86.75 | 404 | 0.26188 | 4.5497 | 0.024252
2 Occupant_USA_DE_Wilmingt_HPWH_50-gallon | USA_DE_Wilmingt | HPWH_50-gallon | 2 | 12567.1258 | 97.746 |  | 6050.8383 | 3246.0703 |  | 2026.7513 | 6576.9735 | 762.2845 | 58.7652 | 398.2692 |  | 2273.393 | 531.375 | 0 | 3847.3147 | 6.0257 |  |  | -1883.5052 | 1119.5392 | 4373.1167 | 0 | 1023.6317 |  |  | 94.3225 | 184.6933 | 668.673 | 0 |  |  |  | 97.746 |  | 52.803 | 0 |  | 26.5 | 325.25 | 0.25084 | 4.4262 | 0.025726
2 Occupant_USA_FL_Fort.Mye_HPWH_50-gallon | USA_FL_Fort.Mye | HPWH_50-gallon | 2 | 12802.8352 | 97.746 |  | 6494.991 | 42.6434 |  | 13.4464 | 47.5136 | 0 | 0.055431 | 29.1416 |  | 5759.6289 | 692.7187 | 0 | 3201.4277 | 0 |  |  | -1824.2646 | 911.0958 | 4373.1167 | 0 | 1023.6317 |  |  | 94.3225 | 184.6933 | 668.673 | 0 |  |  |  | 97.746 |  | 52.803 | 0 |  | 0 | 1859.75 | 0.14246 | 3.5254 | 0.033955
2 Occupant_USA_FL_Jacksonv_HPWH_50-gallon | USA_FL_Jacksonv | HPWH_50-gallon | 2 | 11623.5511 | 97.746 |  | 5262.8068 | 325.9731 |  | 159.4601 | 528.1235 | 3.8881 | 8.2442 | 154.3808 |  | 4377.827 | 559.0066 | 0 | 3421.6613 | 0 |  |  | -1837.9388 | 963.996 | 4373.1167 | 0 | 1023.6317 |  |  | 94.3225 | 184.6933 | 668.673 | 0 |  |  |  | 97.746 |  | 52.803 | 0 |  | 1.25 | 956 | 0.16408 | 3.3595 | 0.027326
2 Occupant_USA_FL_Miami.Na_HPWH_50-gallon | USA_FL_Miami.Na | HPWH_50-gallon | 2 | 13535.0715 | 97.746 |  | 7244.1647 | 4.9488 |  | 0.94758 | 3.4866 | 0 | 0 | 4.0012 |  | 6482.7063 | 756.5095 | 0 | 3132.0204 | 0 |  |  | -1831.2201 | 894.1585 | 4373.1167 | 0 | 1023.6317 |  |  | 94.3225 | 184.6933 | 668.673 | 0 |  |  |  | 97.746 |  | 52.803 | 0 |  | 0.25 | 1582.5 | 0.15189 | 4.1952 | 0.038016
2 Occupant_USA_GA_Atlanta-_HPWH_50-gallon | USA_GA_Atlanta- | HPWH_50-gallon | 2 | 11399.8471 | 97.746 |  | 4963.2443 | 1009.7756 |  | 628.9677 | 2121.7593 | 55.8498 | 20.5313 | 304.4268 |  | 3431.99 | 521.4787 | 0 | 3601.2654 | 0.37805 |  |  | -1861.4732 | 1039.8545 | 4373.1167 | 0 | 1023.6317 |  |  | 94.3225 | 184.6933 | 668.673 | 0 |  |  |  | 97.746 |  | 52.803 | 0 |  | 5.25 | 646.75 | 0.19972 | 3.9775 | 0.025468
2 Occupant_USA_GA_Rome-Rus_HPWH_50-gallon | USA_GA_Rome-Rus | HPWH_50-gallon | 2 | 11468.7727 | 97.746 |  | 5020.6774 | 1290.7498 |  | 784.0987 | 2570.6802 | 133.5918 | 23.7022 | 349.3571 |  | 3216.2684 | 513.6592 | 0 | 3651.0444 | 1.6835 |  |  | -1860.2116 | 1051.3469 | 4373.1167 | 0 | 1023.6317 |  |  | 94.3225 | 184.6933 | 668.673 | 0 |  |  |  | 97.746 |  | 52.803 | 0 |  | 3 | 687.25 | 0.14918 | 1.9349 | 0.024158
2 Occupant_USA_GA_Savannah_HPWH_50-gallon | USA_GA_Savannah | HPWH_50-gallon | 2 | 11607.2493 | 97.746 |  | 5222.9922 | 514.7012 |  | 280.3648 | 934.0177 | 8.7496 | 12.4414 | 213.1454 |  | 4180.3153 | 527.9757 | 0 | 3473.5304 | 0 |  |  | -1851.5452 | 987.5088 | 4373.1167 | 0 | 1023.6317 |  |  | 94.3225 | 184.6933 | 668.673 | 0 |  |  |  | 97.746 |  | 52.803 | 0 |  | 0.5 | 599.5 | 0.17214 | 3.4066 | 0.026054
2 Occupant_USA_IA_Des.Moin_HPWH_50-gallon | USA_IA_Des.Moin | HPWH_50-gallon | 2 | 16038.16 | 97.746 |  | 9473.1613 | 6530.8207 |  | 3131.4466 | 9541.6028 | 2913.4094 | 94.0367 | 391.9281 |  | 2277.221 | 665.1196 | 0 | 3961.4241 | 11.0244 |  |  | -1877.3962 | 1168.2503 | 4373.1167 | 0 | 1023.6317 |  |  | 94.3225 | 184.6933 | 668.673 | 0 |  |  |  | 97.746 |  | 52.803 | 0 |  | 42.5 | 255 | 0.29964 | 4.8726 | 0.033583
2 Occupant_USA_IA_Sioux.Ci_HPWH_50-gallon | USA_IA_Sioux.Ci | HPWH_50-gallon | 2 | 17543.1655 | 97.746 |  | 10952.7424 | 8241.8567 |  | 3835.9906 | 11400.6731 | 3927.0557 | 117.5486 | 361.2618 |  | 2037.3862 | 673.4994 | 0 | 4037.5791 | 14.0727 |  |  | -1872.8366 | 1193.6747 | 4373.1167 | 0 | 1023.6317 |  |  | 94.3225 | 184.6933 | 668.673 | 0 |  |  |  | 97.746 |  | 52.803 | 0 |  | 41.25 | 104 | 0.32541 | 5.1127 | 0.034332
2 Occupant_USA_ID_Boise.AP_HPWH_50-gallon | USA_ID_Boise.AP | HPWH_50-gallon | 2 | 12646.9938 | 97.746 |  | 6064.1562 | 3272.4996 |  | 2325.9834 | 7406.0665 | 283.4732 | 105.3472 | 557.6958 |  | 2211.2465 | 580.4101 | 0 | 3927.1028 | 9.2041 |  |  | -1883.0433 | 1186.0893 | 4373.1167 | 0 | 1023.6317 |  |  | 94.3225 | 184.6933 | 668.673 | 0 |  |  |  | 97.746 |  | 52.803 | 0 |  | 4 | 144.25 | 0.24363 | 3.5878 | 0.028761
2 Occupant_USA_ID_Idaho.Fa_HPWH_50-gallon | USA_ID_Idaho.Fa | HPWH_50-gallon | 2 | 16040.4807 | 97.746 |  | 9365.4435 | 7247.2167 |  | 4081.9768 | 12357.913 | 2469.7365 | 173.203 | 522.3004 |  | 1408.7001 | 709.5268 | 0 | 4157.1772 | 18.7759 |  |  | -1875.2781 | 1278.2888 | 4373.1167 | 0 | 1023.6317 |  |  | 94.3225 | 184.6933 | 668.673 | 0 |  |  |  | 97.746 |  | 52.803 | 0 |  | 38.5 | 28 | 0.33508 | 4.31 | 0.035468
2 Occupant_USA_IL_Bellevil_HPWH_50-gallon | USA_IL_Bellevil | HPWH_50-gallon | 2 | 13006.3743 | 97.746 |  | 6503.586 | 3196.9731 |  | 1984.2279 | 6330.0805 | 716.0253 | 97.07 | 399.65 |  | 2713.2909 | 593.3219 | 0 | 3827.9585 | 5.8901 |  |  | -1871.995 | 1106.04 | 4373.1167 | 0 | 1023.6317 |  |  | 94.3225 | 184.6933 | 668.673 | 0 |  |  |  | 97.746 |  | 52.803 | 0 |  | 12.75 | 548.5 | 0.22295 | 3.3677 | 0.029052
2 Occupant_USA_IL_Chicago._HPWH_50-gallon | USA_IL_Chicago. | HPWH_50-gallon | 2 | 15315.4429 | 97.746 |  | 8747.5278 | 6183.5191 |  | 3162.6778 | 9673.6901 | 2569.8613 | 86.7958 | 364.1842 |  | 1977.7684 | 586.2403 | 0 | 3982.8815 | 10.3802 |  |  | -1881.4771 | 1171.1667 | 4373.1167 | 0 | 1023.6317 |  |  | 94.3225 | 184.6933 | 668.673 | 0 |  |  |  | 97.746 |  | 52.803 | 0 |  | 37 | 108.5 | 0.2953 | 5.3761 | 0.029133
2 Occupant_USA_IN_Evansvil_HPWH_50-gallon | USA_IN_Evansvil | HPWH_50-gallon | 2 | 12453.7577 | 97.746 |  | 5960.6981 | 2685.3815 |  | 1685.4202 | 5422.9232 | 570.9055 | 56.5649 | 372.4909 |  | 2717.2187 | 558.0978 | 0 | 3780.2576 | 4.9335 |  |  | -1874.9977 | 1096.3113 | 4373.1167 | 0 | 1023.6317 |  |  | 94.3225 | 184.6933 | 668.673 | 0 |  |  |  | 97.746 |  | 52.803 | 0 |  | 16.5 | 529.5 | 0.21348 | 3.2814 | 0.026872
2 Occupant_USA_IN_Indianap_HPWH_50-gallon | USA_IN_Indianap | HPWH_50-gallon | 2 | 14260.7355 | 97.746 |  | 7723.627 | 4761.2673 |  | 2542.1758 | 7998.2686 | 1774.8722 | 83.4342 | 360.785 |  | 2343.49 | 618.8698 | 0 | 3900.5621 | 8.2355 |  |  | -1877.0734 | 1140.3601 | 4373.1167 | 0 | 1023.6317 |  |  | 94.3225 | 184.6933 | 668.673 | 0 |  |  |  | 97.746 |  | 52.803 | 0 |  | 30.75 | 437 | 0.27683 | 5.0486 | 0.030717
2 Occupant_USA_KS_Hays.Rgn_HPWH_50-gallon | USA_KS_Hays.Rgn | HPWH_50-gallon | 2 | 14487.4133 | 97.746 |  | 7934.3278 | 4554.2151 |  | 2654.5161 | 8280.9159 | 1421.2642 | 78.361 | 400.0739 |  | 2720.2968 | 659.8159 | 0 | 3878.1598 | 8.0157 |  |  | -1877.7046 | 1156.3371 | 4373.1167 | 0 | 1023.6317 |  |  | 94.3225 | 184.6933 | 668.673 | 0 |  |  |  | 97.746 |  | 52.803 | 0 |  | 20 | 466.25 | 0.36249 | 6.1558 | 0.034586
2 Occupant_USA_KS_Wichita._HPWH_50-gallon | USA_KS_Wichita. | HPWH_50-gallon | 2 | 13050.165 | 97.746 |  | 6547.9123 | 2717.2847 |  | 1929.113 | 6068.4053 | 285.8682 | 78.9518 | 423.3518 |  | 3239.0195 | 591.6081 | 0 | 3772.4426 | 5.7589 |  |  | -1880.4694 | 1105.5043 | 4373.1167 | 0 | 1023.6317 |  |  | 94.3225 | 184.6933 | 668.673 | 0 |  |  |  | 97.746 |  | 52.803 | 0 |  | 3.25 | 260 | 0.34804 | 5.9561 | 0.031787
2 Occupant_USA_KY_Louisvil_HPWH_50-gallon | USA_KY_Louisvil | HPWH_50-gallon | 2 | 12380.0403 | 97.746 |  | 5885.6684 | 2564.2677 |  | 1644.5184 | 5333.2968 | 466.0565 | 54.616 | 399.0768 |  | 2761.6388 | 559.7618 | 0 | 3770.2353 | 4.6631 |  |  | -1873.8293 | 1097.6235 | 4373.1167 | 0 | 1023.6317 |  |  | 94.3225 | 184.6933 | 668.673 | 0 |  |  |  | 97.746 |  | 52.803 | 0 |  | 10.5 | 481.75 | 0.18538 | 2.757 | 0.026656
2 Occupant_USA_LA_New.Orle_HPWH_50-gallon | USA_LA_New.Orle | HPWH_50-gallon | 2 | 12239.1152 | 97.746 |  | 5889.7958 | 373.5905 |  | 231.5062 | 791.1211 | 4.2493 | 8.7669 | 129.0682 |  | 4895.2604 | 620.945 | 0 | 3350.95 | 0 |  |  | -1838.9119 | 952.571 | 4373.1167 | 0 | 1023.6317 |  |  | 94.3225 | 184.6933 | 668.673 | 0 |  |  |  | 97.746 |  | 52.803 | 0 |  | 8.5 | 1341 | 0.19586 | 3.9389 | 0.030996
2 Occupant_USA_LA_Shrevepo_HPWH_50-gallon | USA_LA_Shrevepo | HPWH_50-gallon | 2 | 12050.0752 | 97.746 |  | 5655.0423 | 895.8242 |  | 541.5332 | 1741.2807 | 94.4396 | 24.5508 | 235.3005 |  | 4193.9225 | 565.2956 | 0 | 3494.9397 | 0.3643 |  |  | -1848.9082 | 998.2845 | 4373.1167 | 0 | 1023.6317 |  |  | 94.3225 | 184.6933 | 668.673 | 0 |  |  |  | 97.746 |  | 52.803 | 0 |  | 3.25 | 927 | 0.18289 | 3.1191 | 0.027787
2 Occupant_USA_MA_Boston-L_HPWH_50-gallon | USA_MA_Boston-L | HPWH_50-gallon | 2 | 13489.3324 | 97.746 |  | 6931.4711 | 4731.6464 |  | 2610.0514 | 8639.4886 | 1677.0155 | 78.5631 | 366.0164 |  | 1653.5746 | 546.2501 | 0 | 3967.9666 | 9.6281 |  |  | -1889.908 | 1161.113 | 4373.1167 | 0 | 1023.6317 |  |  | 94.3225 | 184.6933 | 668.673 | 0 |  |  |  | 97.746 |  | 52.803 | 0 |  | 132.5 | 339.25 | 0.31234 | 6.2369 | 0.026721
2 Occupant_USA_MD_Baltimor_HPWH_50-gallon | USA_MD_Baltimor | HPWH_50-gallon | 2 | 12249.8988 | 97.746 |  | 5741.7009 | 2730.6415 |  | 1689.9951 | 5457.4129 | 584.7891 | 46.1845 | 409.6729 |  | 2478.0725 | 532.9868 | 0 | 3809.9372 | 6.6679 |  |  | -1873.7909 | 1111.4495 | 4373.1167 | 0 | 1023.6317 |  |  | 94.3225 | 184.6933 | 668.673 | 0 |  |  |  | 97.746 |  | 52.803 | 0 |  | 15 | 555.75 | 0.20701 | 3.4844 | 0.025321
2 Occupant_USA_ME_Portland_HPWH_50-gallon | USA_ME_Portland | HPWH_50-gallon | 2 | 15351.6416 | 97.746 |  | 8751.2568 | 6934.0508 |  | 3096.2504 | 9868.5777 | 3353.7454 | 81.712 | 402.343 |  | 1253.013 | 564.1929 | 0 | 4111.6381 | 14.3123 |  |  | -1881.4841 | 1203.6365 | 4373.1167 | 0 | 1023.6317 |  |  | 94.3225 | 184.6933 | 668.673 | 0 |  |  |  | 97.746 |  | 52.803 | 0 |  | 111 | 220 | 0.27123 | 3.8516 | 0.026372
2 Occupant_USA_ME_Presque._HPWH_50-gallon | USA_ME_Presque. | HPWH_50-gallon | 2 | 22708.8716 | 97.746 |  | 16036.817 | 14587.0244 |  | 3587.9434 | 11046.3298 | 10586.5652 | 97.5836 | 314.9322 |  | 857.4023 | 592.3904 | 0 | 4293.1852 | 24.1165 |  |  | -1872.2835 | 1275.3062 | 4373.1167 | 0 | 1023.6317 |  |  | 94.3225 | 184.6933 | 668.673 | 0 |  |  |  | 97.746 |  | 52.803 | 0 |  | 443.75 | 271.5 | 0.29768 | 3.6426 | 0.026869
2 Occupant_USA_MI_Detroit-_HPWH_50-gallon | USA_MI_Detroit- | HPWH_50-gallon | 2 | 14411.8753 | 97.746 |  | 7841.5352 | 5482.6686 |  | 2967.295 | 9352.0164 | 2045.3469 | 90.1948 | 379.8318 |  | 1753.5075 | 605.3592 | 0 | 3995.0183 | 10.3201 |  |  | -1879.6482 | 1173.5917 | 4373.1167 | 0 | 1023.6317 |  |  | 94.3225 | 184.6933 | 668.673 | 0 |  |  |  | 97.746 |  | 52.803 | 0 |  | 39 | 154.75 | 0.26085 | 4.2822 | 0.02939
2 Occupant_USA_MI_Houghton_HPWH_50-gallon | USA_MI_Houghton | HPWH_50-gallon | 2 | 17352.6182 | 97.746 |  | 10730.695 | 8783.6887 |  | 3700.1742 | 11383.0407 | 4553.5033 | 146.2773 | 383.734 |  | 1296.9862 | 650.02 | 0 | 4159.3982 | 16.4975 |  |  | -1875.9492 | 1225.1749 | 4373.1167 | 0 | 1023.6317 |  |  | 94.3225 | 184.6933 | 668.673 | 0 |  |  |  | 97.746 |  | 52.803 | 0 |  | 106.75 | 147.5 | 0.28311 | 4.2462 | 0.03122
2 Occupant_USA_MI_Traverse_HPWH_50-gallon | USA_MI_Traverse | HPWH_50-gallon | 2 | 16572.0392 | 97.746 |  | 9966.3821 | 7935.8837 |  | 3350.4523 | 10575.4028 | 4093.0485 | 117.6832 | 374.6997 |  | 1412.9568 | 617.5416 | 0 | 4109.0091 | 14.6689 |  |  | -1876.774 | 1208.9088 | 4373.1167 | 0 | 1023.6317 |  |  | 94.3225 | 184.6933 | 668.673 | 0 |  |  |  | 97.746 |  | 52.803 | 0 |  | 153 | 316 | 0.25644 | 3.3089 | 0.028773
2 Occupant_USA_MN_Duluth.I_HPWH_50-gallon | USA_MN_Duluth.I | HPWH_50-gallon | 2 | 21188.6055 | 97.746 |  | 14515.5778 | 12801.7171 |  | 4474.4922 | 13328.1666 | 7789.949 | 140.4931 | 396.7827 |  | 1015.3315 | 698.5292 | 0 | 4285.8924 | 22.5732 |  |  | -1875.7393 | 1276.2794 | 4373.1167 | 0 | 1023.6317 |  |  | 94.3225 | 184.6933 | 668.673 | 0 |  |  |  | 97.746 |  | 52.803 | 0 |  | 125 | 83.25 | 0.33289 | 5.5455 | 0.034328
2 Occupant_USA_MN_Minneapo_HPWH_50-gallon | USA_MN_Minneapo | HPWH_50-gallon | 2 | 18829.0101 | 97.746 |  | 12219.5789 | 9662.4829 |  | 3834.1317 | 11314.4429 | 5384.012 | 97.9409 | 346.3983 |  | 1836.2271 | 720.8689 | 0 | 4090.7946 | 15.8692 |  |  | -1870.922 | 1212.6829 | 4373.1167 | 0 | 1023.6317 |  |  | 94.3225 | 184.6933 | 668.673 | 0 |  |  |  | 97.746 |  | 52.803 | 0 |  | 102.5 | 169 | 0.30557 | 4.9743 | 0.036192
2 Occupant_USA_MO_Kansas.C_HPWH_50-gallon | USA_MO_Kansas.C | HPWH_50-gallon | 2 | 13153.9101 | 97.746 |  | 6646.5869 | 3244.3983 |  | 1938.9075 | 6100.3481 | 889.4321 | 52.3827 | 363.676 |  | 2809.4975 | 592.6911 | 0 | 3785.5796 | 5.5155 |  |  | -1877.3425 | 1110.5748 | 4373.1167 | 0 | 1023.6317 |  |  | 94.3225 | 184.6933 | 668.673 | 0 |  |  |  | 97.746 |  | 52.803 | 0 |  | 10.5 | 433.5 | 0.24499 | 3.9891 | 0.029357
2 Occupant_USA_MO_St.Josep_HPWH_50-gallon | USA_MO_St.Josep | HPWH_50-gallon | 2 | 14984.5217 | 97.746 |  | 8445.7952 | 5402.6374 |  | 2648.7383 | 8150.0845 | 2317.9231 | 83.2934 | 352.6827 |  | 2416.5219 | 626.6358 | 0 | 3894.7915 | 8.5375 |  |  | -1877.1174 | 1141.9781 | 4373.1167 | 0 | 1023.6317 |  |  | 94.3225 | 184.6933 | 668.673 | 0 |  |  |  | 97.746 |  | 52.803 | 0 |  | 36.25 | 356.25 | 0.28287 | 4.3107 | 0.031273
2 Occupant_USA_MS_Gulfport_HPWH_50-gallon | USA_MS_Gulfport | HPWH_50-gallon | 2 | 11786.4475 | 97.746 |  | 5422.0369 | 445.5424 |  | 239.51 | 811.5174 | 16.8051 | 9.2823 | 179.9449 |  | 4416.8867 | 559.6079 | 0 | 3411.471 | 0.070559 |  |  | -1843.522 | 967.6622 | 4373.1167 | 0 | 1023.6317 |  |  | 94.3225 | 184.6933 | 668.673 | 0 |  |  |  | 97.746 |  | 52.803 | 0 |  | 3.5 | 1166 | 0.17508 | 3.3171 | 0.027136
2 Occupant_USA_MS_Jackson-_HPWH_50-gallon | USA_MS_Jackson- | HPWH_50-gallon | 2 | 11679.2718 | 97.746 |  | 5278.2433 | 804.1764 |  | 483.2223 | 1610.7496 | 30.7653 | 22.66 | 267.5289 |  | 3924.5 | 549.5668 | 0 | 3521.5832 | 0.3698 |  |  | -1855.5042 | 1004.2801 | 4373.1167 | 0 | 1023.6317 |  |  | 94.3225 | 184.6933 | 668.673 | 0 |  |  |  | 97.746 |  | 52.803 | 0 |  | 3.75 | 841.5 | 0.16847 | 2.7584 | 0.026744
2 Occupant_USA_MT_Billings_HPWH_50-gallon | USA_MT_Billings | HPWH_50-gallon | 2 | 15529.7104 | 97.746 |  | 8884.6218 | 6731.245 |  | 3571.9308 | 11036.4831 | 2582.4812 | 93.1095 | 483.7235 |  | 1504.9479 | 648.4289 | 0 | 4086.8945 | 14.3814 |  |  | -1884.5143 | 1248.3403 | 4373.1167 | 0 | 1023.6317 |  |  | 94.3225 | 184.6933 | 668.673 | 0 |  |  |  | 97.746 |  | 52.803 | 0 |  | 20.25 | 81.75 | 0.32954 | 5.8752 | 0.032379
2 Occupant_USA_NC_Charlott_HPWH_50-gallon | USA_NC_Charlott | HPWH_50-gallon | 2 | 11303.2196 | 97.746 |  | 4850.3961 | 1246.8858 |  | 773.8078 | 2536.8583 | 109.9206 | 28.2939 | 334.8635 |  | 3098.8456 | 504.6648 | 0 | 3655.6046 | 1.6744 |  |  | -1858.4037 | 1056.0752 | 4373.1167 | 0 | 1023.6317 |  |  | 94.3225 | 184.6933 | 668.673 | 0 |  |  |  | 97.746 |  | 52.803 | 0 |  | 6.25 | 595.75 | 0.19151 | 2.9384 | 0.024137
2 Occupant_USA_NC_Raleigh-_HPWH_50-gallon | USA_NC_Raleigh- | HPWH_50-gallon | 2 | 11409.0587 | 97.746 |  | 4968.6279 | 1125.8008 |  | 691.9638 | 2277.6658 | 62.5225 | 26.387 | 344.9274 |  | 3326.6345 | 516.1925 | 0 | 3628.4077 | 0.95321 |  |  | -1854.4508 | 1043.6825 | 4373.1167 | 0 | 1023.6317 |  |  | 94.3225 | 184.6933 | 668.673 | 0 |  |  |  | 97.746 |  | 52.803 | 0 |  | 4.5 | 850.5 | 0.18512 | 2.9396 | 0.024682
2 Occupant_USA_ND_Bismarck_HPWH_50-gallon | USA_ND_Bismarck | HPWH_50-gallon | 2 | 20816.0249 | 97.746 |  | 14161.1391 | 11948.39 |  | 4312.5804 | 12837.5911 | 7148.4032 | 140.6445 | 346.7618 |  | 1470.2578 | 742.4914 | 0 | 4209.9773 | 21.0343 |  |  | -1867.9882 | 1258.1375 | 4373.1167 | 0 | 1023.6317 |  |  | 94.3225 | 184.6933 | 668.673 | 0 |  |  |  | 97.746 |  | 52.803 | 0 |  | 49 | 239.75 | 0.32838 | 4.9246 | 0.036535
2 Occupant_USA_ND_Fargo-He_HPWH_50-gallon | USA_ND_Fargo-He | HPWH_50-gallon | 2 | 25138.8684 | 97.746 |  | 18484.5755 | 16239.0363 |  | 4408.1313 | 12733.9035 | 11428.8425 | 106.0042 | 296.0583 |  | 1490.0026 | 755.5365 | 0 | 4223.6315 | 20.6277 |  |  | -1866.5193 | 1257.5446 | 4373.1167 | 0 | 1023.6317 |  |  | 94.3225 | 184.6933 | 668.673 | 0 |  |  |  | 97.746 |  | 52.803 | 0 |  | 173.25 | 227.5 | 0.38754 | 5.7121 | 0.038461
2 Occupant_USA_NE_Omaha-Mi_HPWH_50-gallon | USA_NE_Omaha-Mi | HPWH_50-gallon | 2 | 15353.8645 | 97.746 |  | 8792.6256 | 5795.6716 |  | 2817.1152 | 8585.3234 | 2496.3524 | 92.6603 | 389.5438 |  | 2342.8716 | 654.0824 | 0 | 3945.2797 | 10.7151 |  |  | -1870.7657 | 1164.4906 | 4373.1167 | 0 | 1023.6317 |  |  | 94.3225 | 184.6933 | 668.673 | 0 |  |  |  | 97.746 |  | 52.803 | 0 |  | 34.5 | 421.5 | 0.24314 | 3.1557 | 0.031917
2 Occupant_USA_NH_Concord._HPWH_50-gallon | USA_NH_Concord. | HPWH_50-gallon | 2 | 15309.0504 | 97.746 |  | 8709.7854 | 6628.5763 |  | 3039.4359 | 9529.6281 | 3076.0851 | 96.4674 | 416.5879 |  | 1493.3245 | 587.8845 | 0 | 4089.1394 | 13.7857 |  |  | -1877.6647 | 1202.5167 | 4373.1167 | 0 | 1023.6317 |  |  | 94.3225 | 184.6933 | 668.673 | 0 |  |  |  | 97.746 |  | 52.803 | 0 |  | 112.75 | 320.25 | 0.23411 | 2.7609 | 0.026941
2 Occupant_USA_NH_Manchest_HPWH_50-gallon | USA_NH_Manchest | HPWH_50-gallon | 2 | 13833.8805 | 97.746 |  | 7258.2215 | 5079.6098 |  | 2690.0584 | 8526.6477 | 1887.7821 | 74.5973 | 427.172 |  | 1621.2155 | 557.3962 | 0 | 4008.4239 | 11.4004 |  |  | -1881.1747 | 1178.9106 | 4373.1167 | 0 | 1023.6317 |  |  | 94.3225 | 184.6933 | 668.673 | 0 |  |  |  | 97.746 |  | 52.803 | 0 |  | 76.25 | 225.75 | 0.23423 | 2.9931 | 0.025966
2 Occupant_USA_NJ_Newark.L_HPWH_50-gallon | USA_NJ_Newark.L | HPWH_50-gallon | 2 | 12812.6534 | 97.746 |  | 6284.6281 | 3396.0933 |  | 2104.3634 | 6846.9243 | 878.6126 | 35.1779 | 377.9394 |  | 2330.0643 | 558.4704 | 0 | 3847.8465 | 6.2486 |  |  | -1881.1601 | 1131.2769 | 4373.1167 | 0 | 1023.6317 |  |  | 94.3225 | 184.6933 | 668.673 | 0 |  |  |  | 97.746 |  | 52.803 | 0 |  | 15 | 471.25 | 0.27516 | 5.1054 | 0.027521
2 Occupant_USA_NJ_Trenton-_HPWH_50-gallon | USA_NJ_Trenton- | HPWH_50-gallon | 2 | 12349.848 | 97.746 |  | 5828.2213 | 3183.6952 |  | 1869.579 | 6163.9639 | 857.0318 | 43.215 | 413.8695 |  | 2129.2995 | 515.2266 | 0 | 3859.0567 | 6.5222 |  |  | -1878.2781 | 1124.8783 | 4373.1167 | 0 | 1023.6317 |  |  | 94.3225 | 184.6933 | 668.673 | 0 |  |  |  | 97.746 |  | 52.803 | 0 |  | 42.25 | 602 | 0.21923 | 3.3468 | 0.023859
2 Occupant_USA_NM_Albuquer_HPWH_50-gallon | USA_NM_Albuquer | HPWH_50-gallon | 2 | 11641.1507 | 97.746 |  | 5076.641 | 1662.5661 |  | 1067.5213 | 3265.3401 | 76.9045 | 23.288 | 494.8523 |  | 2880.9282 | 533.1467 | 0 | 3748.3986 | 5.917 |  |  | -1854.1601 | 1167.7614 | 4373.1167 | 0 | 1023.6317 |  |  | 94.3225 | 184.6933 | 668.673 | 0 |  |  |  | 97.746 |  | 52.803 | 0 |  | 1.25 | 32.75 | 0.2491 | 4.2364 | 0.026615
2 Occupant_USA_NM_Las.Cruc_HPWH_50-gallon | USA_NM_Las.Cruc | HPWH_50-gallon | 2 | 11499.4203 | 97.746 |  | 4982.7377 | 895.5398 |  | 479.6372 | 1523.5786 | 8.8218 | 10.2589 | 396.822 |  | 3558.7966 | 528.4012 | 0 | 3598.6379 | 2.6208 |  |  | -1855.3024 | 1119.9343 | 4373.1167 | 0 | 1023.6317 |  |  | 94.3225 | 184.6933 | 668.673 | 0 |  |  |  | 97.746 |  | 52.803 | 0 |  | 0.5 | 127 | 0.21073 | 4.2653 | 0.026127
2 Occupant_USA_NM_Santa.Fe_HPWH_50-gallon | USA_NM_Santa.Fe | HPWH_50-gallon | 2 | 12091.3098 | 97.746 |  | 5466.1969 | 2920.0681 |  | 1934.7467 | 5893.6075 | 366.8207 | 60.1539 | 558.3468 |  | 2008.0531 | 538.0757 | 0 | 3915.1855 | 9.3106 |  |  | -1859.0988 | 1228.3645 | 4373.1167 | 0 | 1023.6317 |  |  | 94.3225 | 184.6933 | 668.673 | 0 |  |  |  | 97.746 |  | 52.803 | 0 |  | 2.5 | 11.25 | 0.2756 | 4.3865 | 0.026315
2 Occupant_USA_NV_Las.Vega_HPWH_50-gallon | USA_NV_Las.Vega | HPWH_50-gallon | 2 | 13530.495 | 97.746 |  | 7084.6437 | 482.3007 |  | 217.0376 | 725.2574 | 1.0353 | 2.4009 | 261.8269 |  | 5914.1198 | 688.2232 | 0 | 3356.2172 | 0.63029 |  |  | -1866.0956 | 1049.1029 | 4373.1167 | 0 | 1023.6317 |  |  | 94.3225 | 184.6933 | 668.673 | 0 |  |  |  | 97.746 |  | 52.803 | 0 |  | 0.25 | 644.25 | 0.23435 | 4.0077 | 0.036921
2 Occupant_USA_NV_Reno-Tah_HPWH_50-gallon | USA_NV_Reno-Tah | HPWH_50-gallon | 2 | 11453.8202 | 97.746 |  | 4865.9448 | 2106.068 |  | 1376.9306 | 4290.8009 | 65.0508 | 48.4962 | 615.5904 |  | 2267.4969 | 492.3799 | 0 | 3870.6701 | 8.0837 |  |  | -1865.0664 | 1191.1271 | 4373.1167 | 0 | 1023.6317 |  |  | 94.3225 | 184.6933 | 668.673 | 0 |  |  |  | 97.746 |  | 52.803 | 0 |  | 1.75 | 48.75 | 0.23149 | 3.3287 | 0.023862
2 Occupant_USA_NY_Buffalo._HPWH_50-gallon | USA_NY_Buffalo. | HPWH_50-gallon | 2 | 14770.9793 | 97.746 |  | 8184.1638 | 5983.1974 |  | 3759.8939 | 11819.8156 | 1700.4327 | 126.7518 | 396.119 |  | 1612.0899 | 588.8765 | 0 | 4053.652 | 12.9336 |  |  | -1887.0647 | 1190.0671 | 4373.1167 | 0 | 1023.6317 |  |  | 94.3225 | 184.6933 | 668.673 | 0 |  |  |  | 97.746 |  | 52.803 | 0 |  | 38.25 | 49.25 | 0.30203 | 5.4759 | 0.028941
2 Occupant_USA_NY_New.York_HPWH_50-gallon | USA_NY_New.York | HPWH_50-gallon | 2 | 13136.3709 | 97.746 |  | 6602.9848 | 3915.402 |  | 2261.6476 | 7437.6051 | 1242.6553 | 33.0056 | 378.0936 |  | 2157.57 | 530.0127 | 0 | 3873.9496 | 7.5169 |  |  | -1885.2024 | 1136.6378 | 4373.1167 | 0 | 1023.6317 |  |  | 94.3225 | 184.6933 | 668.673 | 0 |  |  |  | 97.746 |  | 52.803 | 0 |  | 41.75 | 450.5 | 0.32687 | 6.343 | 0.026544
2 Occupant_USA_NY_Syracuse_HPWH_50-gallon | USA_NY_Syracuse | HPWH_50-gallon | 2 | 15067.441 | 97.746 |  | 8484.3925 | 6165.0878 |  | 3436.5753 | 10766.797 | 2227.8393 | 108.143 | 392.5303 |  | 1698.215 | 621.0897 | 0 | 4044.3272 | 12.2261 |  |  | -1881.2984 | 1186.3002 | 4373.1167 | 0 | 1023.6317 |  |  | 94.3225 | 184.6933 | 668.673 | 0 |  |  |  | 97.746 |  | 52.803 | 0 |  | 36.5 | 172.25 | 0.27032 | 4.5607 | 0.030271
2 Occupant_USA_OH_Cincinna_HPWH_50-gallon | USA_OH_Cincinna | HPWH_50-gallon | 2 | 13009.4352 | 97.746 |  | 6490.9938 | 3602.1402 |  | 2059.3084 | 6555.7125 | 1086.2462 | 71.15 | 385.4357 |  | 2327.524 | 561.3295 | 0 | 3870.9416 | 6.2022 |  |  | -1875.3875 | 1121.6931 | 4373.1167 | 0 | 1023.6317 |  |  | 94.3225 | 184.6933 | 668.673 | 0 |  |  |  | 97.746 |  | 52.803 | 0 |  | 14.5 | 476 | 0.21484 | 3.1213 | 0.026665
2 Occupant_USA_OH_Columbus_HPWH_50-gallon | USA_OH_Columbus | HPWH_50-gallon | 2 | 13946.2206 | 97.746 |  | 7408.813 | 4532.6381 |  | 2404.5733 | 7657.544 | 1707.4736 | 78.8445 | 341.7467 |  | 2278.7469 | 597.4281 | 0 | 3897.5134 | 7.2313 |  |  | -1873.6041 | 1140.6593 | 4373.1167 | 0 | 1023.6317 |  |  | 94.3225 | 184.6933 | 668.673 | 0 |  |  |  | 97.746 |  | 52.803 | 0 |  | 49.25 | 613.75 | 0.25093 | 4.2391 | 0.028646
2 Occupant_USA_OK_Oklahoma_HPWH_50-gallon | USA_OK_Oklahoma | HPWH_50-gallon | 2 | 13255.4635 | 97.746 |  | 6782.7247 | 2638.916 |  | 1482.551 | 4688.1718 | 788.7846 | 49.9556 | 317.6248 |  | 3531.0543 | 612.7544 | 0 | 3672.3116 | 2.8328 |  |  | -1872.1861 | 1075.9905 | 4373.1167 | 0 | 1023.6317 |  |  | 94.3225 | 184.6933 | 668.673 | 0 |  |  |  | 97.746 |  | 52.803 | 0 |  | 8.5 | 684.75 | 0.34704 | 5.9213 | 0.03241
2 Occupant_USA_OR_Portland_HPWH_50-gallon | USA_OR_Portland | HPWH_50-gallon | 2 | 10440.9758 | 97.746 |  | 3932.3821 | 1945.0145 |  | 1362.005 | 4783.3866 | 19.7882 | 55.1676 | 508.0538 |  | 1596.382 | 390.9856 | 0 | 3902.1308 | 2.1128 |  |  | -1896.654 | 1111.8453 | 4373.1167 | 0 | 1023.6317 |  |  | 94.3225 | 184.6933 | 668.673 | 0 |  |  |  | 97.746 |  | 52.803 | 0 |  | 13.75 | 113.75 | 0.22893 | 3.8703 | 0.018546
2 Occupant_USA_OR_Redmond._HPWH_50-gallon | USA_OR_Redmond. | HPWH_50-gallon | 2 | 12450.5412 | 97.746 |  | 5832.7079 | 3873.4537 |  | 2548.9671 | 8066.2489 | 547.7255 | 113.8619 | 662.8993 |  | 1432.292 | 526.9622 | 0 | 4060.553 | 13.2969 |  |  | -1885.0843 | 1221.085 | 4373.1167 | 0 | 1023.6317 |  |  | 94.3225 | 184.6933 | 668.673 | 0 |  |  |  | 97.746 |  | 52.803 | 0 |  | 7.25 | 48.25 | 0.25299 | 3.0692 | 0.02512
2 Occupant_USA_PA_Bradford_HPWH_50-gallon | USA_PA_Bradford | HPWH_50-gallon | 2 | 16673.7343 | 97.746 |  | 10048.7807 | 8280.0944 |  | 3368.5932 | 10434.1894 | 4411.8329 | 131.1482 | 368.5201 |  | 1169.3524 | 599.3339 | 0 | 4152.9558 | 16.4317 |  |  | -1873.1248 | 1228.2053 | 4373.1167 | 0 | 1023.6317 |  |  | 94.3225 | 184.6933 | 668.673 | 0 |  |  |  | 97.746 |  | 52.803 | 0 |  | 107.75 | 200 | 0.26183 | 3.6623 | 0.027845
2 Occupant_USA_PA_Philadel_HPWH_50-gallon | USA_PA_Philadel | HPWH_50-gallon | 2 | 12425.3137 | 97.746 |  | 5918.2331 | 2885.3675 |  | 1773.5644 | 5819.2388 | 697.1085 | 32.6694 | 382.0252 |  | 2493.3951 | 539.4705 | 0 | 3796.1482 | 5.7584 |  |  | -1878.0964 | 1110.3322 | 4373.1167 | 0 | 1023.6317 |  |  | 94.3225 | 184.6933 | 668.673 | 0 |  |  |  | 97.746 |  | 52.803 | 0 |  | 16.5 | 604.5 | 0.25539 | 4.7576 | 0.026209
2 Occupant_USA_PA_Pittsbur_HPWH_50-gallon | USA_PA_Pittsbur | HPWH_50-gallon | 2 | 13462.7538 | 97.746 |  | 6905.1265 | 4438.4785 |  | 2543.7862 | 8111.1675 | 1428.2704 | 90.5381 | 375.8838 |  | 1893.0912 | 573.5568 | 0 | 3955.9907 | 8.3254 |  |  | -1877.5849 | 1160.879 | 4373.1167 | 0 | 1023.6317 |  |  | 94.3225 | 184.6933 | 668.673 | 0 |  |  |  | 97.746 |  | 52.803 | 0 |  | 36.5 | 348.25 | 0.24434 | 3.8593 | 0.027198
2 Occupant_USA_RI_Providen_HPWH_50-gallon | USA_RI_Providen | HPWH_50-gallon | 2 | 12962.2778 | 97.746 |  | 6415.2737 | 4078.0144 |  | 2383.4481 | 7766.6616 | 1224.9738 | 69.0886 | 400.5039 |  | 1799.6876 | 537.5716 | 0 | 3944.2874 | 8.8474 |  |  | -1883.3387 | 1150.2558 | 4373.1167 | 0 | 1023.6317 |  |  | 94.3225 | 184.6933 | 668.673 | 0 |  |  |  | 97.746 |  | 52.803 | 0 |  | 43.5 | 298 | 0.26721 | 4.3401 | 0.025834
2 Occupant_USA_SC_JB.Charl_HPWH_50-gallon | USA_SC_JB.Charl | HPWH_50-gallon | 2 | 11632.1032 | 97.746 |  | 5241.8207 | 629.3033 |  | 362.5844 | 1205.5687 | 19.4774 | 16.0775 | 231.1639 |  | 4109.1994 | 503.3181 | 0 | 3495.6395 | 0.061838 |  |  | -1856.6255 | 993.5341 | 4373.1167 | 0 | 1023.6317 |  |  | 94.3225 | 184.6933 | 668.673 | 0 |  |  |  | 97.746 |  | 52.803 | 0 |  | 1.25 | 413.25 | 0.1866 | 3.5363 | 0.02483
2 Occupant_USA_SC_Columbia_HPWH_50-gallon | USA_SC_Columbia | HPWH_50-gallon | 2 | 11736.6713 | 97.746 |  | 5325.3446 | 873.655 |  | 525.8535 | 1742.3195 | 32.9987 | 22.7207 | 292.0821 |  | 3908.3052 | 543.3844 | 0 | 3533.9963 | 0.77419 |  |  | -1853.4686 | 1014.5784 | 4373.1167 | 0 | 1023.6317 |  |  | 94.3225 | 184.6933 | 668.673 | 0 |  |  |  | 97.746 |  | 52.803 | 0 |  | 3 | 930.75 | 0.15577 | 2.7584 | 0.026099
2 Occupant_USA_SD_Yankton-_HPWH_50-gallon | USA_SD_Yankton- | HPWH_50-gallon | 2 | 17582.1833 | 97.746 |  | 10980.4185 | 8464.9002 |  | 3877.0185 | 11478.6357 | 4069.3199 | 133.5532 | 385.0086 |  | 1883.3465 | 632.1718 | 0 | 4067.1967 | 15.2601 |  |  | -1875.5131 | 1205.0165 | 4373.1167 | 0 | 1023.6317 |  |  | 94.3225 | 184.6933 | 668.673 | 0 |  |  |  | 97.746 |  | 52.803 | 0 |  | 87.5 | 100.75 | 0.33174 | 5.624 | 0.032016
2 Occupant_USA_SD_Sioux.Fa_HPWH_50-gallon | USA_SD_Sioux.Fa | HPWH_50-gallon | 2 | 18152.5562 | 97.746 |  | 11536.0925 | 9106.8736 |  | 4303.5316 | 12445.8646 | 4275.4969 | 134.7352 | 393.1099 |  | 1761.3828 | 667.8361 | 0 | 4115.0288 | 17.0044 |  |  | -1871.065 | 1219.7154 | 4373.1167 | 0 | 1023.6317 |  |  | 94.3225 | 184.6933 | 668.673 | 0 |  |  |  | 97.746 |  | 52.803 | 0 |  | 44.25 | 25.75 | 0.33612 | 5.002 | 0.034136
2 Occupant_USA_TN_Memphis._HPWH_50-gallon | USA_TN_Memphis. | HPWH_50-gallon | 2 | 12174.3316 | 97.746 |  | 5744.62 | 1420.6102 |  | 904.8984 | 3000.0505 | 175.1484 | 33.2408 | 307.3227 |  | 3752.1959 | 571.8138 | 0 | 3579.9644 | 1.57 |  |  | -1861.2808 | 1032.9633 | 4373.1167 | 0 | 1023.6317 |  |  | 94.3225 | 184.6933 | 668.673 | 0 |  |  |  | 97.746 |  | 52.803 | 0 |  | 9.25 | 1060.75 | 0.22496 | 3.9019 | 0.028155
2 Occupant_USA_TN_Nashvill_HPWH_50-gallon | USA_TN_Nashvill | HPWH_50-gallon | 2 | 11694.3875 | 97.746 |  | 5239.8433 | 1516.2694 |  | 959.4416 | 3140.6006 | 181.9357 | 32.7239 | 342.1683 |  | 3195.4099 | 528.164 | 0 | 3657.5236 | 1.8764 |  |  | -1863.6937 | 1057.7959 | 4373.1167 | 0 | 1023.6317 |  |  | 94.3225 | 184.6933 | 668.673 | 0 |  |  |  | 97.746 |  | 52.803 | 0 |  | 9.5 | 805 | 0.19735 | 2.9997 | 0.025173
2 Occupant_USA_TX_Austin-C_HPWH_50-gallon | USA_TX_Austin-C | HPWH_50-gallon | 2 | 12561.4481 | 97.746 |  | 6189.8277 | 565.5125 |  | 315.5523 | 1010.6551 | 56.804 | 9.3666 | 183.7896 |  | 4991.0091 | 633.3061 | 0 | 3371.5522 | 0 |  |  | -1841.185 | 974.872 | 4373.1167 | 0 | 1023.6317 |  |  | 94.3225 | 184.6933 | 668.673 | 0 |  |  |  | 97.746 |  | 52.803 | 0 |  | 1 | 1231.75 | 0.14223 | 2.1982 | 0.031274
2 Occupant_USA_TX_Dallas-F_HPWH_50-gallon | USA_TX_Dallas-F | HPWH_50-gallon | 2 | 12481.8601 | 97.746 |  | 6079.2368 | 811.9007 |  | 517.6705 | 1728.7344 | 5.921 | 15.827 | 272.4822 |  | 4674.2929 | 593.0432 | 0 | 3476.1433 | 0.31252 |  |  | -1866.4145 | 1005.8749 | 4373.1167 | 0 | 1023.6317 |  |  | 94.3225 | 184.6933 | 668.673 | 0 |  |  |  | 97.746 |  | 52.803 | 0 |  | 1 | 535.25 | 0.29283 | 5.2606 | 0.032086
2 Occupant_USA_TX_Houston-_HPWH_50-gallon | USA_TX_Houston- | HPWH_50-gallon | 2 | 12435.3604 | 97.746 |  | 6093.8025 | 263.9952 |  | 136.1765 | 476.2203 | 0.40325 | 4.0647 | 123.3507 |  | 5206.3429 | 623.4645 | 0 | 3329.3682 | 0 |  |  | -1844.446 | 944.8095 | 4373.1167 | 0 | 1023.6317 |  |  | 94.3225 | 184.6933 | 668.673 | 0 |  |  |  | 97.746 |  | 52.803 | 0 |  | 0.25 | 1073 | 0.17571 | 3.5682 | 0.031949
2 Occupant_USA_TX_Lubbock._HPWH_50-gallon | USA_TX_Lubbock. | HPWH_50-gallon | 2 | 12469.1025 | 97.746 |  | 5969.2272 | 1714.9138 |  | 1215.6364 | 3804.9187 | 66.5945 | 56.188 | 376.4949 |  | 3649.4831 | 604.8303 | 0 | 3661.2464 | 3.622 |  |  | -1869.7745 | 1103.127 | 4373.1167 | 0 | 1023.6317 |  |  | 94.3225 | 184.6933 | 668.673 | 0 |  |  |  | 97.746 |  | 52.803 | 0 |  | 1.25 | 145.5 | 0.32966 | 6.4427 | 0.03292
2 Occupant_USA_TX_San.Anto_HPWH_50-gallon | USA_TX_San.Anto | HPWH_50-gallon | 2 | 12971.5062 | 97.746 |  | 6607.1825 | 546.5653 |  | 320.1173 | 1025.1974 | 55.1378 | 8.0692 | 163.241 |  | 5383.9237 | 676.6935 | 0 | 3362.2483 | 0 |  |  | -1848.123 | 967.5753 | 4373.1167 | 0 | 1023.6317 |  |  | 94.3225 | 184.6933 | 668.673 | 0 |  |  |  | 97.746 |  | 52.803 | 0 |  | 0 | 943 | 0.22719 | 4.2658 | 0.035683
2 Occupant_USA_UT_Salt.Lak_HPWH_50-gallon | USA_UT_Salt.Lak | HPWH_50-gallon | 2 | 13090.3152 | 97.746 |  | 6503.8115 | 3347.2467 |  | 2348.4722 | 7198.2928 | 370.4393 | 99.8286 | 528.5066 |  | 2532.5549 | 624.0099 | 0 | 3898.2485 | 10.3823 |  |  | -1873.0005 | 1189.7554 | 4373.1167 | 0 | 1023.6317 |  |  | 94.3225 | 184.6933 | 668.673 | 0 |  |  |  | 97.746 |  | 52.803 | 0 |  | 2.5 | 89 | 0.26012 | 3.51 | 0.031356
2 Occupant_USA_UT_St.Georg_HPWH_50-gallon | USA_UT_St.Georg | HPWH_50-gallon | 2 | 12545.465 | 97.746 |  | 6054.8893 | 1111.3674 |  | 678.3149 | 2159.7441 | 11.8813 | 17.0101 | 404.1609 |  | 4346.1693 | 597.3526 | 0 | 3558.7657 | 3.1932 |  |  | -1867.5563 | 1093.8273 | 4373.1167 | 0 | 1023.6317 |  |  | 94.3225 | 184.6933 | 668.673 | 0 |  |  |  | 97.746 |  | 52.803 | 0 |  | 0.5 | 375.25 | 0.19257 | 3.2861 | 0.030407
2 Occupant_USA_UT_Vernal.R_HPWH_50-gallon | USA_UT_Vernal.R | HPWH_50-gallon | 2 | 15014.2851 | 97.746 |  | 8355.2647 | 5746.5614 |  | 3190.3091 | 9221.7779 | 1927.395 | 102.8187 | 526.0386 |  | 1935.4474 | 673.2559 | 0 | 4065.575 | 17.1978 |  |  | -1855.7816 | 1262.272 | 4373.1167 | 0 | 1023.6317 |  |  | 94.3225 | 184.6933 | 668.673 | 0 |  |  |  | 97.746 |  | 52.803 | 0 |  | 6.75 | 54.25 | 0.23711 | 2.4264 | 0.032412
2 Occupant_USA_VA_Norfolk._HPWH_50-gallon | USA_VA_Norfolk. | HPWH_50-gallon | 2 | 11458.3647 | 97.746 |  | 5017.085 | 1365.4501 |  | 904.8835 | 3075.6522 | 81.8686 | 26.4319 | 352.2661 |  | 3139.5121 | 512.1228 | 0 | 3649.6246 | 1.7164 |  |  | -1864.5633 | 1044.5313 | 4373.1167 | 0 | 1023.6317 |  |  | 94.3225 | 184.6933 | 668.673 | 0 |  |  |  | 97.746 |  | 52.803 | 0 |  | 24.5 | 816 | 0.25084 | 4.4636 | 0.025181
2 Occupant_USA_VT_Burlingt_HPWH_50-gallon | USA_VT_Burlingt | HPWH_50-gallon | 2 | 16572.1176 | 97.746 |  | 9969.0148 | 7842.2782 |  | 3449.5304 | 10750.7406 | 3942.104 | 95.3294 | 355.3143 |  | 1494.5311 | 632.2056 | 0 | 4097.4135 | 14.7577 |  |  | -1881.0811 | 1206.3544 | 4373.1167 | 0 | 1023.6317 |  |  | 94.3225 | 184.6933 | 668.673 | 0 |  |  |  | 97.746 |  | 52.803 | 0 |  | 143.25 | 257.5 | 0.28643 | 3.5757 | 0.030333
2 Occupant_USA_WA_Seattle-_HPWH_50-gallon | USA_WA_Seattle- | HPWH_50-gallon | 2 | 10339.4618 | 97.746 |  | 3807.6588 | 2268.3245 |  | 1635.4326 | 5940.5219 | 78.8079 | 58.1162 | 495.9678 |  | 1157.3696 | 381.9647 | 0 | 3968.8507 | 3.7857 |  |  | -1901.2798 | 1135.0547 | 4373.1167 | 0 | 1023.6317 |  |  | 94.3225 | 184.6933 | 668.673 | 0 |  |  |  | 97.746 |  | 52.803 | 0 |  | 153 | 253.75 | 0.25208 | 3.6272 | 0.017043
2 Occupant_USA_WA_Spokane._HPWH_50-gallon | USA_WA_Spokane. | HPWH_50-gallon | 2 | 14006.8023 | 97.746 |  | 7394.824 | 5245.5782 |  | 3310.397 | 10543.5271 | 1251.2025 | 184.2734 | 499.7053 |  | 1521.8959 | 627.3498 | 0 | 4074.8714 | 13.6628 |  |  | -1885.516 | 1215.23 | 4373.1167 | 0 | 1023.6317 |  |  | 94.3225 | 184.6933 | 668.673 | 0 |  |  |  | 97.746 |  | 52.803 | 0 |  | 54.5 | 145 | 0.29029 | 3.9931 | 0.030641
2 Occupant_USA_WI_Milwauke_HPWH_50-gallon | USA_WI_Milwauke | HPWH_50-gallon | 2 | 15248.7097 | 97.746 |  | 8661.7153 | 6437.0474 |  | 3391.3911 | 10603.9927 | 2541.975 | 102.8738 | 400.8075 |  | 1609.654 | 615.0138 | 0 | 4048.8892 | 13.323 |  |  | -1882.3934 | 1190.246 | 4373.1167 | 0 | 1023.6317 |  |  | 94.3225 | 184.6933 | 668.673 | 0 |  |  |  | 97.746 |  | 52.803 | 0 |  | 50.5 | 98.25 | 0.30212 | 5.0628 | 0.030497
2 Occupant_USA_WI_Rhinelan_HPWH_50-gallon | USA_WI_Rhinelan | HPWH_50-gallon | 2 | 19902.7853 | 97.746 |  | 13248.0261 | 11369.904 |  | 3974.2637 | 11850.0111 | 6890.1572 | 143.6353 | 361.8477 |  | 1197.8739 | 680.2482 | 0 | 4238.1888 | 20.9236 |  |  | -1865.1107 | 1258.0108 | 4373.1167 | 0 | 1023.6317 |  |  | 94.3225 | 184.6933 | 668.673 | 0 |  |  |  | 97.746 |  | 52.803 | 0 |  | 117.75 | 158.5 | 0.27821 | 3.5726 | 0.032221
2 Occupant_USA_WV_Charlest_HPWH_50-gallon | USA_WV_Charlest | HPWH_50-gallon | 2 | 12262.4514 | 97.746 |  | 5752.2872 | 2816.017 |  | 1698.4885 | 5368.3472 | 651.0781 | 68.1542 | 398.2962 |  | 2401.333 | 534.9372 | 0 | 3835.8908 | 4.9646 |  |  | -1868.3232 | 1113.4159 | 4373.1167 | 0 | 1023.6317 |  |  | 94.3225 | 184.6933 | 668.673 | 0 |  |  |  | 97.746 |  | 52.803 | 0 |  | 8.75 | 378.25 | 0.18219 | 2.2981 | 0.02513
2 Occupant_USA_WV_Morganto_HPWH_50-gallon | USA_WV_Morganto | HPWH_50-gallon | 2 | 12836.1504 | 97.746 |  | 6294.3788 | 3672.0447 |  | 2135.6544 | 6690.4595 | 1078.6708 | 65.7947 | 391.9246 |  | 2072.191 | 550.1431 | 0 | 3907.6383 | 7.5094 |  |  | -1871.4628 | 1145.0232 | 4373.1167 | 0 | 1023.6317 |  |  | 94.3225 | 184.6933 | 668.673 | 0 |  |  |  | 97.746 |  | 52.803 | 0 |  | 16.25 | 311.25 | 0.19008 | 2.1092 | 0.025529
2 Occupant_USA_WY_Cheyenne_HPWH_50-gallon | USA_WY_Cheyenne | HPWH_50-gallon | 2 | 14151.6006 | 97.746 |  | 7465.5413 | 5648.9778 |  | 3459.2042 | 10654.694 | 1546.1982 | 82.8136 | 560.7618 |  | 1205.5269 | 611.0365 | 0 | 4113.9268 | 16.2895 |  |  | -1878.0205 | 1289.311 | 4373.1167 | 0 | 1023.6317 |  |  | 94.3225 | 184.6933 | 668.673 | 0 |  |  |  | 97.746 |  | 52.803 | 0 |  | 9.75 | 2 | 0.35657 | 6.878 | 0.030611
2 Occupant_USA_WY_Jackson._HPWH_50-gallon | USA_WY_Jackson. | HPWH_50-gallon | 2 | 18377.1469 | 97.746 |  | 11619.0147 | 10060.1838 |  | 4830.9951 | 14141.6061 | 4456.6617 | 195.2198 | 577.3073 |  | 810.6197 | 748.2111 | 0 | 4339.0262 | 31.6906 |  |  | -1860.4263 | 1361.3839 | 4373.1167 | 0 | 1023.6317 |  |  | 94.3225 | 184.6933 | 668.673 | 0 |  |  |  | 97.746 |  | 52.803 | 0 |  | 67.75 | 0.25 | 0.32172 | 3.398 | 0.036257
3 Occupant_USA_AL_Birmingh_HPWH_50-gallon | USA_AL_Birmingh | HPWH_50-gallon | 3 | 11663.0749 | 97.746 |  | 5124.2485 | 981.7425 |  | 561.1904 | 1845.4508 | 98.6129 | 21.3016 | 300.6378 |  | 3603.5305 | 538.9755 | 0 | 4061.5516 | 6.117 |  |  | -1840.2407 | 1142.078 | 4373.1167 | 0 | 1023.6317 |  |  | 94.3225 | 184.6933 | 668.673 | 0 |  |  |  | 97.746 |  | 52.803 | 0 |  | 5.25 | 933 | 0.16856 | 2.7917 | 0.025182
3 Occupant_USA_AL_Mobile.R_HPWH_50-gallon | USA_AL_Mobile.R | HPWH_50-gallon | 3 | 11791.4721 | 97.746 |  | 5309.907 | 412.5093 |  | 216.8251 | 711.5698 | 13.9085 | 6.7418 | 175.0339 |  | 4320.5193 | 576.8785 | 0 | 3897.7197 | 3.1624 |  |  | -1827.4141 | 1084.8168 | 4373.1167 | 0 | 1023.6317 |  |  | 94.3225 | 184.6933 | 668.673 | 0 |  |  |  | 97.746 |  | 52.803 | 0 |  | 1.25 | 1028.5 | 0.177 | 3.2627 | 0.02802
3 Occupant_USA_AR_Fayettev_HPWH_50-gallon | USA_AR_Fayettev | HPWH_50-gallon | 3 | 12305.5311 | 97.746 |  | 5693.2161 | 2210.7422 |  | 1412.1492 | 4450.0593 | 343.2388 | 69.9911 | 385.3631 |  | 2933.3443 | 549.1296 | 0 | 4294.7969 | 10.2863 |  |  | -1851.3894 | 1215.5667 | 4373.1167 | 0 | 1023.6317 |  |  | 94.3225 | 184.6933 | 668.673 | 0 |  |  |  | 97.746 |  | 52.803 | 0 |  | 4.75 | 376 | 0.21415 | 2.98 | 0.026369
3 Occupant_USA_AR_Little.R_HPWH_50-gallon | USA_AR_Little.R | HPWH_50-gallon | 3 | 12159.5009 | 97.746 |  | 5602.7597 | 1383.9487 |  | 855.1249 | 2767.312 | 140.0523 | 33.2521 | 355.5194 |  | 3657.2383 | 561.5727 | 0 | 4129.294 | 7.5038 |  |  | -1843.789 | 1159.9929 | 4373.1167 | 0 | 1023.6317 |  |  | 94.3225 | 184.6933 | 668.673 | 0 |  |  |  | 97.746 |  | 52.803 | 0 |  | 7.75 | 868.75 | 0.16663 | 2.6678 | 0.026719
3 Occupant_USA_AZ_Flagstaf_HPWH_50-gallon | USA_AZ_Flagstaf | HPWH_50-gallon | 3 | 12867.1128 | 97.746 |  | 6039.0463 | 4209.6453 |  | 2363.7925 | 7212.8923 | 1116.5547 | 112.4168 | 616.8812 |  | 1297.6923 | 531.7087 | 0 | 4691.9906 | 27.2659 |  |  | -1833.3898 | 1431.3181 | 4373.1167 | 0 | 1023.6317 |  |  | 94.3225 | 184.6933 | 668.673 | 0 |  |  |  | 97.746 |  | 52.803 | 0 |  | 21.75 | 9.75 | 0.27519 | 3.7989 | 0.024045
3 Occupant_USA_AZ_Kingman._HPWH_50-gallon | USA_AZ_Kingman. | HPWH_50-gallon | 3 | 12164.4388 | 97.746 |  | 5537.0812 | 1080.2049 |  | 636.0495 | 2077.379 | 10.5077 | 14.2666 | 419.3811 |  | 3890.6137 | 566.2627 | 0 | 4058.6398 | 8.7235 |  |  | -1856.0782 | 1230.6092 | 4373.1167 | 0 | 1023.6317 |  |  | 94.3225 | 184.6933 | 668.673 | 0 |  |  |  | 97.746 |  | 52.803 | 0 |  | 0.75 | 226 | 0.2752 | 4.9743 | 0.029056
3 Occupant_USA_AZ_Phoenix-_HPWH_50-gallon | USA_AZ_Phoenix- | HPWH_50-gallon | 3 | 14863.8462 | 97.746 |  | 8415.3707 | 102.075 |  | 18.3897 | 66.2857 | 0 | 0.17237 | 83.5129 |  | 7509.3906 | 803.9051 | 0 | 3538.3842 | 1.5996 |  |  | -1837.0916 | 1051.7271 | 4373.1167 | 0 | 1023.6317 |  |  | 94.3225 | 184.6933 | 668.673 | 0 |  |  |  | 97.746 |  | 52.803 | 0 |  | 0.25 | 1074 | 0.15237 | 3.5232 | 0.042961
3 Occupant_USA_AZ_Prescott_HPWH_50-gallon | USA_AZ_Prescott | HPWH_50-gallon | 3 | 11507.461 | 97.746 |  | 4816.0456 | 1631.4714 |  | 1015.0288 | 3166.6538 | 66.5991 | 41.3325 | 508.511 |  | 2669.7619 | 514.8123 | 0 | 4287.1741 | 12.9748 |  |  | -1838.3726 | 1294.667 | 4373.1167 | 0 | 1023.6317 |  |  | 94.3225 | 184.6933 | 668.673 | 0 |  |  |  | 97.746 |  | 52.803 | 0 |  | 2.25 | 53 | 0.22469 | 3.1822 | 0.024284
3 Occupant_USA_CA_Bakersfi_HPWH_50-gallon | USA_CA_Bakersfi | HPWH_50-gallon | 3 | 11929.289 | 97.746 |  | 5413.4992 | 414.4736 |  | 164.762 | 571.1702 | 1.1783 | 6.164 | 242.3694 |  | 4430.871 | 568.1545 | 0 | 3927.1705 | 4.1696 |  |  | -1837.8723 | 1119.0414 | 4373.1167 | 0 | 1023.6317 |  |  | 94.3225 | 184.6933 | 668.673 | 0 |  |  |  | 97.746 |  | 52.803 | 0 |  | 0.75 | 687.25 | 0.16253 | 2.6283 | 0.027896
3 Occupant_USA_CA_Bishop-E_HPWH_50-gallon | USA_CA_Bishop-E | HPWH_50-gallon | 3 | 12244.0606 | 97.746 |  | 5541.5633 | 1884.7162 |  | 1241.0947 | 3843.0831 | 125.9766 | 22.3376 | 495.3073 |  | 3096.083 | 560.7641 | 0 | 4260.9789 | 12.9258 |  |  | -1849.8214 | 1305.749 | 4373.1167 | 0 | 1023.6317 |  |  | 94.3225 | 184.6933 | 668.673 | 0 |  |  |  | 97.746 |  | 52.803 | 0 |  | 1.75 | 249.5 | 0.25329 | 3.6587 | 0.027029
3 Occupant_USA_CA_Crescent_HPWH_50-gallon | USA_CA_Crescent | HPWH_50-gallon | 3 | 8624.8473 | 97.746 |  | 1982.1355 | 1143.0929 |  | 715.255 | 2759.0256 | 34.8509 | 16.6439 | 376.3432 |  | 606.6148 | 232.4278 | 0 | 4567.2964 | 14.3398 |  |  | -1871.5396 | 1245.9634 | 4373.1167 | 0 | 1023.6317 |  |  | 94.3225 | 184.6933 | 668.673 | 0 |  |  |  | 97.746 |  | 52.803 | 0 |  | 223.75 | 156.75 | 0.26086 | 3.7278 | 0.0093125
3 Occupant_USA_CA_Imperial_HPWH_50-gallon | USA_CA_Imperial | HPWH_50-gallon | 3 | 14381.7307 | 97.746 |  | 7932.9058 | 192.4131 |  | 54.5609 | 185.8745 | 0.2875 | 0.88193 | 136.6828 |  | 7002.2415 | 738.2512 | 0 | 3612.0244 | 1.7786 |  |  | -1836.2119 | 1052.0766 | 4373.1167 | 0 | 1023.6317 |  |  | 94.3225 | 184.6933 | 668.673 | 0 |  |  |  | 97.746 |  | 52.803 | 0 |  | 0.25 | 1263.75 | 0.15948 | 3.7261 | 0.038637
3 Occupant_USA_CA_Los.Ange_HPWH_50-gallon | USA_CA_Los.Ange | HPWH_50-gallon | 3 | 9785.058 | 97.746 |  | 3275.0662 | 44.4705 |  | 12.0215 | 46.1588 | 0 | 0.00080372 | 32.4482 |  | 2805.0201 | 425.5757 | 0 | 4040.1135 | 3.1802 |  |  | -1799.4497 | 1113.2435 | 4373.1167 | 0 | 1023.6317 |  |  | 94.3225 | 184.6933 | 668.673 | 0 |  |  |  | 97.746 |  | 52.803 | 0 |  | 0.25 | 767.75 | 0.18034 | 4.124 | 0.018915
3 Occupant_USA_CA_Riversid_HPWH_50-gallon | USA_CA_Riversid | HPWH_50-gallon | 3 | 11235.5423 | 97.746 |  | 4714.2094 | 227.2299 |  | 65.7918 | 233.2753 | 0 | 1.4543 | 159.9838 |  | 3958.5774 | 528.4021 | 0 | 3957.7069 | 3.9097 |  |  | -1824.2233 | 1124.5846 | 4373.1167 | 0 | 1023.6317 |  |  | 94.3225 | 184.6933 | 668.673 | 0 |  |  |  | 97.746 |  | 52.803 | 0 |  | 1 | 467.75 | 0.13759 | 2.5916 | 0.025294
3 Occupant_USA_CA_Sacramen_HPWH_50-gallon | USA_CA_Sacramen | HPWH_50-gallon | 3 | 10952.3398 | 97.746 |  | 4391.1801 | 788.7431 |  | 429.4181 | 1474.6437 | 7.3681 | 20.8068 | 331.1501 |  | 3129.0824 | 473.3546 | 0 | 4166.5841 | 7.005 |  |  | -1844.2026 | 1164.4113 | 4373.1167 | 0 | 1023.6317 |  |  | 94.3225 | 184.6933 | 668.673 | 0 |  |  |  | 97.746 |  | 52.803 | 0 |  | 2.75 | 423.5 | 0.23637 | 3.4591 | 0.023285
3 Occupant_USA_CA_San.Jose_HPWH_50-gallon | USA_CA_San.Jose | HPWH_50-gallon | 3 | 9789.2281 | 97.746 |  | 3230.2807 | 437.0897 |  | 194.0791 | 696.2236 | 1.335 | 6.2073 | 235.4683 |  | 2403.2641 | 389.9269 | 0 | 4204.4225 | 7.1451 |  |  | -1825.6604 | 1162.1991 | 4373.1167 | 0 | 1023.6317 |  |  | 94.3225 | 184.6933 | 668.673 | 0 |  |  |  | 97.746 |  | 52.803 | 0 |  | 3 | 221.5 | 0.20678 | 3.3092 | 0.017793
3 Occupant_USA_CA_Santa.An_HPWH_50-gallon | USA_CA_Santa.An | HPWH_50-gallon | 3 | 10287.9371 | 97.746 |  | 3782.8734 | 79.5973 |  | 17.9285 | 66.9079 | 0 | 0.14805 | 61.5208 |  | 3234.7375 | 468.5386 | 0 | 4000.8497 | 2.9186 |  |  | -1805.6891 | 1108.3154 | 4373.1167 | 0 | 1023.6317 |  |  | 94.3225 | 184.6933 | 668.673 | 0 |  |  |  | 97.746 |  | 52.803 | 0 |  | 0.5 | 564.75 | 0.15714 | 2.3291 | 0.021344
3 Occupant_USA_CO_Alamosa-_HPWH_50-gallon | USA_CO_Alamosa- | HPWH_50-gallon | 3 | 15367.6905 | 97.746 |  | 8477.0118 | 6707.4896 |  | 3235.1998 | 9074.457 | 2749.9526 | 84.5577 | 637.7796 |  | 1149.5291 | 619.993 | 0 | 4834.7858 | 36.183 |  |  | -1824.0662 | 1493.9304 | 4373.1167 | 0 | 1023.6317 |  |  | 94.3225 | 184.6933 | 668.673 | 0 |  |  |  | 97.746 |  | 52.803 | 0 |  | 24.5 | 0 | 0.3012 | 3.7805 | 0.02904
3 Occupant_USA_CO_Aspen-Pi_HPWH_50-gallon | USA_CO_Aspen-Pi | HPWH_50-gallon | 3 | 14769.088 | 97.746 |  | 7866.4939 | 6282.0661 |  | 3651.2199 | 10497.3606 | 1819.8737 | 127.5825 | 683.39 |  | 942.9262 | 641.5016 | 0 | 4886.6475 | 38.5084 |  |  | -1829.5599 | 1505.8458 | 4373.1167 | 0 | 1023.6317 |  |  | 94.3225 | 184.6933 | 668.673 | 0 |  |  |  | 97.746 |  | 52.803 | 0 |  | 8.25 | 0.5 | 0.2737 | 2.5153 | 0.029942
3 Occupant_USA_CO_Denver.I_HPWH_50-gallon | USA_CO_Denver.I | HPWH_50-gallon | 3 | 13411.5948 | 97.746 |  | 6644.8745 | 3910.8358 |  | 2511.8419 | 7491.9376 | 791.113 | 67.9036 | 539.9772 |  | 2116.9272 | 617.1115 | 0 | 4531.0644 | 21.694 |  |  | -1847.892 | 1369.9719 | 4373.1167 | 0 | 1023.6317 |  |  | 94.3225 | 184.6933 | 668.673 | 0 |  |  |  | 97.746 |  | 52.803 | 0 |  | 7 | 8.75 | 0.31082 | 5.1203 | 0.031202
3 Occupant_USA_CO_Trinidad_HPWH_50-gallon | USA_CO_Trinidad | HPWH_50-gallon | 3 | 12542.2162 | 97.746 |  | 5788.8469 | 3096.3667 |  | 1865.6765 | 5671.607 | 667.3202 | 49.1445 | 514.2255 |  | 2141.7859 | 550.6943 | 0 | 4454.0916 | 17.9159 |  |  | -1843.6368 | 1356.621 | 4373.1167 | 0 | 1023.6317 |  |  | 94.3225 | 184.6933 | 668.673 | 0 |  |  |  | 97.746 |  | 52.803 | 0 |  | 3 | 42.25 | 0.28422 | 5.5927 | 0.026311
3 Occupant_USA_CT_Bridgepo_HPWH_50-gallon | USA_CT_Bridgepo | HPWH_50-gallon | 3 | 12885.72 | 97.746 |  | 6208.2596 | 3785.5777 |  | 2157.8071 | 7062.1075 | 1159.6457 | 52.2511 | 415.8737 |  | 1899.7969 | 522.8849 | 0 | 4478.585 | 15.793 |  |  | -1864.2359 | 1280.7121 | 4373.1167 | 0 | 1023.6317 |  |  | 94.3225 | 184.6933 | 668.673 | 0 |  |  |  | 97.746 |  | 52.803 | 0 |  | 77.75 | 397 | 0.26255 | 4.5486 | 0.024356
3 Occupant_USA_DE_Wilmingt_HPWH_50-gallon | USA_DE_Wilmingt | HPWH_50-gallon | 3 | 12714.7608 | 97.746 |  | 6067.931 | 3185.6685 |  | 1993.6861 | 6445.677 | 726.9869 | 58.169 | 406.8265 |  | 2339.6335 | 542.6291 | 0 | 4389.0492 | 12.9194 |  |  | -1865.8193 | 1250.0815 | 4373.1167 | 0 | 1023.6317 |  |  | 94.3225 | 184.6933 | 668.673 | 0 |  |  |  | 97.746 |  | 52.803 | 0 |  | 27.5 | 310.75 | 0.25161 | 4.4249 | 0.025903
3 Occupant_USA_FL_Fort.Mye_HPWH_50-gallon | USA_FL_Fort.Mye | HPWH_50-gallon | 3 | 13062.6525 | 97.746 |  | 6661.5472 | 42.4352 |  | 13.2082 | 46.7679 | 0 | 0.052343 | 29.1746 |  | 5904.1928 | 714.9192 | 0 | 3602.8761 | 0 |  |  | -1813.8573 | 1004.357 | 4373.1167 | 0 | 1023.6317 |  |  | 94.3225 | 184.6933 | 668.673 | 0 |  |  |  | 97.746 |  | 52.803 | 0 |  | 0 | 1876.75 | 0.14353 | 3.5224 | 0.034886
3 Occupant_USA_FL_Jacksonv_HPWH_50-gallon | USA_FL_Jacksonv | HPWH_50-gallon | 3 | 11863.1685 | 97.746 |  | 5394.9835 | 321.3141 |  | 155.5504 | 514.362 | 2.4461 | 7.8823 | 155.4354 |  | 4497.4163 | 576.2531 | 0 | 3881.3318 | 2.5714 |  |  | -1823.0225 | 1071.4366 | 4373.1167 | 0 | 1023.6317 |  |  | 94.3225 | 184.6933 | 668.673 | 0 |  |  |  | 97.746 |  | 52.803 | 0 |  | 1.25 | 942.25 | 0.16524 | 3.3569 | 0.027928
3 Occupant_USA_FL_Miami.Na_HPWH_50-gallon | USA_FL_Miami.Na | HPWH_50-gallon | 3 | 13803.5982 | 97.746 |  | 7423.1914 | 4.9352 |  | 0.92789 | 3.437 | 0 | 0 | 4.0073 |  | 6642.0227 | 776.2335 | 0 | 3512.7344 | 0.046867 |  |  | -1822.8911 | 983.6585 | 4373.1167 | 0 | 1023.6317 |  |  | 94.3225 | 184.6933 | 668.673 | 0 |  |  |  | 97.746 |  | 52.803 | 0 |  | 0 | 1576.25 | 0.15269 | 4.1927 | 0.038852
3 Occupant_USA_GA_Atlanta-_HPWH_50-gallon | USA_GA_Atlanta- | HPWH_50-gallon | 3 | 11598.2681 | 97.746 |  | 5044.11 | 984.7789 |  | 603.0259 | 2023.6352 | 53.8594 | 20.0751 | 307.8185 |  | 3522.2614 | 537.0697 | 0 | 4089.8791 | 6.1557 |  |  | -1845.0808 | 1157.4098 | 4373.1167 | 0 | 1023.6317 |  |  | 94.3225 | 184.6933 | 668.673 | 0 |  |  |  | 97.746 |  | 52.803 | 0 |  | 5 | 647.25 | 0.20081 | 3.9752 | 0.025939
3 Occupant_USA_GA_Rome-Rus_HPWH_50-gallon | USA_GA_Rome-Rus | HPWH_50-gallon | 3 | 11661.8092 | 97.746 |  | 5093.9525 | 1257.7265 |  | 748.6187 | 2438.4275 | 131.6718 | 23.2693 | 354.1668 |  | 3307.7465 | 528.4795 | 0 | 4155.291 | 7.4169 |  |  | -1843.6364 | 1171.1084 | 4373.1167 | 0 | 1023.6317 |  |  | 94.3225 | 184.6933 | 668.673 | 0 |  |  |  | 97.746 |  | 52.803 | 0 |  | 5 | 672.25 | 0.15048 | 1.9318 | 0.024579
3 Occupant_USA_GA_Savannah_HPWH_50-gallon | USA_GA_Savannah | HPWH_50-gallon | 3 | 11832.453 | 97.746 |  | 5337.7782 | 503.4341 |  | 268.6395 | 889.5892 | 7.5881 | 12.2717 | 214.9348 |  | 4290.3229 | 544.0212 | 0 | 3941.4789 | 3.5398 |  |  | -1836.2057 | 1097.9265 | 4373.1167 | 0 | 1023.6317 |  |  | 94.3225 | 184.6933 | 668.673 | 0 |  |  |  | 97.746 |  | 52.803 | 0 |  | 1 | 590.25 | 0.17327 | 3.404 | 0.02658
3 Occupant_USA_IA_Des.Moin_HPWH_50-gallon | USA_IA_Des.Moin | HPWH_50-gallon | 3 | 16144.2378 | 97.746 |  | 9438.6831 | 6420.6677 |  | 3125.6601 | 9493.6422 | 2802.7533 | 93.1515 | 399.1028 |  | 2338.837 | 679.1784 | 0 | 4541.4566 | 17.163 |  |  | -1859.0707 | 1308.8064 | 4373.1167 | 0 | 1023.6317 |  |  | 94.3225 | 184.6933 | 668.673 | 0 |  |  |  | 97.746 |  | 52.803 | 0 |  | 37 | 235 | 0.30036 | 4.8714 | 0.033877
3 Occupant_USA_IA_Sioux.Ci_HPWH_50-gallon | USA_IA_Sioux.Ci | HPWH_50-gallon | 3 | 17625.1208 | 97.746 |  | 10888.9689 | 8110.9764 |  | 3828.3414 | 11344.84 | 3796.9467 | 116.9112 | 368.7771 |  | 2090.8188 | 687.1737 | 0 | 4635.7278 | 21.2475 |  |  | -1853.1562 | 1339.4035 | 4373.1167 | 0 | 1023.6317 |  |  | 94.3225 | 184.6933 | 668.673 | 0 |  |  |  | 97.746 |  | 52.803 | 0 |  | 42.5 | 90.75 | 0.32614 | 5.1116 | 0.034575
3 Occupant_USA_ID_Boise.AP_HPWH_50-gallon | USA_ID_Boise.AP | HPWH_50-gallon | 3 | 12796.6018 | 97.746 |  | 6079.2072 | 3220.1777 |  | 2278.6102 | 7228.0203 | 272.3421 | 103.5052 | 565.7202 |  | 2267.7635 | 591.2659 | 0 | 4481.9336 | 16.541 |  |  | -1864.3579 | 1320.6463 | 4373.1167 | 0 | 1023.6317 |  |  | 94.3225 | 184.6933 | 668.673 | 0 |  |  |  | 97.746 |  | 52.803 | 0 |  | 7 | 137.25 | 0.24453 | 3.5863 | 0.028907
3 Occupant_USA_ID_Idaho.Fa_HPWH_50-gallon | USA_ID_Idaho.Fa | HPWH_50-gallon | 3 | 16139.7849 | 97.746 |  | 9310.667 | 7140.675 |  | 4060.656 | 12256.4995 | 2377.5266 | 172.3934 | 530.0989 |  | 1446.9769 | 723.0151 | 0 | 4775.2979 | 27.9751 |  |  | -1853.2243 | 1432.3696 | 4373.1167 | 0 | 1023.6317 |  |  | 94.3225 | 184.6933 | 668.673 | 0 |  |  |  | 97.746 |  | 52.803 | 0 |  | 40 | 25.75 | 0.33597 | 4.309 | 0.03568
3 Occupant_USA_IL_Bellevil_HPWH_50-gallon | USA_IL_Bellevil | HPWH_50-gallon | 3 | 13170.6695 | 97.746 |  | 6537.8007 | 3142.241 |  | 1954.6625 | 6210.8942 | 684.7985 | 96.1215 | 406.6586 |  | 2787.8431 | 607.7166 | 0 | 4369.7716 | 13.0216 |  |  | -1855.0902 | 1236.1205 | 4373.1167 | 0 | 1023.6317 |  |  | 94.3225 | 184.6933 | 668.673 | 0 |  |  |  | 97.746 |  | 52.803 | 0 |  | 13.75 | 544.5 | 0.22385 | 3.3658 | 0.029412
3 Occupant_USA_IL_Chicago._HPWH_50-gallon | USA_IL_Chicago. | HPWH_50-gallon | 3 | 15415.7446 | 97.746 |  | 8707.3916 | 6073.5412 |  | 3154.5419 | 9618.6484 | 2461.9603 | 86.5116 | 370.5274 |  | 2033.6852 | 600.1652 | 0 | 4562.2641 | 17.6913 |  |  | -1861.9273 | 1311.6047 | 4373.1167 | 0 | 1023.6317 |  |  | 94.3225 | 184.6933 | 668.673 | 0 |  |  |  | 97.746 |  | 52.803 | 0 |  | 42.5 | 107 | 0.29611 | 5.3748 | 0.029405
3 Occupant_USA_IN_Evansvil_HPWH_50-gallon | USA_IN_Evansvil | HPWH_50-gallon | 3 | 12627.0586 | 97.746 |  | 6006.9972 | 2640.8868 |  | 1653.5231 | 5300.0418 | 552.2875 | 55.9935 | 379.0827 |  | 2793.6784 | 572.432 | 0 | 4310.9765 | 11.0784 |  |  | -1857.8503 | 1223.313 | 4373.1167 | 0 | 1023.6317 |  |  | 94.3225 | 184.6933 | 668.673 | 0 |  |  |  | 97.746 |  | 52.803 | 0 |  | 16.75 | 524.75 | 0.21446 | 3.2794 | 0.027232
3 Occupant_USA_IN_Indianap_HPWH_50-gallon | USA_IN_Indianap | HPWH_50-gallon | 3 | 14375.7627 | 97.746 |  | 7704.4572 | 4667.4452 |  | 2509.0029 | 7867.5612 | 1706.9863 | 82.3928 | 369.0632 |  | 2404.8324 | 632.1795 | 0 | 4463.3656 | 13.7477 |  |  | -1860.279 | 1274.5572 | 4373.1167 | 0 | 1023.6317 |  |  | 94.3225 | 184.6933 | 668.673 | 0 |  |  |  | 97.746 |  | 52.803 | 0 |  | 35 | 419.25 | 0.27751 | 5.0472 | 0.03099
3 Occupant_USA_KS_Hays.Rgn_HPWH_50-gallon | USA_KS_Hays.Rgn | HPWH_50-gallon | 3 | 14639.4186 | 97.746 |  | 7950.0264 | 4487.697 |  | 2634.0743 | 8188.3662 | 1370.5306 | 77.8575 | 405.2346 |  | 2787.3289 | 675.0005 | 0 | 4434.6325 | 13.897 |  |  | -1859.9672 | 1292.6438 | 4373.1167 | 0 | 1023.6317 |  |  | 94.3225 | 184.6933 | 668.673 | 0 |  |  |  | 97.746 |  | 52.803 | 0 |  | 22.25 | 453.25 | 0.36325 | 6.1544 | 0.034954
3 Occupant_USA_KS_Wichita._HPWH_50-gallon | USA_KS_Wichita. | HPWH_50-gallon | 3 | 13213.4549 | 97.746 |  | 6582.0356 | 2667.5857 |  | 1893.238 | 5933.1386 | 267.0184 | 78.2562 | 429.073 |  | 3311.0463 | 603.4036 | 0 | 4307.1686 | 10.3583 |  |  | -1865.1855 | 1234.6709 | 4373.1167 | 0 | 1023.6317 |  |  | 94.3225 | 184.6933 | 668.673 | 0 |  |  |  | 97.746 |  | 52.803 | 0 |  | 4.5 | 254.5 | 0.3486 | 5.9549 | 0.032006
3 Occupant_USA_KY_Louisvil_HPWH_50-gallon | USA_KY_Louisvil | HPWH_50-gallon | 3 | 12548.768 | 97.746 |  | 5928.4847 | 2517.2385 |  | 1612.8567 | 5209.3684 | 445.3557 | 54.0644 | 404.9618 |  | 2837.2605 | 573.9857 | 0 | 4297.3263 | 10.9659 |  |  | -1856.814 | 1223.5349 | 4373.1167 | 0 | 1023.6317 |  |  | 94.3225 | 184.6933 | 668.673 | 0 |  |  |  | 97.746 |  | 52.803 | 0 |  | 10.75 | 474.25 | 0.18645 | 2.7547 | 0.027022
3 Occupant_USA_LA_New.Orle_HPWH_50-gallon | USA_LA_New.Orle | HPWH_50-gallon | 3 | 12472.275 | 97.746 |  | 6020.6874 | 365.5934 |  | 221.6983 | 755.4562 | 4.6366 | 8.4417 | 130.8168 |  | 5017.9143 | 637.1797 | 0 | 3788.0113 | 1.8049 |  |  | -1826.7899 | 1054.8392 | 4373.1167 | 0 | 1023.6317 |  |  | 94.3225 | 184.6933 | 668.673 | 0 |  |  |  | 97.746 |  | 52.803 | 0 |  | 4.75 | 1339 | 0.19676 | 3.9368 | 0.031571
3 Occupant_USA_LA_Shrevepo_HPWH_50-gallon | USA_LA_Shrevepo | HPWH_50-gallon | 3 | 12252.4511 | 97.746 |  | 5746.7785 | 867.4306 |  | 517.598 | 1656.5392 | 86.8421 | 23.4261 | 239.5644 |  | 4300.148 | 579.1999 | 0 | 3962.2168 | 4.7575 |  |  | -1834.611 | 1108.9243 | 4373.1167 | 0 | 1023.6317 |  |  | 94.3225 | 184.6933 | 668.673 | 0 |  |  |  | 97.746 |  | 52.803 | 0 |  | 2.25 | 927.25 | 0.18385 | 3.1169 | 0.028204
3 Occupant_USA_MA_Boston-L_HPWH_50-gallon | USA_MA_Boston-L | HPWH_50-gallon | 3 | 13596.5566 | 97.746 |  | 6900.3637 | 4641.2027 |  | 2584.6283 | 8527.0384 | 1600.7941 | 78.3574 | 377.4228 |  | 1702.5786 | 556.5824 | 0 | 4541.1545 | 16.7554 |  |  | -1870.2814 | 1299.4446 | 4373.1167 | 0 | 1023.6317 |  |  | 94.3225 | 184.6933 | 668.673 | 0 |  |  |  | 97.746 |  | 52.803 | 0 |  | 118.25 | 340.25 | 0.3129 | 6.2356 | 0.026806
3 Occupant_USA_MD_Baltimor_HPWH_50-gallon | USA_MD_Baltimor | HPWH_50-gallon | 3 | 12416.4806 | 97.746 |  | 5780.7202 | 2687.4419 |  | 1655.7688 | 5328.783 | 568.9791 | 45.8136 | 416.8804 |  | 2546.9032 | 546.3751 | 0 | 4349.2921 | 12.04 |  |  | -1856.3727 | 1239.0121 | 4373.1167 | 0 | 1023.6317 |  |  | 94.3225 | 184.6933 | 668.673 | 0 |  |  |  | 97.746 |  | 52.803 | 0 |  | 18.25 | 560.75 | 0.20805 | 3.4823 | 0.025625
3 Occupant_USA_ME_Portland_HPWH_50-gallon | USA_ME_Portland | HPWH_50-gallon | 3 | 15421.1324 | 97.746 |  | 8674.2035 | 6802.6679 |  | 3091.7528 | 9823.4701 | 3216.3306 | 82.1068 | 412.4776 |  | 1294.5517 | 576.984 | 0 | 4724.3965 | 22.4885 |  |  | -1861.0439 | 1350.1805 | 4373.1167 | 0 | 1023.6317 |  |  | 94.3225 | 184.6933 | 668.673 | 0 |  |  |  | 97.746 |  | 52.803 | 0 |  | 94 | 225.25 | 0.27214 | 3.8504 | 0.026551
3 Occupant_USA_ME_Presque._HPWH_50-gallon | USA_ME_Presque. | HPWH_50-gallon | 3 | 22817.7019 | 97.746 |  | 15985.7467 | 14495.9196 |  | 3565.2369 | 10951.2178 | 10513.0633 | 97.3143 | 320.3051 |  | 884.6788 | 605.1483 | 0 | 4955.185 | 33.7889 |  |  | -1848.7429 | 1435.2069 | 4373.1167 | 0 | 1023.6317 |  |  | 94.3225 | 184.6933 | 668.673 | 0 |  |  |  | 97.746 |  | 52.803 | 0 |  | 413.75 | 292.75 | 0.29851 | 3.6418 | 0.026933
3 Occupant_USA_MI_Detroit-_HPWH_50-gallon | USA_MI_Detroit- | HPWH_50-gallon | 3 | 14526.8706 | 97.746 |  | 7815.0875 | 5390.2627 |  | 2942.0867 | 9244.8618 | 1970.7036 | 89.8423 | 387.6301 |  | 1805.7465 | 619.0783 | 0 | 4578.2402 | 18.3082 |  |  | -1860.0596 | 1315.0348 | 4373.1167 | 0 | 1023.6317 |  |  | 94.3225 | 184.6933 | 668.673 | 0 |  |  |  | 97.746 |  | 52.803 | 0 |  | 33.25 | 154.75 | 0.26173 | 4.2806 | 0.02966
3 Occupant_USA_MI_Houghton_HPWH_50-gallon | USA_MI_Houghton | HPWH_50-gallon | 3 | 17437.2913 | 97.746 |  | 10664.3409 | 8661.8395 |  | 3687.2839 | 11305.0315 | 4436.1368 | 145.8646 | 392.5542 |  | 1337.763 | 664.7384 | 0 | 4784.5436 | 24.6077 |  |  | -1854.6264 | 1376.2021 | 4373.1167 | 0 | 1023.6317 |  |  | 94.3225 | 184.6933 | 668.673 | 0 |  |  |  | 97.746 |  | 52.803 | 0 |  | 95.5 | 135 | 0.28399 | 4.2449 | 0.03149
3 Occupant_USA_MI_Traverse_HPWH_50-gallon | USA_MI_Traverse | HPWH_50-gallon | 3 | 16644.7199 | 97.746 |  | 9891.9369 | 7801.5703 |  | 3338.3047 | 10504.9107 | 3961.545 | 117.6296 | 384.0909 |  | 1457.9974 | 632.3692 | 0 | 4721.6032 | 22.9032 |  |  | -1857.4873 | 1356.0346 | 4373.1167 | 0 | 1023.6317 |  |  | 94.3225 | 184.6933 | 668.673 | 0 |  |  |  | 97.746 |  | 52.803 | 0 |  | 150.25 | 306 | 0.25742 | 3.3077 | 0.029061
3 Occupant_USA_MN_Duluth.I_HPWH_50-gallon | USA_MN_Duluth.I | HPWH_50-gallon | 3 | 21218.8942 | 97.746 |  | 14386.4757 | 12626.1949 |  | 4489.7189 | 13329.1168 | 7590.4061 | 140.9142 | 405.1557 |  | 1046.7932 | 713.4875 | 0 | 4936.7419 | 33.4705 |  |  | -1852.8716 | 1435.6702 | 4373.1167 | 0 | 1023.6317 |  |  | 94.3225 | 184.6933 | 668.673 | 0 |  |  |  | 97.746 |  | 52.803 | 0 |  | 125.25 | 78.75 | 0.33369 | 5.5443 | 0.034583
3 Occupant_USA_MN_Minneapo_HPWH_50-gallon | USA_MN_Minneapo | HPWH_50-gallon | 3 | 18914.3434 | 97.746 |  | 12156.1368 | 9533.6724 |  | 3827.6741 | 11260.8217 | 5255.4374 | 97.785 | 352.7758 |  | 1885.4291 | 737.0353 | 0 | 4700.8307 | 24.245 |  |  | -1850.9677 | 1361.4583 | 4373.1167 | 0 | 1023.6317 |  |  | 94.3225 | 184.6933 | 668.673 | 0 |  |  |  | 97.746 |  | 52.803 | 0 |  | 103.75 | 164.25 | 0.30639 | 4.9731 | 0.036567
3 Occupant_USA_MO_Kansas.C_HPWH_50-gallon | USA_MO_Kansas.C | HPWH_50-gallon | 3 | 13302.6903 | 97.746 |  | 6665.5312 | 3177.5111 |  | 1906.7615 | 5976.5493 | 849.4432 | 51.6158 | 369.6907 |  | 2881.3421 | 606.678 | 0 | 4321.1344 | 11.8865 |  |  | -1861.1714 | 1240.4108 | 4373.1167 | 0 | 1023.6317 |  |  | 94.3225 | 184.6933 | 668.673 | 0 |  |  |  | 97.746 |  | 52.803 | 0 |  | 12.25 | 419.25 | 0.24585 | 3.9872 | 0.029698
3 Occupant_USA_MO_St.Josep_HPWH_50-gallon | USA_MO_St.Josep | HPWH_50-gallon | 3 | 15094.7745 | 97.746 |  | 8420.1782 | 5298.205 |  | 2637.4975 | 8087.0852 | 2218.2573 | 82.9843 | 359.4659 |  | 2481.9774 | 639.9958 | 0 | 4459.1252 | 14.5281 |  |  | -1859.9455 | 1277.848 | 4373.1167 | 0 | 1023.6317 |  |  | 94.3225 | 184.6933 | 668.673 | 0 |  |  |  | 97.746 |  | 52.803 | 0 |  | 31 | 339 | 0.28367 | 4.3094 | 0.031547
3 Occupant_USA_MS_Gulfport_HPWH_50-gallon | USA_MS_Gulfport | HPWH_50-gallon | 3 | 12016.9207 | 97.746 |  | 5546.6255 | 436.7807 |  | 231.2783 | 780.7576 | 14.8069 | 9.0468 | 181.6488 |  | 4533.7327 | 576.1121 | 0 | 3862.9322 | 2.7586 |  |  | -1829.8676 | 1073.5468 | 4373.1167 | 0 | 1023.6317 |  |  | 94.3225 | 184.6933 | 668.673 | 0 |  |  |  | 97.746 |  | 52.803 | 0 |  | 3 | 1163 | 0.17613 | 3.3146 | 0.027702
3 Occupant_USA_MS_Jackson-_HPWH_50-gallon | USA_MS_Jackson- | HPWH_50-gallon | 3 | 11887.7095 | 97.746 |  | 5375.4325 | 782.2197 |  | 459.0391 | 1522.589 | 30.4293 | 22.1946 | 270.5568 |  | 4026.9859 | 566.2269 | 0 | 3995.6043 | 4.462 |  |  | -1840.8031 | 1115.5287 | 4373.1167 | 0 | 1023.6317 |  |  | 94.3225 | 184.6933 | 668.673 | 0 |  |  |  | 97.746 |  | 52.803 | 0 |  | 3.25 | 847.25 | 0.16964 | 2.7559 | 0.027305
3 Occupant_USA_MT_Billings_HPWH_50-gallon | USA_MT_Billings | HPWH_50-gallon | 3 | 15639.6273 | 97.746 |  | 8843.3692 | 6634.2807 |  | 3538.4217 | 10895.7099 | 2510.2567 | 92.8576 | 492.7446 |  | 1547.9094 | 661.179 | 0 | 4686.9103 | 24.2926 |  |  | -1863.8658 | 1399.5098 | 4373.1167 | 0 | 1023.6317 |  |  | 94.3225 | 184.6933 | 668.673 | 0 |  |  |  | 97.746 |  | 52.803 | 0 |  | 21.5 | 79 | 0.33022 | 5.874 | 0.032561
3 Occupant_USA_NC_Charlott_HPWH_50-gallon | USA_NC_Charlott | HPWH_50-gallon | 3 | 11499.2982 | 97.746 |  | 4926.1378 | 1221.7713 |  | 741.8729 | 2421.5676 | 112.228 | 27.9204 | 339.75 |  | 3184.7857 | 519.5809 | 0 | 4159.9081 | 7.6021 |  |  | -1842.4442 | 1176.4121 | 4373.1167 | 0 | 1023.6317 |  |  | 94.3225 | 184.6933 | 668.673 | 0 |  |  |  | 97.746 |  | 52.803 | 0 |  | 5.5 | 581 | 0.19259 | 2.9361 | 0.024559
3 Occupant_USA_NC_Raleigh-_HPWH_50-gallon | USA_NC_Raleigh- | HPWH_50-gallon | 3 | 11610.7637 | 97.746 |  | 5050.927 | 1101.5181 |  | 662.8743 | 2170.9013 | 63.4676 | 25.8839 | 349.2922 |  | 3417.6907 | 531.7183 | 0 | 4129.0498 | 6.5891 |  |  | -1838.5162 | 1163.0883 | 4373.1167 | 0 | 1023.6317 |  |  | 94.3225 | 184.6933 | 668.673 | 0 |  |  |  | 97.746 |  | 52.803 | 0 |  | 5 | 859.75 | 0.18622 | 2.9374 | 0.025141
3 Occupant_USA_ND_Bismarck_HPWH_50-gallon | USA_ND_Bismarck | HPWH_50-gallon | 3 | 20864.7558 | 97.746 |  | 14053.1698 | 11780.4625 |  | 4326.0445 | 12844.252 | 6960.0851 | 141.3625 | 352.9704 |  | 1512.1239 | 760.5833 | 0 | 4855.3513 | 29.2045 |  |  | -1846.8702 | 1414.8377 | 4373.1167 | 0 | 1023.6317 |  |  | 94.3225 | 184.6933 | 668.673 | 0 |  |  |  | 97.746 |  | 52.803 | 0 |  | 53 | 218.75 | 0.32931 | 4.9234 | 0.036962
3 Occupant_USA_ND_Fargo-He_HPWH_50-gallon | USA_ND_Fargo-He | HPWH_50-gallon | 3 | 25169.997 | 97.746 |  | 18358.5437 | 16056.9039 |  | 4422.3893 | 12738.605 | 11226.7989 | 106.5973 | 301.1184 |  | 1528.1239 | 773.5159 | 0 | 4862.6635 | 31.4989 |  |  | -1844.3652 | 1414.705 | 4373.1167 | 0 | 1023.6317 |  |  | 94.3225 | 184.6933 | 668.673 | 0 |  |  |  | 97.746 |  | 52.803 | 0 |  | 163.25 | 219.75 | 0.38841 | 5.7107 | 0.038885
3 Occupant_USA_NE_Omaha-Mi_HPWH_50-gallon | USA_NE_Omaha-Mi | HPWH_50-gallon | 3 | 15467.9545 | 97.746 |  | 8767.5695 | 5693.7233 |  | 2798.1438 | 8501.0152 | 2406.9044 | 91.8222 | 396.8529 |  | 2404.5489 | 669.2973 | 0 | 4524.3151 | 16.9042 |  |  | -1853.1435 | 1303.6366 | 4373.1167 | 0 | 1023.6317 |  |  | 94.3225 | 184.6933 | 668.673 | 0 |  |  |  | 97.746 |  | 52.803 | 0 |  | 31.5 | 401.25 | 0.2441 | 3.1541 | 0.032281
3 Occupant_USA_NH_Concord._HPWH_50-gallon | USA_NH_Concord. | HPWH_50-gallon | 3 | 15411.4824 | 97.746 |  | 8666.5179 | 6525.9861 |  | 3013.6192 | 9415.8277 | 2989.3617 | 96.1022 | 426.903 |  | 1539.3644 | 601.1674 | 0 | 4695.6194 | 22.5962 |  |  | -1858.1565 | 1348.2161 | 4373.1167 | 0 | 1023.6317 |  |  | 94.3225 | 184.6933 | 668.673 | 0 |  |  |  | 97.746 |  | 52.803 | 0 |  | 108.75 | 315 | 0.23516 | 2.7597 | 0.027161
3 Occupant_USA_NH_Manchest_HPWH_50-gallon | USA_NH_Manchest | HPWH_50-gallon | 3 | 13953.4718 | 97.746 |  | 7237.841 | 4993.1251 |  | 2663.5188 | 8414.6678 | 1819.3242 | 74.6696 | 435.6125 |  | 1673.766 | 570.9498 | 0 | 4593.4314 | 18.8165 |  |  | -1862.0037 | 1318.8825 | 4373.1167 | 0 | 1023.6317 |  |  | 94.3225 | 184.6933 | 668.673 | 0 |  |  |  | 97.746 |  | 52.803 | 0 |  | 75 | 220.5 | 0.23529 | 2.9915 | 0.026221
3 Occupant_USA_NJ_Newark.L_HPWH_50-gallon | USA_NJ_Newark.L | HPWH_50-gallon | 3 | 12963.5159 | 97.746 |  | 6303.1474 | 3340.8938 |  | 2064.7118 | 6697.5555 | 854.8056 | 35.0779 | 386.2986 |  | 2391.3012 | 570.9524 | 0 | 4391.7769 | 13.1475 |  |  | -1863.714 | 1263.6201 | 4373.1167 | 0 | 1023.6317 |  |  | 94.3225 | 184.6933 | 668.673 | 0 |  |  |  | 97.746 |  | 52.803 | 0 |  | 19.5 | 468.75 | 0.27588 | 5.1038 | 0.027757
3 Occupant_USA_NJ_Trenton-_HPWH_50-gallon | USA_NJ_Trenton- | HPWH_50-gallon | 3 | 12500.5362 | 97.746 |  | 5846.9315 | 3128.3841 |  | 1830.3484 | 6014.2418 | 832.4261 | 42.6819 | 422.9277 |  | 2190.8649 | 527.6825 | 0 | 4409.7519 | 13.3508 |  |  | -1860.0133 | 1256.8564 | 4373.1167 | 0 | 1023.6317 |  |  | 94.3225 | 184.6933 | 668.673 | 0 |  |  |  | 97.746 |  | 52.803 | 0 |  | 41.5 | 604.75 | 0.22011 | 3.3451 | 0.02409
3 Occupant_USA_NM_Albuquer_HPWH_50-gallon | USA_NM_Albuquer | HPWH_50-gallon | 3 | 11838.8016 | 97.746 |  | 5146.7247 | 1639.586 |  | 1040.2141 | 3174.2836 | 77.5303 | 22.9733 | 498.8684 |  | 2959.0902 | 548.0485 | 0 | 4260.4799 | 12.9455 |  |  | -1836.1459 | 1295.3286 | 4373.1167 | 0 | 1023.6317 |  |  | 94.3225 | 184.6933 | 668.673 | 0 |  |  |  | 97.746 |  | 52.803 | 0 |  | 0.75 | 40.25 | 0.2504 | 4.2343 | 0.027013
3 Occupant_USA_NM_Las.Cruc_HPWH_50-gallon | USA_NM_Las.Cruc | HPWH_50-gallon | 3 | 11716.3336 | 97.746 |  | 5085.1283 | 886.5609 |  | 467.5286 | 1481.6563 | 10.271 | 10.1461 | 398.6152 |  | 3653.2682 | 545.2993 | 0 | 4065.3693 | 8.9909 |  |  | -1838.8493 | 1234.4569 | 4373.1167 | 0 | 1023.6317 |  |  | 94.3225 | 184.6933 | 668.673 | 0 |  |  |  | 97.746 |  | 52.803 | 0 |  | 1.25 | 118.75 | 0.21231 | 4.2624 | 0.026695
3 Occupant_USA_NM_Santa.Fe_HPWH_50-gallon | USA_NM_Santa.Fe | HPWH_50-gallon | 3 | 12279.4981 | 97.746 |  | 5511.7343 | 2885.1926 |  | 1907.2638 | 5794.9895 | 354.0639 | 59.4834 | 564.3816 |  | 2074.0422 | 552.4994 | 0 | 4474.6676 | 19.3235 |  |  | -1838.7199 | 1371.0155 | 4373.1167 | 0 | 1023.6317 |  |  | 94.3225 | 184.6933 | 668.673 | 0 |  |  |  | 97.746 |  | 52.803 | 0 |  | 1.75 | 11.5 | 0.2768 | 4.3848 | 0.026618
3 Occupant_USA_NV_Las.Vega_HPWH_50-gallon | USA_NV_Las.Vega | HPWH_50-gallon | 3 | 13756.365 | 97.746 |  | 7210.5969 | 479.9349 |  | 214.3029 | 716.219 | 1.087 | 2.4118 | 262.1334 |  | 6024.6856 | 705.9764 | 0 | 3765.6435 | 4.9278 |  |  | -1852.3238 | 1149.0198 | 4373.1167 | 0 | 1023.6317 |  |  | 94.3225 | 184.6933 | 668.673 | 0 |  |  |  | 97.746 |  | 52.803 | 0 |  | 1 | 644.25 | 0.2361 | 4.0048 | 0.037646
3 Occupant_USA_NV_Reno-Tah_HPWH_50-gallon | USA_NV_Reno-Tah | HPWH_50-gallon | 3 | 11631.4826 | 97.746 |  | 4911.429 | 2075.0818 |  | 1329.5108 | 4131.3924 | 75.7478 | 47.7562 | 622.067 |  | 2332.4146 | 503.9325 | 0 | 4412.4873 | 15.7285 |  |  | -1847.6807 | 1323.3053 | 4373.1167 | 0 | 1023.6317 |  |  | 94.3225 | 184.6933 | 668.673 | 0 |  |  |  | 97.746 |  | 52.803 | 0 |  | 3.25 | 49.5 | 0.23279 | 3.3265 | 0.02405
3 Occupant_USA_NY_Buffalo._HPWH_50-gallon | USA_NY_Buffalo. | HPWH_50-gallon | 3 | 14865.4242 | 97.746 |  | 8134.3255 | 5878.8857 |  | 3728.0054 | 11687.8495 | 1618.9742 | 125.9755 | 405.9306 |  | 1655.2151 | 600.2247 | 0 | 4656.6335 | 18.7281 |  |  | -1867.9156 | 1334.3504 | 4373.1167 | 0 | 1023.6317 |  |  | 94.3225 | 184.6933 | 668.673 | 0 |  |  |  | 97.746 |  | 52.803 | 0 |  | 41.5 | 47 | 0.30265 | 5.4748 | 0.029057
3 Occupant_USA_NY_New.York_HPWH_50-gallon | USA_NY_New.York | HPWH_50-gallon | 3 | 13261.2382 | 97.746 |  | 6593.1422 | 3836.7754 |  | 2239.124 | 7340.9279 | 1178.723 | 32.9386 | 385.9898 |  | 2214.3051 | 542.0617 | 0 | 4428.6336 | 13.423 |  |  | -1866.9722 | 1271.3476 | 4373.1167 | 0 | 1023.6317 |  |  | 94.3225 | 184.6933 | 668.673 | 0 |  |  |  | 97.746 |  | 52.803 | 0 |  | 43.5 | 440.25 | 0.32751 | 6.3418 | 0.026725
3 Occupant_USA_NY_Syracuse_HPWH_50-gallon | USA_NY_Syracuse | HPWH_50-gallon | 3 | 15160.5661 | 97.746 |  | 8433.5751 | 6051.2541 |  | 3424.8015 | 10693.8488 | 2117.1884 | 108.0292 | 401.2351 |  | 1748.5474 | 633.7735 | 0 | 4642.0213 | 19.8 |  |  | -1861.8694 | 1330.2426 | 4373.1167 | 0 | 1023.6317 |  |  | 94.3225 | 184.6933 | 668.673 | 0 |  |  |  | 97.746 |  | 52.803 | 0 |  | 30.75 | 170 | 0.27111 | 4.5592 | 0.030469
3 Occupant_USA_OH_Cincinna_HPWH_50-gallon | USA_OH_Cincinna | HPWH_50-gallon | 3 | 13160.9749 | 97.746 |  | 6510.205 | 3536.3406 |  | 2027.4015 | 6428.4482 | 1046.0215 | 70.2345 | 392.6831 |  | 2398.5556 | 575.3088 | 0 | 4425.3059 | 13.2161 |  |  | -1857.9608 | 1254.0216 | 4373.1167 | 0 | 1023.6317 |  |  | 94.3225 | 184.6933 | 668.673 | 0 |  |  |  | 97.746 |  | 52.803 | 0 |  | 21.25 | 468.5 | 0.21585 | 3.1193 | 0.026982
3 Occupant_USA_OH_Columbus_HPWH_50-gallon | USA_OH_Columbus | HPWH_50-gallon | 3 | 14069.373 | 97.746 |  | 7396.7058 | 4444.0102 |  | 2371.6103 | 7520.8857 | 1643.1259 | 78.1817 | 351.0923 |  | 2341.6806 | 611.015 | 0 | 4459.5163 | 13.8982 |  |  | -1856.3526 | 1275.9188 | 4373.1167 | 0 | 1023.6317 |  |  | 94.3225 | 184.6933 | 668.673 | 0 |  |  |  | 97.746 |  | 52.803 | 0 |  | 40.25 | 611.5 | 0.25171 | 4.2375 | 0.028927
3 Occupant_USA_OK_Oklahoma_HPWH_50-gallon | USA_OK_Oklahoma | HPWH_50-gallon | 3 | 13430.7449 | 97.746 |  | 6835.3674 | 2592.6116 |  | 1461.607 | 4606.4548 | 759.8954 | 49.2072 | 321.902 |  | 3614.4648 | 628.291 | 0 | 4176.0863 | 8.5521 |  |  | -1856.2092 | 1198.6291 | 4373.1167 | 0 | 1023.6317 |  |  | 94.3225 | 184.6933 | 668.673 | 0 |  |  |  | 97.746 |  | 52.803 | 0 |  | 9.5 | 678.25 | 0.3479 | 5.9196 | 0.032862
3 Occupant_USA_OR_Portland_HPWH_50-gallon | USA_OR_Portland | HPWH_50-gallon | 3 | 10571.3076 | 97.746 |  | 3931.8726 | 1891.228 |  | 1303.036 | 4558.1783 | 18.2939 | 53.3696 | 516.5285 |  | 1642.4671 | 398.1776 | 0 | 4447.493 | 11.9551 |  |  | -1877.1171 | 1242.6866 | 4373.1167 | 0 | 1023.6317 |  |  | 94.3225 | 184.6933 | 668.673 | 0 |  |  |  | 97.746 |  | 52.803 | 0 |  | 9.75 | 108.75 | 0.22965 | 3.8691 | 0.018504
3 Occupant_USA_OR_Redmond._HPWH_50-gallon | USA_OR_Redmond. | HPWH_50-gallon | 3 | 12596.7103 | 97.746 |  | 5837.4043 | 3821.0351 |  | 2503.0588 | 7891.3782 | 534.3431 | 112.5054 | 671.1278 |  | 1478.6824 | 537.6868 | 0 | 4647.0041 | 21.4886 |  |  | -1865.3506 | 1362.5577 | 4373.1167 | 0 | 1023.6317 |  |  | 94.3225 | 184.6933 | 668.673 | 0 |  |  |  | 97.746 |  | 52.803 | 0 |  | 9 | 47.25 | 0.25391 | 3.0681 | 0.025217
3 Occupant_USA_PA_Bradford_HPWH_50-gallon | USA_PA_Bradford | HPWH_50-gallon | 3 | 16734.6771 | 97.746 |  | 9958.7472 | 8129.6747 |  | 3365.8644 | 10392.7366 | 4255.1901 | 131.4258 | 377.1945 |  | 1213.5668 | 615.5057 | 0 | 4773.4407 | 26.1016 |  |  | -1851.7511 | 1379.1816 | 4373.1167 | 0 | 1023.6317 |  |  | 94.3225 | 184.6933 | 668.673 | 0 |  |  |  | 97.746 |  | 52.803 | 0 |  | 110.25 | 183.75 | 0.2629 | 3.6606 | 0.028185
3 Occupant_USA_PA_Philadel_HPWH_50-gallon | USA_PA_Philadel | HPWH_50-gallon | 3 | 12583.6779 | 97.746 |  | 5947.9502 | 2835.0005 |  | 1737.831 | 5683.8566 | 675.4363 | 32.3119 | 389.4212 |  | 2560.325 | 552.6248 | 0 | 4330.0358 | 12.0277 |  |  | -1860.5996 | 1238.9794 | 4373.1167 | 0 | 1023.6317 |  |  | 94.3225 | 184.6933 | 668.673 | 0 |  |  |  | 97.746 |  | 52.803 | 0 |  | 20.25 | 614 | 0.25622 | 4.7559 | 0.026491
3 Occupant_USA_PA_Pittsbur_HPWH_50-gallon | USA_PA_Pittsbur | HPWH_50-gallon | 3 | 13586.9027 | 97.746 |  | 6891.1271 | 4354.7907 |  | 2513.5466 | 7986.3898 | 1366.7421 | 89.6464 | 384.8556 |  | 1949.3831 | 586.9533 | 0 | 4527.5003 | 16.2098 |  |  | -1859.0423 | 1299.0273 | 4373.1167 | 0 | 1023.6317 |  |  | 94.3225 | 184.6933 | 668.673 | 0 |  |  |  | 97.746 |  | 52.803 | 0 |  | 39.5 | 337.75 | 0.24523 | 3.8578 | 0.027459
3 Occupant_USA_RI_Providen_HPWH_50-gallon | USA_RI_Providen | HPWH_50-gallon | 3 | 13094.2872 | 97.746 |  | 6409.4651 | 4003.5789 |  | 2361.8458 | 7668.3586 | 1163.0615 | 69.3842 | 409.2874 |  | 1856.3234 | 549.5628 | 0 | 4517.0172 | 16.1889 |  |  | -1864.9445 | 1288.0738 | 4373.1167 | 0 | 1023.6317 |  |  | 94.3225 | 184.6933 | 668.673 | 0 |  |  |  | 97.746 |  | 52.803 | 0 |  | 25.5 | 290.25 | 0.26802 | 4.3388 | 0.026016
3 Occupant_USA_SC_JB.Charl_HPWH_50-gallon | USA_SC_JB.Charl | HPWH_50-gallon | 3 | 11848.9249 | 97.746 |  | 5347.9334 | 613.9524 |  | 348.2708 | 1151.2643 | 16.9236 | 15.729 | 233.0291 |  | 4215.2647 | 518.7162 | 0 | 3964.9233 | 4.0432 |  |  | -1841.4986 | 1104.2431 | 4373.1167 | 0 | 1023.6317 |  |  | 94.3225 | 184.6933 | 668.673 | 0 |  |  |  | 97.746 |  | 52.803 | 0 |  | 1.5 | 402.5 | 0.18765 | 3.5339 | 0.025315
3 Occupant_USA_SC_Columbia_HPWH_50-gallon | USA_SC_Columbia | HPWH_50-gallon | 3 | 11949.883 | 97.746 |  | 5426.9274 | 856.4499 |  | 500.8395 | 1650.558 | 36.7779 | 22.5735 | 296.259 |  | 4013.1273 | 557.3502 | 0 | 4009.7031 | 5.1965 |  |  | -1839.0609 | 1126.2073 | 4373.1167 | 0 | 1023.6317 |  |  | 94.3225 | 184.6933 | 668.673 | 0 |  |  |  | 97.746 |  | 52.803 | 0 |  | 3.5 | 914.5 | 0.15684 | 2.7559 | 0.026515
3 Occupant_USA_SD_Yankton-_HPWH_50-gallon | USA_SD_Yankton- | HPWH_50-gallon | 3 | 17659.6376 | 97.746 |  | 10911.191 | 8337.1771 |  | 3866.771 | 11410.1933 | 3945.0457 | 132.64 | 392.7203 |  | 1928.4591 | 645.5548 | 0 | 4673.3679 | 21.7747 |  |  | -1855.9847 | 1351.6982 | 4373.1167 | 0 | 1023.6317 |  |  | 94.3225 | 184.6933 | 668.673 | 0 |  |  |  | 97.746 |  | 52.803 | 0 |  | 84.5 | 91 | 0.33243 | 5.623 | 0.032233
3 Occupant_USA_SD_Sioux.Fa_HPWH_50-gallon | USA_SD_Sioux.Fa | HPWH_50-gallon | 3 | 18237.8449 | 97.746 |  | 11470.6676 | 8983.7607 |  | 4298.5083 | 12391.987 | 4151.2488 | 134.2205 | 399.783 |  | 1804.9936 | 681.9133 | 0 | 4734.4775 | 24.5335 |  |  | -1850.2979 | 1370.429 | 4373.1167 | 0 | 1023.6317 |  |  | 94.3225 | 184.6933 | 668.673 | 0 |  |  |  | 97.746 |  | 52.803 | 0 |  | 47.75 | 21.5 | 0.33689 | 5.001 | 0.034379
3 Occupant_USA_TN_Memphis._HPWH_50-gallon | USA_TN_Memphis. | HPWH_50-gallon | 3 | 12363.99 | 97.746 |  | 5820.0247 | 1389.3935 |  | 883.781 | 2919.5395 | 161.7919 | 32.6441 | 311.1766 |  | 3842.9427 | 587.6885 | 0 | 4061.5786 | 6.2682 |  |  | -1846.1461 | 1147.2169 | 4373.1167 | 0 | 1023.6317 |  |  | 94.3225 | 184.6933 | 668.673 | 0 |  |  |  | 97.746 |  | 52.803 | 0 |  | 9.25 | 1071 | 0.22598 | 3.8998 | 0.028659
3 Occupant_USA_TN_Nashvill_HPWH_50-gallon | USA_TN_Nashvill | HPWH_50-gallon | 3 | 11884.732 | 97.746 |  | 5309.7367 | 1482.4972 |  | 928.8454 | 3029.4589 | 174.1503 | 32.036 | 347.4654 |  | 3283.8958 | 543.3438 | 0 | 4162.3619 | 7.186 |  |  | -1848.4455 | 1178.2469 | 4373.1167 | 0 | 1023.6317 |  |  | 94.3225 | 184.6933 | 668.673 | 0 |  |  |  | 97.746 |  | 52.803 | 0 |  | 9.25 | 804.25 | 0.19841 | 2.9976 | 0.025602
3 Occupant_USA_TX_Austin-C_HPWH_50-gallon | USA_TX_Austin-C | HPWH_50-gallon | 3 | 12795.2577 | 97.746 |  | 6319.9816 | 551.7124 |  | 305.5214 | 976.2612 | 51.6843 | 9.1515 | 185.3553 |  | 5115.6624 | 652.6068 | 0 | 3810.6988 | 2.7876 |  |  | -1827.6313 | 1078.5278 | 4373.1167 | 0 | 1023.6317 |  |  | 94.3225 | 184.6933 | 668.673 | 0 |  |  |  | 97.746 |  | 52.803 | 0 |  | 1.5 | 1238.5 | 0.14366 | 2.1947 | 0.032022
3 Occupant_USA_TX_Dallas-F_HPWH_50-gallon | USA_TX_Dallas-F | HPWH_50-gallon | 3 | 12686.5804 | 97.746 |  | 6173.6369 | 789.7302 |  | 493.6138 | 1642.5181 | 5.3739 | 15.4826 | 275.26 |  | 4776.9422 | 606.9644 | 0 | 3931.2884 | 5.0639 |  |  | -1851.985 | 1116.1952 | 4373.1167 | 0 | 1023.6317 |  |  | 94.3225 | 184.6933 | 668.673 | 0 |  |  |  | 97.746 |  | 52.803 | 0 |  | 1 | 514 | 0.29365 | 5.2588 | 0.032519
3 Occupant_USA_TX_Houston-_HPWH_50-gallon | USA_TX_Houston- | HPWH_50-gallon | 3 | 12680.8692 | 97.746 |  | 6238.4689 | 260.0226 |  | 131.2699 | 457.7072 | 0.36428 | 4.184 | 124.2044 |  | 5337.4023 | 641.044 | 0 | 3761.0164 | 1.3659 |  |  | -1831.4623 | 1045.652 | 4373.1167 | 0 | 1023.6317 |  |  | 94.3225 | 184.6933 | 668.673 | 0 |  |  |  | 97.746 |  | 52.803 | 0 |  | 0.25 | 1065.25 | 0.17677 | 3.5657 | 0.032618
3 Occupant_USA_TX_Lubbock._HPWH_50-gallon | USA_TX_Lubbock. | HPWH_50-gallon | 3 | 12658.2729 | 97.746 |  | 6034.6526 | 1683.4308 |  | 1185.3084 | 3697.1213 | 62.5681 | 55.1546 | 380.3997 |  | 3732.0703 | 619.1515 | 0 | 4158.8194 | 9.6853 |  |  | -1853.565 | 1226.8719 | 4373.1167 | 0 | 1023.6317 |  |  | 94.3225 | 184.6933 | 668.673 | 0 |  |  |  | 97.746 |  | 52.803 | 0 |  | 0.5 | 136 | 0.33047 | 6.441 | 0.033311
3 Occupant_USA_TX_San.Anto_HPWH_50-gallon | USA_TX_San.Anto | HPWH_50-gallon | 3 | 13205.1898 | 97.746 |  | 6736.9447 | 531.9958 |  | 310.0941 | 990.7052 | 49.065 | 7.7817 | 165.055 |  | 5508.7165 | 696.2324 | 0 | 3799.1607 | 2.3869 |  |  | -1835.6766 | 1071.4968 | 4373.1167 | 0 | 1023.6317 |  |  | 94.3225 | 184.6933 | 668.673 | 0 |  |  |  | 97.746 |  | 52.803 | 0 |  | 1 | 948 | 0.22832 | 4.2633 | 0.036458
3 Occupant_USA_UT_Salt.Lak_HPWH_50-gallon | USA_UT_Salt.Lak | HPWH_50-gallon | 3 | 13253.7904 | 97.746 |  | 6529.6912 | 3296.4915 |  | 2306.1504 | 7044.482 | 355.8858 | 98.5969 | 535.8584 |  | 2596.5571 | 636.6426 | 0 | 4455.0521 | 17.2026 |  |  | -1854.9077 | 1327.3508 | 4373.1167 | 0 | 1023.6317 |  |  | 94.3225 | 184.6933 | 668.673 | 0 |  |  |  | 97.746 |  | 52.803 | 0 |  | 4.5 | 83.25 | 0.26095 | 3.5089 | 0.03159
3 Occupant_USA_UT_St.Georg_HPWH_50-gallon | USA_UT_St.Georg | HPWH_50-gallon | 3 | 12753.8642 | 97.746 |  | 6152.4537 | 1094.6854 |  | 656.7855 | 2087.6445 | 14.1815 | 16.7836 | 406.9347 |  | 4444.7113 | 613.057 | 0 | 4020.6275 | 8.2804 |  |  | -1852.5394 | 1204.6621 | 4373.1167 | 0 | 1023.6317 |  |  | 94.3225 | 184.6933 | 668.673 | 0 |  |  |  | 97.746 |  | 52.803 | 0 |  | 1.25 | 364.75 | 0.19425 | 3.2829 | 0.030941
3 Occupant_USA_UT_Vernal.R_HPWH_50-gallon | USA_UT_Vernal.R | HPWH_50-gallon | 3 | 15173.7146 | 97.746 |  | 8364.5639 | 5683.2629 |  | 3162.9041 | 9109.1314 | 1884.2577 | 102.0323 | 534.0688 |  | 1993.5472 | 687.7538 | 0 | 4664.5825 | 27.5923 |  |  | -1834.0481 | 1412.4023 | 4373.1167 | 0 | 1023.6317 |  |  | 94.3225 | 184.6933 | 668.673 | 0 |  |  |  | 97.746 |  | 52.803 | 0 |  | 10.25 | 53.5 | 0.23836 | 2.4254 | 0.032707
3 Occupant_USA_VA_Norfolk._HPWH_50-gallon | USA_VA_Norfolk. | HPWH_50-gallon | 3 | 11638.1377 | 97.746 |  | 5077.4751 | 1331.2974 |  | 867.5869 | 2937.7405 | 78.6826 | 25.7186 | 359.3093 |  | 3222.6072 | 523.5705 | 0 | 4154.3514 | 7.1011 |  |  | -1849.9935 | 1163.9143 | 4373.1167 | 0 | 1023.6317 |  |  | 94.3225 | 184.6933 | 668.673 | 0 |  |  |  | 97.746 |  | 52.803 | 0 |  | 21 | 803.75 | 0.2515 | 4.4623 | 0.025418
3 Occupant_USA_VT_Burlingt_HPWH_50-gallon | USA_VT_Burlingt | HPWH_50-gallon | 3 | 16661.3786 | 97.746 |  | 9911.1328 | 7728.1635 |  | 3431.1874 | 10659.0963 | 3836.8926 | 95.4432 | 364.6403 |  | 1536.7861 | 646.1832 | 0 | 4707.7288 | 22.8187 |  |  | -1860.8314 | 1353.4974 | 4373.1167 | 0 | 1023.6317 |  |  | 94.3225 | 184.6933 | 668.673 | 0 |  |  |  | 97.746 |  | 52.803 | 0 |  | 125.25 | 263.25 | 0.28735 | 3.5745 | 0.030582
3 Occupant_USA_WA_Seattle-_HPWH_50-gallon | USA_WA_Seattle- | HPWH_50-gallon | 3 | 10468.4732 | 97.746 |  | 3803.0459 | 2215.3253 |  | 1580.6114 | 5719.152 | 70.9301 | 56.8429 | 506.9409 |  | 1196.9755 | 390.7452 | 0 | 4524.0693 | 14.5872 |  |  | -1880.9076 | 1268.679 | 4373.1167 | 0 | 1023.6317 |  |  | 94.3225 | 184.6933 | 668.673 | 0 |  |  |  | 97.746 |  | 52.803 | 0 |  | 130.25 | 250 | 0.25292 | 3.6261 | 0.017072
3 Occupant_USA_WA_Spokane._HPWH_50-gallon | USA_WA_Spokane. | HPWH_50-gallon | 3 | 14132.7573 | 97.746 |  | 7375.8653 | 5171.7343 |  | 3271.7905 | 10389.9943 | 1206.9778 | 182.5937 | 510.3724 |  | 1565.2831 | 638.8479 | 0 | 4670.4396 | 22.0166 |  |  | -1865.8165 | 1360.1437 | 4373.1167 | 0 | 1023.6317 |  |  | 94.3225 | 184.6933 | 668.673 | 0 |  |  |  | 97.746 |  | 52.803 | 0 |  | 50.25 | 147.25 | 0.29109 | 3.9922 | 0.030781
3 Occupant_USA_WI_Milwauke_HPWH_50-gallon | USA_WI_Milwauke | HPWH_50-gallon | 3 | 15339.256 | 97.746 |  | 8607.7755 | 6321.1804 |  | 3385.9587 | 10556.8611 | 2424.4552 | 102.4023 | 408.3642 |  | 1658.2508 | 628.3442 | 0 | 4646.5773 | 20.4415 |  |  | -1862.1727 | 1334.7322 | 4373.1167 | 0 | 1023.6317 |  |  | 94.3225 | 184.6933 | 668.673 | 0 |  |  |  | 97.746 |  | 52.803 | 0 |  | 51 | 95.5 | 0.30288 | 5.0616 | 0.030722
3 Occupant_USA_WI_Rhinelan_HPWH_50-gallon | USA_WI_Rhinelan | HPWH_50-gallon | 3 | 19952.9671 | 97.746 |  | 13140.6477 | 11210.8413 |  | 3970.403 | 11801.0381 | 6726.0844 | 143.4226 | 370.9313 |  | 1233.9362 | 695.8702 | 0 | 4885.0286 | 31.4634 |  |  | -1843.2118 | 1415.571 | 4373.1167 | 0 | 1023.6317 |  |  | 94.3225 | 184.6933 | 668.673 | 0 |  |  |  | 97.746 |  | 52.803 | 0 |  | 119.75 | 156.75 | 0.27917 | 3.5713 | 0.032516
3 Occupant_USA_WV_Charlest_HPWH_50-gallon | USA_WV_Charlest | HPWH_50-gallon | 3 | 12417.0376 | 97.746 |  | 5777.2989 | 2759.2074 |  | 1660.8606 | 5227.1313 | 625.8984 | 66.6609 | 405.7874 |  | 2470.0545 | 548.0371 | 0 | 4379.3067 | 12.1802 |  |  | -1850.7594 | 1242.9904 | 4373.1167 | 0 | 1023.6317 |  |  | 94.3225 | 184.6933 | 668.673 | 0 |  |  |  | 97.746 |  | 52.803 | 0 |  | 11 | 356.75 | 0.18337 | 2.2958 | 0.025417
3 Occupant_USA_WV_Morganto_HPWH_50-gallon | USA_WV_Morganto | HPWH_50-gallon | 3 | 12984.4764 | 97.746 |  | 6308.0172 | 3607.9065 |  | 2100.3516 | 6553.1445 | 1043.4717 | 64.4277 | 399.6555 |  | 2136.5982 | 563.5126 | 0 | 4465.8579 | 15.635 |  |  | -1852.9237 | 1279.7108 | 4373.1167 | 0 | 1023.6317 |  |  | 94.3225 | 184.6933 | 668.673 | 0 |  |  |  | 97.746 |  | 52.803 | 0 |  | 14.5 | 298.5 | 0.19118 | 2.1073 | 0.025808
3 Occupant_USA_WY_Cheyenne_HPWH_50-gallon | USA_WY_Cheyenne | HPWH_50-gallon | 3 | 14288.5064 | 97.746 |  | 7447.1025 | 5577.1892 |  | 3416.052 | 10480.1579 | 1508.0529 | 82.4013 | 570.683 |  | 1247.1732 | 622.7401 | 0 | 4718.7819 | 27.2883 |  |  | -1855.8487 | 1444.6555 | 4373.1167 | 0 | 1023.6317 |  |  | 94.3225 | 184.6933 | 668.673 | 0 |  |  |  | 97.746 |  | 52.803 | 0 |  | 14.25 | 1.75 | 0.35723 | 6.8768 | 0.030712
3 Occupant_USA_WY_Jackson._HPWH_50-gallon | USA_WY_Jackson. | HPWH_50-gallon | 3 | 18452.6822 | 97.746 |  | 11529.8065 | 9926.0112 |  | 4817.0578 | 14061.0248 | 4327.0488 | 194.3476 | 587.557 |  | 841.071 | 762.7243 | 0 | 5003.4496 | 41.1572 |  |  | -1836.0967 | 1526.1273 | 4373.1167 | 0 | 1023.6317 |  |  | 94.3225 | 184.6933 | 668.673 | 0 |  |  |  | 97.746 |  | 52.803 | 0 |  | 72.75 | 0.75 | 0.32269 | 3.3969 | 0.036478
4 Occupant_USA_AL_Birmingh_HPWH_50-gallon | USA_AL_Birmingh | HPWH_50-gallon | 4 | 11865.6077 | 97.746 |  | 5200.6099 | 953.141 |  | 540.2421 | 1773.8378 | 88.3497 | 20.3337 | 304.2155 |  | 3693.3565 | 554.1124 | 0 | 4489.6577 | 38.5285 |  |  | -1835.4322 | 1268.2495 | 4373.1167 | 0 | 1023.6317 |  |  | 94.3225 | 184.6933 | 668.673 | 0 |  |  |  | 97.746 |  | 52.803 | 0 |  | 4.25 | 948 | 0.16963 | 2.7902 | 0.025695
4 Occupant_USA_AL_Mobile.R_HPWH_50-gallon | USA_AL_Mobile.R | HPWH_50-gallon | 4 | 12016.2512 | 97.746 |  | 5422.3545 | 399.5604 |  | 206.1824 | 675.8703 | 10.5918 | 6.2331 | 176.5531 |  | 4430.019 | 592.7751 | 0 | 4304.5709 | 26.2146 |  |  | -1825.9143 | 1197.1484 | 4373.1167 | 0 | 1023.6317 |  |  | 94.3225 | 184.6933 | 668.673 | 0 |  |  |  | 97.746 |  | 52.803 | 0 |  | 0.75 | 1017.5 | 0.17794 | 3.2613 | 0.028607
4 Occupant_USA_AR_Fayettev_HPWH_50-gallon | USA_AR_Fayettev | HPWH_50-gallon | 4 | 12481.5195 | 97.746 |  | 5724.6705 | 2155.1117 |  | 1370.3543 | 4311.3601 | 324.3674 | 67.2565 | 393.1335 |  | 3010.7109 | 558.848 | 0 | 4753.4171 | 55.1948 |  |  | -1845.7984 | 1360.1006 | 4373.1167 | 0 | 1023.6317 |  |  | 94.3225 | 184.6933 | 668.673 | 0 |  |  |  | 97.746 |  | 52.803 | 0 |  | 3.25 | 357.25 | 0.21488 | 2.9789 | 0.026565
4 Occupant_USA_AR_Little.R_HPWH_50-gallon | USA_AR_Little.R | HPWH_50-gallon | 4 | 12358.028 | 97.746 |  | 5671.5255 | 1352.6246 |  | 825.3428 | 2665.42 | 134.3275 | 32.0331 | 360.9212 |  | 3746.0197 | 572.8812 | 0 | 4563.9005 | 42.6971 |  |  | -1838.8766 | 1289.7541 | 4373.1167 | 0 | 1023.6317 |  |  | 94.3225 | 184.6933 | 668.673 | 0 |  |  |  | 97.746 |  | 52.803 | 0 |  | 5.5 | 867.75 | 0.16755 | 2.6668 | 0.027034
4 Occupant_USA_AZ_Flagstaf_HPWH_50-gallon | USA_AZ_Flagstaf | HPWH_50-gallon | 4 | 12973.9024 | 97.746 |  | 5950.5912 | 4075.4665 |  | 2305.1716 | 7025.06 | 1032.3374 | 108.6045 | 629.353 |  | 1336.6682 | 538.4565 | 0 | 5178.3893 | 116.5184 |  |  | -1816.5118 | 1626.5629 | 4373.1167 | 0 | 1023.6317 |  |  | 94.3225 | 184.6933 | 668.673 | 0 |  |  |  | 97.746 |  | 52.803 | 0 |  | 15.25 | 6 | 0.27603 | 3.7977 | 0.024029
4 Occupant_USA_AZ_Kingman._HPWH_50-gallon | USA_AZ_Kingman. | HPWH_50-gallon | 4 | 12358.079 | 97.746 |  | 5598.3514 | 1051.4502 |  | 606.4629 | 1981.9109 | 9.0359 | 13.5619 | 422.3895 |  | 3967.873 | 579.0281 | 0 | 4470.8837 | 48.7619 |  |  | -1849.6943 | 1362.9793 | 4373.1167 | 0 | 1023.6317 |  |  | 94.3225 | 184.6933 | 668.673 | 0 |  |  |  | 97.746 |  | 52.803 | 0 |  | 2.25 | 216.5 | 0.2764 | 4.9725 | 0.029465
4 Occupant_USA_AZ_Phoenix-_HPWH_50-gallon | USA_AZ_Phoenix- | HPWH_50-gallon | 4 | 15115.6074 | 97.746 |  | 8578.0712 | 101.2883 |  | 17.5888 | 63.1941 | 0 | 0.1712 | 83.5283 |  | 7656.7096 | 820.0733 | 0 | 3872.4059 | 15.7193 |  |  | -1835.5397 | 1140.7879 | 4373.1167 | 0 | 1023.6317 |  |  | 94.3225 | 184.6933 | 668.673 | 0 |  |  |  | 97.746 |  | 52.803 | 0 |  | 0.25 | 1065.25 | 0.15374 | 3.5206 | 0.043704
4 Occupant_USA_AZ_Prescott_HPWH_50-gallon | USA_AZ_Prescott | HPWH_50-gallon | 4 | 11703.9905 | 97.746 |  | 4855.7753 | 1587.1736 |  | 976.3317 | 3044.1083 | 57.9038 | 39.4831 | 513.455 |  | 2741.9306 | 526.6711 | 0 | 4731.8708 | 71.3016 |  |  | -1830.6007 | 1451.4669 | 4373.1167 | 0 | 1023.6317 |  |  | 94.3225 | 184.6933 | 668.673 | 0 |  |  |  | 97.746 |  | 52.803 | 0 |  | 2.25 | 44.5 | 0.22587 | 3.181 | 0.024589
4 Occupant_USA_CA_Bakersfi_HPWH_50-gallon | USA_CA_Bakersfi | HPWH_50-gallon | 4 | 12158.9728 | 97.746 |  | 5528.7264 | 403.0113 |  | 152.9463 | 529.5126 | 0.98431 | 5.8066 | 243.274 |  | 4539.9475 | 585.7677 | 0 | 4329.2612 | 30.3232 |  |  | -1833.6421 | 1233.498 | 4373.1167 | 0 | 1023.6317 |  |  | 94.3225 | 184.6933 | 668.673 | 0 |  |  |  | 97.746 |  | 52.803 | 0 |  | 0.25 | 701.5 | 0.1639 | 2.6265 | 0.028588
4 Occupant_USA_CA_Bishop-E_HPWH_50-gallon | USA_CA_Bishop-E | HPWH_50-gallon | 4 | 12414.6841 | 97.746 |  | 5558 | 1827.3709 |  | 1187.5803 | 3680.1233 | 116.1996 | 21.0044 | 502.5866 |  | 3161.0137 | 569.6155 | 0 | 4695.7636 | 70.8073 |  |  | -1840.479 | 1459.9357 | 4373.1167 | 0 | 1023.6317 |  |  | 94.3225 | 184.6933 | 668.673 | 0 |  |  |  | 97.746 |  | 52.803 | 0 |  | 1.5 | 233.75 | 0.25432 | 3.6577 | 0.027188
4 Occupant_USA_CA_Crescent_HPWH_50-gallon | USA_CA_Crescent | HPWH_50-gallon | 4 | 8797.9265 | 97.746 |  | 1993.7254 | 1103.6713 |  | 673.5845 | 2594.4277 | 28.177 | 15.5239 | 386.3859 |  | 648.0956 | 241.9585 | 0 | 5064.8129 | 70.8009 |  |  | -1861.8095 | 1407.4527 | 4373.1167 | 0 | 1023.6317 |  |  | 94.3225 | 184.6933 | 668.673 | 0 |  |  |  | 97.746 |  | 52.803 | 0 |  | 192.5 | 138.25 | 0.26201 | 3.7269 | 0.009383
4 Occupant_USA_CA_Imperial_HPWH_50-gallon | USA_CA_Imperial | HPWH_50-gallon | 4 | 14626.648 | 97.746 |  | 8083.9372 | 188.5449 |  | 50.6449 | 172.0983 | 0.20503 | 0.87294 | 136.822 |  | 7141.2482 | 754.1441 | 0 | 3960.8412 | 17.4398 |  |  | -1834.1329 | 1145.9624 | 4373.1167 | 0 | 1023.6317 |  |  | 94.3225 | 184.6933 | 668.673 | 0 |  |  |  | 97.746 |  | 52.803 | 0 |  | 0.5 | 1260.25 | 0.16072 | 3.7239 | 0.039328
4 Occupant_USA_CA_Los.Ange_HPWH_50-gallon | USA_CA_Los.Ange | HPWH_50-gallon | 4 | 10023.6859 | 97.746 |  | 3391.6797 | 43.7779 |  | 11.2281 | 42.9528 | 0 | 0.0033354 | 32.5465 |  | 2903.4141 | 444.4877 | 0 | 4473.1597 | 33.3288 |  |  | -1799.1153 | 1235.2578 | 4373.1167 | 0 | 1023.6317 |  |  | 94.3225 | 184.6933 | 668.673 | 0 |  |  |  | 97.746 |  | 52.803 | 0 |  | 0 | 759.75 | 0.18164 | 4.1221 | 0.01958
4 Occupant_USA_CA_Riversid_HPWH_50-gallon | USA_CA_Riversid | HPWH_50-gallon | 4 | 11478.5095 | 97.746 |  | 4839.5337 | 222.1059 |  | 60.4218 | 214.2767 | 0 | 1.3258 | 160.3583 |  | 4069.9348 | 547.4931 | 0 | 4372.8322 | 32.0874 |  |  | -1822.3349 | 1242.2274 | 4373.1167 | 0 | 1023.6317 |  |  | 94.3225 | 184.6933 | 668.673 | 0 |  |  |  | 97.746 |  | 52.803 | 0 |  | 0.25 | 466.25 | 0.13914 | 2.5891 | 0.026056
4 Occupant_USA_CA_Sacramen_HPWH_50-gallon | USA_CA_Sacramen | HPWH_50-gallon | 4 | 11164.7311 | 97.746 |  | 4470.0561 | 771.5912 |  | 411.9351 | 1414.999 | 6.6694 | 19.5997 | 333.3869 |  | 3210.7807 | 487.6843 | 0 | 4609.9016 | 43.8128 |  |  | -1839.7774 | 1297.9266 | 4373.1167 | 0 | 1023.6317 |  |  | 94.3225 | 184.6933 | 668.673 | 0 |  |  |  | 97.746 |  | 52.803 | 0 |  | 1 | 415.5 | 0.23753 | 3.4578 | 0.023738
4 Occupant_USA_CA_San.Jose_HPWH_50-gallon | USA_CA_San.Jose | HPWH_50-gallon | 4 | 10008.7979 | 97.746 |  | 3314.3155 | 425.9383 |  | 182.7161 | 654.3793 | 0.64446 | 5.9423 | 236.6354 |  | 2482.4455 | 405.9317 | 0 | 4658.7466 | 45.7822 |  |  | -1822.7894 | 1297.7341 | 4373.1167 | 0 | 1023.6317 |  |  | 94.3225 | 184.6933 | 668.673 | 0 |  |  |  | 97.746 |  | 52.803 | 0 |  | 1.5 | 218 | 0.20809 | 3.3079 | 0.018303
4 Occupant_USA_CA_Santa.An_HPWH_50-gallon | USA_CA_Santa.An | HPWH_50-gallon | 4 | 10529.2309 | 97.746 |  | 3905.2108 | 78.7494 |  | 17.0622 | 63.2427 | 0 | 0.17578 | 61.5114 |  | 3338.6041 | 487.8573 | 0 | 4430.1407 | 30.7097 |  |  | -1806.198 | 1227.2717 | 4373.1167 | 0 | 1023.6317 |  |  | 94.3225 | 184.6933 | 668.673 | 0 |  |  |  | 97.746 |  | 52.803 | 0 |  | 0.25 | 547.5 | 0.15864 | 2.3271 | 0.022069
4 Occupant_USA_CO_Alamosa-_HPWH_50-gallon | USA_CO_Alamosa- | HPWH_50-gallon | 4 | 15433.3327 | 97.746 |  | 8326.2426 | 6519.9944 |  | 3181.2398 | 8900.3803 | 2607.5371 | 81.6491 | 649.5684 |  | 1179.172 | 627.0762 | 0 | 5347.6039 | 137.9428 |  |  | -1803.3118 | 1710.3418 | 4373.1167 | 0 | 1023.6317 |  |  | 94.3225 | 184.6933 | 668.673 | 0 |  |  |  | 97.746 |  | 52.803 | 0 |  | 23.75 | 0.25 | 0.30184 | 3.7797 | 0.029007
4 Occupant_USA_CO_Aspen-Pi_HPWH_50-gallon | USA_CO_Aspen-Pi | HPWH_50-gallon | 4 | 14855.0801 | 97.746 |  | 7730.3336 | 6111.3462 |  | 3588.385 | 10288.9578 | 1703.6973 | 122.9414 | 696.3224 |  | 971.6131 | 647.3743 | 0 | 5402.0313 | 145.6951 |  |  | -1806.9826 | 1727.9982 | 4373.1167 | 0 | 1023.6317 |  |  | 94.3225 | 184.6933 | 668.673 | 0 |  |  |  | 97.746 |  | 52.803 | 0 |  | 9 | 0 | 0.27433 | 2.5148 | 0.029848
4 Occupant_USA_CO_Denver.I_HPWH_50-gallon | USA_CO_Denver.I | HPWH_50-gallon | 4 | 13554.03 | 97.746 |  | 6605.0801 | 3813.4618 |  | 2456.6843 | 7314.0848 | 742.9098 | 65.2895 | 548.5782 |  | 2165.9741 | 625.6442 | 0 | 5007.9671 | 96.0794 |  |  | -1834.754 | 1552.2015 | 4373.1167 | 0 | 1023.6317 |  |  | 94.3225 | 184.6933 | 668.673 | 0 |  |  |  | 97.746 |  | 52.803 | 0 |  | 9 | 6 | 0.31138 | 5.1194 | 0.031285
4 Occupant_USA_CO_Trinidad_HPWH_50-gallon | USA_CO_Trinidad | HPWH_50-gallon | 4 | 12682.6131 | 97.746 |  | 5754.292 | 2999.1136 |  | 1818.4722 | 5521.8866 | 610.876 | 47.3581 | 522.4074 |  | 2195.0476 | 560.1308 | 0 | 4916.2014 | 89.409 |  |  | -1832.4992 | 1531.5727 | 4373.1167 | 0 | 1023.6317 |  |  | 94.3225 | 184.6933 | 668.673 | 0 |  |  |  | 97.746 |  | 52.803 | 0 |  | 4.5 | 41.25 | 0.28491 | 5.5915 | 0.026459
4 Occupant_USA_CT_Bridgepo_HPWH_50-gallon | USA_CT_Bridgepo | HPWH_50-gallon | 4 | 13003.082 | 97.746 |  | 6162.9538 | 3677.7555 |  | 2110.6074 | 6889.0635 | 1086.9026 | 50.4878 | 429.7576 |  | 1954.9187 | 530.2795 | 0 | 4957.985 | 73.6771 |  |  | -1856.2189 | 1443.3799 | 4373.1167 | 0 | 1023.6317 |  |  | 94.3225 | 184.6933 | 668.673 | 0 |  |  |  | 97.746 |  | 52.803 | 0 |  | 75.5 | 381.25 | 0.26306 | 4.5475 | 0.024391
4 Occupant_USA_DE_Wilmingt_HPWH_50-gallon | USA_DE_Wilmingt | HPWH_50-gallon | 4 | 12854.5103 | 97.746 |  | 6052.9232 | 3099.8291 |  | 1950.1691 | 6292.1883 | 676.2501 | 55.6912 | 417.7186 |  | 2402.1851 | 550.9091 | 0 | 4855.7755 | 66.1266 |  |  | -1858.6631 | 1404.8388 | 4373.1167 | 0 | 1023.6317 |  |  | 94.3225 | 184.6933 | 668.673 | 0 |  |  |  | 97.746 |  | 52.803 | 0 |  | 20.5 | 299.5 | 0.25216 | 4.4236 | 0.026005
4 Occupant_USA_FL_Fort.Mye_HPWH_50-gallon | USA_FL_Fort.Mye | HPWH_50-gallon | 4 | 13308.207 | 97.746 |  | 6814.7202 | 42.3311 |  | 13.1206 | 46.5948 | 0 | 0.049225 | 29.1612 |  | 6036.8697 | 735.5194 | 0 | 3964.5475 | 12.0349 |  |  | -1813.0222 | 1096.7385 | 4373.1167 | 0 | 1023.6317 |  |  | 94.3225 | 184.6933 | 668.673 | 0 |  |  |  | 97.746 |  | 52.803 | 0 |  | 0 | 1899.25 | 0.14449 | 3.5203 | 0.035788
4 Occupant_USA_FL_Jacksonv_HPWH_50-gallon | USA_FL_Jacksonv | HPWH_50-gallon | 4 | 12101.2772 | 97.746 |  | 5523.1923 | 316.6801 |  | 150.8187 | 498.3773 | 2.3434 | 7.6405 | 155.8775 |  | 4613.8026 | 592.7096 | 0 | 4284.3205 | 24.5698 |  |  | -1822.0394 | 1181.3365 | 4373.1167 | 0 | 1023.6317 |  |  | 94.3225 | 184.6933 | 668.673 | 0 |  |  |  | 97.746 |  | 52.803 | 0 |  | 0.75 | 933.25 | 0.16623 | 3.3555 | 0.028553
4 Occupant_USA_FL_Miami.Na_HPWH_50-gallon | USA_FL_Miami.Na | HPWH_50-gallon | 4 | 14058.7024 | 97.746 |  | 7589.1103 | 4.9485 |  | 0.95091 | 3.4704 | 0 | 0 | 3.9976 |  | 6789.8215 | 794.3403 | 0 | 3863.5637 | 9.1607 |  |  | -1824.3062 | 1072.8438 | 4373.1167 | 0 | 1023.6317 |  |  | 94.3225 | 184.6933 | 668.673 | 0 |  |  |  | 97.746 |  | 52.803 | 0 |  | 0 | 1574.75 | 0.15342 | 4.1908 | 0.039642
4 Occupant_USA_GA_Atlanta-_HPWH_50-gallon | USA_GA_Atlanta- | HPWH_50-gallon | 4 | 11809.3359 | 97.746 |  | 5128.4356 | 961.3279 |  | 580.2647 | 1947.1827 | 50.4046 | 19.0721 | 311.5865 |  | 3614.6886 | 552.4191 | 0 | 4514.0458 | 39.7183 |  |  | -1840.9054 | 1284.152 | 4373.1167 | 0 | 1023.6317 |  |  | 94.3225 | 184.6933 | 668.673 | 0 |  |  |  | 97.746 |  | 52.803 | 0 |  | 1.75 | 654 | 0.20179 | 3.9736 | 0.026464
4 Occupant_USA_GA_Rome-Rus_HPWH_50-gallon | USA_GA_Rome-Rus | HPWH_50-gallon | 4 | 11870.4697 | 97.746 |  | 5169.6814 | 1230.1074 |  | 724.7036 | 2361.4659 | 125.3175 | 22.1693 | 357.917 |  | 3396.2327 | 543.3413 | 0 | 4593.3952 | 45.2873 |  |  | -1838.4542 | 1304.0399 | 4373.1167 | 0 | 1023.6317 |  |  | 94.3225 | 184.6933 | 668.673 | 0 |  |  |  | 97.746 |  | 52.803 | 0 |  | 1.75 | 680.25 | 0.15174 | 1.9301 | 0.02507
4 Occupant_USA_GA_Savannah_HPWH_50-gallon | USA_GA_Savannah | HPWH_50-gallon | 4 | 12066.6271 | 97.746 |  | 5457.156 | 495.173 |  | 261.6568 | 866.6199 | 6.3088 | 11.7786 | 215.4289 |  | 4401.92 | 560.0629 | 0 | 4348.1096 | 29.3804 |  |  | -1834.0286 | 1212.7227 | 4373.1167 | 0 | 1023.6317 |  |  | 94.3225 | 184.6933 | 668.673 | 0 |  |  |  | 97.746 |  | 52.803 | 0 |  | 0.25 | 579.75 | 0.17431 | 3.4023 | 0.027174
4 Occupant_USA_IA_Des.Moin_HPWH_50-gallon | USA_IA_Des.Moin | HPWH_50-gallon | 4 | 16265.2175 | 97.746 |  | 9386.6606 | 6300.5824 |  | 3087.6165 | 9348.9571 | 2711.4989 | 91.422 | 410.0449 |  | 2398.1265 | 687.9518 | 0 | 5027.7344 | 82.341 |  |  | -1849.5468 | 1481.8085 | 4373.1167 | 0 | 1023.6317 |  |  | 94.3225 | 184.6933 | 668.673 | 0 |  |  |  | 97.746 |  | 52.803 | 0 |  | 33.75 | 222 | 0.30083 | 4.8704 | 0.033986
4 Occupant_USA_IA_Sioux.Ci_HPWH_50-gallon | USA_IA_Sioux.Ci | HPWH_50-gallon | 4 | 17717.9144 | 97.746 |  | 10799.0952 | 7959.5017 |  | 3803.4896 | 11243.3104 | 3662.751 | 114.7641 | 378.497 |  | 2142.438 | 697.1556 | 0 | 5137.7506 | 93.0214 |  |  | -1842.2663 | 1522.0708 | 4373.1167 | 0 | 1023.6317 |  |  | 94.3225 | 184.6933 | 668.673 | 0 |  |  |  | 97.746 |  | 52.803 | 0 |  | 37.25 | 89.75 | 0.32663 | 5.1105 | 0.034726
4 Occupant_USA_ID_Boise.AP_HPWH_50-gallon | USA_ID_Boise.AP | HPWH_50-gallon | 4 | 12961.7501 | 97.746 |  | 6074.7688 | 3148.1466 |  | 2218.4267 | 7033.5436 | 255.0437 | 99.8378 | 574.8383 |  | 2326.8813 | 599.741 | 0 | 4955.6101 | 81.1507 |  |  | -1854.6277 | 1490.2329 | 4373.1167 | 0 | 1023.6317 |  |  | 94.3225 | 184.6933 | 668.673 | 0 |  |  |  | 97.746 |  | 52.803 | 0 |  | 3 | 137.75 | 0.24524 | 3.5853 | 0.02901
4 Occupant_USA_ID_Idaho.Fa_HPWH_50-gallon | USA_ID_Idaho.Fa | HPWH_50-gallon | 4 | 16248.9371 | 97.746 |  | 9215.3657 | 7001.2551 |  | 4007.7012 | 12068.4652 | 2282.2663 | 168.804 | 542.4836 |  | 1483.25 | 730.8606 | 0 | 5285.7411 | 117.7422 |  |  | -1836.1877 | 1636.823 | 4373.1167 | 0 | 1023.6317 |  |  | 94.3225 | 184.6933 | 668.673 | 0 |  |  |  | 97.746 |  | 52.803 | 0 |  | 40.75 | 26.5 | 0.33654 | 4.3081 | 0.035707
4 Occupant_USA_IL_Bellevil_HPWH_50-gallon | USA_IL_Bellevil | HPWH_50-gallon | 4 | 13323.8723 | 97.746 |  | 6537.3972 | 3064.1993 |  | 1901.1523 | 6030.8364 | 653.3742 | 93.0026 | 416.6702 |  | 2855.6527 | 617.5451 | 0 | 4838.2842 | 64.878 |  |  | -1848.8328 | 1389.7268 | 4373.1167 | 0 | 1023.6317 |  |  | 94.3225 | 184.6933 | 668.673 | 0 |  |  |  | 97.746 |  | 52.803 | 0 |  | 12 | 556 | 0.22452 | 3.3645 | 0.02961
4 Occupant_USA_IL_Chicago._HPWH_50-gallon | USA_IL_Chicago. | HPWH_50-gallon | 4 | 15528.4302 | 97.746 |  | 8648.3439 | 5953.446 |  | 3116.9613 | 9471.7024 | 2370.791 | 84.8789 | 380.8148 |  | 2085.6783 | 609.2196 | 0 | 5051.0061 | 82.4367 |  |  | -1851.7966 | 1483.3379 | 4373.1167 | 0 | 1023.6317 |  |  | 94.3225 | 184.6933 | 668.673 | 0 |  |  |  | 97.746 |  | 52.803 | 0 |  | 41 | 94.75 | 0.29666 | 5.3737 | 0.029519
4 Occupant_USA_IN_Evansvil_HPWH_50-gallon | USA_IN_Evansvil | HPWH_50-gallon | 4 | 12788.9411 | 97.746 |  | 6019.8016 | 2571.6989 |  | 1607.7315 | 5141.0985 | 522.2641 | 54.0247 | 387.6786 |  | 2864.6417 | 583.461 | 0 | 4770.8113 | 59.8998 |  |  | -1851.7453 | 1372.3912 | 4373.1167 | 0 | 1023.6317 |  |  | 94.3225 | 184.6933 | 668.673 | 0 |  |  |  | 97.746 |  | 52.803 | 0 |  | 11 | 540.25 | 0.21523 | 3.2782 | 0.027497
4 Occupant_USA_IN_Indianap_HPWH_50-gallon | USA_IN_Indianap | HPWH_50-gallon | 4 | 14517.0909 | 97.746 |  | 7683.1849 | 4574.2065 |  | 2471.4673 | 7730.4861 | 1643.5388 | 80.6113 | 378.5891 |  | 2465.5066 | 643.4718 | 0 | 4941.4011 | 71.0878 |  |  | -1851.4614 | 1437.1576 | 4373.1167 | 0 | 1023.6317 |  |  | 94.3225 | 184.6933 | 668.673 | 0 |  |  |  | 97.746 |  | 52.803 | 0 |  | 32.25 | 424.25 | 0.27817 | 5.0459 | 0.031243
4 Occupant_USA_KS_Hays.Rgn_HPWH_50-gallon | USA_KS_Hays.Rgn | HPWH_50-gallon | 4 | 14778.5171 | 97.746 |  | 7924.7697 | 4390.4398 |  | 2585.0509 | 8027.5287 | 1313.8571 | 75.9535 | 415.5783 |  | 2849.4881 | 684.8418 | 0 | 4900.0375 | 74.1831 |  |  | -1849.9066 | 1456.9991 | 4373.1167 | 0 | 1023.6317 |  |  | 94.3225 | 184.6933 | 668.673 | 0 |  |  |  | 97.746 |  | 52.803 | 0 |  | 16.25 | 469.75 | 0.36378 | 6.1532 | 0.035133
4 Occupant_USA_KS_Wichita._HPWH_50-gallon | USA_KS_Wichita. | HPWH_50-gallon | 4 | 13392.8272 | 97.746 |  | 6611.7156 | 2614.1104 |  | 1850.1984 | 5790.5849 | 251.5245 | 76.2037 | 436.1838 |  | 3384.5169 | 613.0883 | 0 | 4761.684 | 58.3038 |  |  | -1857.902 | 1384.3633 | 4373.1167 | 0 | 1023.6317 |  |  | 94.3225 | 184.6933 | 668.673 | 0 |  |  |  | 97.746 |  | 52.803 | 0 |  | 1.5 | 252.75 | 0.34908 | 5.9538 | 0.032186
4 Occupant_USA_KY_Louisvil_HPWH_50-gallon | USA_KY_Louisvil | HPWH_50-gallon | 4 | 12723.3903 | 97.746 |  | 5955.675 | 2461.1627 |  | 1563.218 | 5041.6354 | 431.9749 | 52.0119 | 413.9579 |  | 2909.7165 | 584.7958 | 0 | 4756.8444 | 57.745 |  |  | -1850.6979 | 1370.967 | 4373.1167 | 0 | 1023.6317 |  |  | 94.3225 | 184.6933 | 668.673 | 0 |  |  |  | 97.746 |  | 52.803 | 0 |  | 7.75 | 476.25 | 0.18728 | 2.7533 | 0.027277
4 Occupant_USA_LA_New.Orle_HPWH_50-gallon | USA_LA_New.Orle | HPWH_50-gallon | 4 | 12701.1011 | 97.746 |  | 6145.3638 | 356.7719 |  | 211.2972 | 718.0886 | 5.0131 | 8.0064 | 132.4552 |  | 5136.1831 | 652.4089 | 0 | 4175.9802 | 20.4294 |  |  | -1825.7724 | 1158.9889 | 4373.1167 | 0 | 1023.6317 |  |  | 94.3225 | 184.6933 | 668.673 | 0 |  |  |  | 97.746 |  | 52.803 | 0 |  | 3 | 1342.25 | 0.19756 | 3.9352 | 0.03215
4 Occupant_USA_LA_Shrevepo_HPWH_50-gallon | USA_LA_Shrevepo | HPWH_50-gallon | 4 | 12468.789 | 97.746 |  | 5845.3926 | 845.2614 |  | 499.5041 | 1595.3258 | 80.633 | 22.3027 | 242.8217 |  | 4407.0932 | 593.0381 | 0 | 4371.7308 | 33.3495 |  |  | -1832.136 | 1226.6481 | 4373.1167 | 0 | 1023.6317 |  |  | 94.3225 | 184.6933 | 668.673 | 0 |  |  |  | 97.746 |  | 52.803 | 0 |  | 1.5 | 918.75 | 0.18476 | 3.1155 | 0.028684
4 Occupant_USA_MA_Boston-L_HPWH_50-gallon | USA_MA_Boston-L | HPWH_50-gallon | 4 | 13684.981 | 97.746 |  | 6818.5936 | 4504.8487 |  | 2538.5946 | 8347.2557 | 1497.7805 | 76.5901 | 391.8835 |  | 1750.3733 | 563.3716 | 0 | 5031.558 | 78.7198 |  |  | -1861.8611 | 1469.6391 | 4373.1167 | 0 | 1023.6317 |  |  | 94.3225 | 184.6933 | 668.673 | 0 |  |  |  | 97.746 |  | 52.803 | 0 |  | 107.75 | 331.25 | 0.31323 | 6.2348 | 0.026794
4 Occupant_USA_MD_Baltimor_HPWH_50-gallon | USA_MD_Baltimor | HPWH_50-gallon | 4 | 12580.3454 | 97.746 |  | 5792.5746 | 2621.0253 |  | 1612.1544 | 5178.6479 | 539.0054 | 44.2381 | 425.6273 |  | 2614.2702 | 557.2791 | 0 | 4811.1698 | 63.6985 |  |  | -1848.7618 | 1391.0224 | 4373.1167 | 0 | 1023.6317 |  |  | 94.3225 | 184.6933 | 668.673 | 0 |  |  |  | 97.746 |  | 52.803 | 0 |  | 13.25 | 563.75 | 0.20891 | 3.4813 | 0.025877
4 Occupant_USA_ME_Portland_HPWH_50-gallon | USA_ME_Portland | HPWH_50-gallon | 4 | 15462.1985 | 97.746 |  | 8529.4153 | 6612.4248 |  | 3061.2403 | 9696.1241 | 3043.7448 | 80.1765 | 427.2632 |  | 1332.3309 | 584.6596 | 0 | 5233.0478 | 98.7663 |  |  | -1848.2281 | 1536.0349 | 4373.1167 | 0 | 1023.6317 |  |  | 94.3225 | 184.6933 | 668.673 | 0 |  |  |  | 97.746 |  | 52.803 | 0 |  | 83.75 | 203 | 0.27273 | 3.8497 | 0.026576
4 Occupant_USA_ME_Presque._HPWH_50-gallon | USA_ME_Presque. | HPWH_50-gallon | 4 | 22826.958 | 97.746 |  | 15781.9487 | 14251.1431 |  | 3565.3142 | 10911.353 | 10255.9541 | 96.4598 | 333.415 |  | 912.4595 | 618.3461 | 0 | 5495.9341 | 129.2864 |  |  | -1829.2445 | 1648.2609 | 4373.1167 | 0 | 1023.6317 |  |  | 94.3225 | 184.6933 | 668.673 | 0 |  |  |  | 97.746 |  | 52.803 | 0 |  | 374.25 | 278.75 | 0.29937 | 3.6407 | 0.027177
4 Occupant_USA_MI_Detroit-_HPWH_50-gallon | USA_MI_Detroit- | HPWH_50-gallon | 4 | 14640.1169 | 97.746 |  | 7755.8491 | 5271.9517 |  | 2900.0617 | 9092.3075 | 1885.4996 | 87.5586 | 398.8318 |  | 1855.0532 | 628.8442 | 0 | 5070.3974 | 83.8877 |  |  | -1849.4953 | 1487.5194 | 4373.1167 | 0 | 1023.6317 |  |  | 94.3225 | 184.6933 | 668.673 | 0 |  |  |  | 97.746 |  | 52.803 | 0 |  | 26.5 | 147.75 | 0.2624 | 4.2794 | 0.029819
4 Occupant_USA_MI_Houghton_HPWH_50-gallon | USA_MI_Houghton | HPWH_50-gallon | 4 | 17500.4883 | 97.746 |  | 10532.6766 | 8482.7606 |  | 3662.7374 | 11203.901 | 4272.8 | 143.0558 | 404.1675 |  | 1374.419 | 675.497 | 0 | 5305.52 | 106.6368 |  |  | -1840.7477 | 1571.0633 | 4373.1167 | 0 | 1023.6317 |  |  | 94.3225 | 184.6933 | 668.673 | 0 |  |  |  | 97.746 |  | 52.803 | 0 |  | 94.25 | 132.5 | 0.2847 | 4.2436 | 0.031669
4 Occupant_USA_MI_Traverse_HPWH_50-gallon | USA_MI_Traverse | HPWH_50-gallon | 4 | 16715.8767 | 97.746 |  | 9776.7438 | 7633.5595 |  | 3306.9663 | 10382.7545 | 3814.8113 | 115.1213 | 396.6606 |  | 1500.219 | 642.9653 | 0 | 5237.5856 | 97.465 |  |  | -1845.0579 | 1542.3845 | 4373.1167 | 0 | 1023.6317 |  |  | 94.3225 | 184.6933 | 668.673 | 0 |  |  |  | 97.746 |  | 52.803 | 0 |  | 151 | 296 | 0.25819 | 3.3062 | 0.029238
4 Occupant_USA_MN_Duluth.I_HPWH_50-gallon | USA_MN_Duluth.I | HPWH_50-gallon | 4 | 21241.6325 | 97.746 |  | 14197.4979 | 12400.4774 |  | 4478.9714 | 13248.8003 | 7364.3428 | 139.1037 | 418.0596 |  | 1073.8754 | 723.1451 | 0 | 5480.0042 | 125.6051 |  |  | -1833.4195 | 1647.3863 | 4373.1167 | 0 | 1023.6317 |  |  | 94.3225 | 184.6933 | 668.673 | 0 |  |  |  | 97.746 |  | 52.803 | 0 |  | 118.75 | 72.25 | 0.33424 | 5.5434 | 0.034672
4 Occupant_USA_MN_Minneapo_HPWH_50-gallon | USA_MN_Minneapo | HPWH_50-gallon | 4 | 19011.6879 | 97.746 |  | 12065.287 | 9382.7686 |  | 3804.0074 | 11159.6219 | 5120.6964 | 96.1259 | 361.9389 |  | 1933.32 | 749.1984 | 0 | 5209.3382 | 100.2589 |  |  | -1837.3363 | 1549.6525 | 4373.1167 | 0 | 1023.6317 |  |  | 94.3225 | 184.6933 | 668.673 | 0 |  |  |  | 97.746 |  | 52.803 | 0 |  | 99.5 | 156.75 | 0.30706 | 4.972 | 0.036837
4 Occupant_USA_MO_Kansas.C_HPWH_50-gallon | USA_MO_Kansas.C | HPWH_50-gallon | 4 | 13468.5777 | 97.746 |  | 6682.9649 | 3111.6067 |  | 1865.7481 | 5832.5581 | 817.8272 | 50.427 | 377.6044 |  | 2953.1406 | 618.2177 | 0 | 4779.1388 | 59.4269 |  |  | -1853.4555 | 1388.8644 | 4373.1167 | 0 | 1023.6317 |  |  | 94.3225 | 184.6933 | 668.673 | 0 |  |  |  | 97.746 |  | 52.803 | 0 |  | 7.25 | 441.75 | 0.24665 | 3.9857 | 0.029987
4 Occupant_USA_MO_St.Josep_HPWH_50-gallon | USA_MO_St.Josep | HPWH_50-gallon | 4 | 15209.5457 | 97.746 |  | 8372.5817 | 5178.4661 |  | 2603.1878 | 7962.7253 | 2124.5537 | 81.4855 | 369.2391 |  | 2544.9557 | 649.1599 | 0 | 4932.1713 | 73.0855 |  |  | -1851.0835 | 1440.2157 | 4373.1167 | 0 | 1023.6317 |  |  | 94.3225 | 184.6933 | 668.673 | 0 |  |  |  | 97.746 |  | 52.803 | 0 |  | 31.5 | 326.5 | 0.28423 | 4.3083 | 0.031693
4 Occupant_USA_MS_Gulfport_HPWH_50-gallon | USA_MS_Gulfport | HPWH_50-gallon | 4 | 12241.1329 | 97.746 |  | 5661.9487 | 423.3024 |  | 218.6544 | 738.0859 | 12.8612 | 8.3462 | 183.4406 |  | 4647.3512 | 591.295 | 0 | 4262.7415 | 24.2168 |  |  | -1828.2527 | 1182.4359 | 4373.1167 | 0 | 1023.6317 |  |  | 94.3225 | 184.6933 | 668.673 | 0 |  |  |  | 97.746 |  | 52.803 | 0 |  | 1 | 1172.75 | 0.17699 | 3.3134 | 0.028255
4 Occupant_USA_MS_Jackson-_HPWH_50-gallon | USA_MS_Jackson- | HPWH_50-gallon | 4 | 12104.2774 | 97.746 |  | 5473.1099 | 764.6801 |  | 440.2615 | 1457.9236 | 29.9009 | 21.1792 | 273.3386 |  | 4126.0422 | 582.3875 | 0 | 4413.7935 | 31.8825 |  |  | -1836.8885 | 1234.4192 | 4373.1167 | 0 | 1023.6317 |  |  | 94.3225 | 184.6933 | 668.673 | 0 |  |  |  | 97.746 |  | 52.803 | 0 |  | 2.5 | 876 | 0.17076 | 2.7541 | 0.027897
4 Occupant_USA_MT_Billings_HPWH_50-gallon | USA_MT_Billings | HPWH_50-gallon | 4 | 15739.9272 | 97.746 |  | 8749.8381 | 6491.298 |  | 3499.7848 | 10749.3796 | 2397.5401 | 91.1762 | 502.797 |  | 1587.6639 | 670.8761 | 0 | 5185.826 | 105.4881 |  |  | -1849.2619 | 1593.3407 | 4373.1167 | 0 | 1023.6317 |  |  | 94.3225 | 184.6933 | 668.673 | 0 |  |  |  | 97.746 |  | 52.803 | 0 |  | 21.25 | 76 | 0.33083 | 5.873 | 0.032691
4 Occupant_USA_NC_Charlott_HPWH_50-gallon | USA_NC_Charlott | HPWH_50-gallon | 4 | 11706.4595 | 97.746 |  | 4999.1734 | 1192.823 |  | 720.891 | 2351.124 | 101.8655 | 26.6404 | 343.4261 |  | 3271.7132 | 534.6372 | 0 | 4599.3507 | 45.5527 |  |  | -1837.8989 | 1310.5378 | 4373.1167 | 0 | 1023.6317 |  |  | 94.3225 | 184.6933 | 668.673 | 0 |  |  |  | 97.746 |  | 52.803 | 0 |  | 4 | 597.75 | 0.19366 | 2.9345 | 0.025052
4 Occupant_USA_NC_Raleigh-_HPWH_50-gallon | USA_NC_Raleigh- | HPWH_50-gallon | 4 | 11815.6246 | 97.746 |  | 5125.6141 | 1074.3997 |  | 636.2831 | 2081.4746 | 59.912 | 24.5867 | 353.618 |  | 3505.2026 | 546.0118 | 0 | 4559.9102 | 43.2339 |  |  | -1833.7176 | 1293.2621 | 4373.1167 | 0 | 1023.6317 |  |  | 94.3225 | 184.6933 | 668.673 | 0 |  |  |  | 97.746 |  | 52.803 | 0 |  | 3.5 | 889 | 0.18726 | 2.936 | 0.025607
4 Occupant_USA_ND_Bismarck_HPWH_50-gallon | USA_ND_Bismarck | HPWH_50-gallon | 4 | 20912.8883 | 97.746 |  | 13896.0313 | 11576.9179 |  | 4302.622 | 12745.7822 | 6770.821 | 138.8373 | 364.6376 |  | 1547.4802 | 771.6331 | 0 | 5378.2263 | 119.7222 |  |  | -1830.0532 | 1620.1087 | 4373.1167 | 0 | 1023.6317 |  |  | 94.3225 | 184.6933 | 668.673 | 0 |  |  |  | 97.746 |  | 52.803 | 0 |  | 49.25 | 209.5 | 0.32992 | 4.9223 | 0.037155
4 Occupant_USA_ND_Fargo-He_HPWH_50-gallon | USA_ND_Fargo-He | HPWH_50-gallon | 4 | 25228.0455 | 97.746 |  | 18209.9489 | 15854.5892 |  | 4430.9499 | 12733.3501 | 11010.3917 | 104.9994 | 308.2482 |  | 1566.6981 | 788.6616 | 0 | 5392.9621 | 120.1467 |  |  | -1825.975 | 1621.3483 | 4373.1167 | 0 | 1023.6317 |  |  | 94.3225 | 184.6933 | 668.673 | 0 |  |  |  | 97.746 |  | 52.803 | 0 |  | 160.25 | 214.75 | 0.38918 | 5.7096 | 0.039264
4 Occupant_USA_NE_Omaha-Mi_HPWH_50-gallon | USA_NE_Omaha-Mi | HPWH_50-gallon | 4 | 15613.3782 | 97.746 |  | 8742.2763 | 5596.5484 |  | 2752.8558 | 8338.4439 | 2346.0662 | 89.8146 | 407.8118 |  | 2465.8296 | 679.8983 | 0 | 5010.2962 | 80.5055 |  |  | -1843.254 | 1474.3536 | 4373.1167 | 0 | 1023.6317 |  |  | 94.3225 | 184.6933 | 668.673 | 0 |  |  |  | 97.746 |  | 52.803 | 0 |  | 31.25 | 403 | 0.24482 | 3.1533 | 0.032494
4 Occupant_USA_NH_Concord._HPWH_50-gallon | USA_NH_Concord. | HPWH_50-gallon | 4 | 15486.1651 | 97.746 |  | 8555.672 | 6365.135 |  | 2967.5602 | 9247.2245 | 2863.041 | 93.312 | 441.2218 |  | 1580.7159 | 609.8211 | 0 | 5205.7475 | 97.8179 |  |  | -1846.3563 | 1533.7448 | 4373.1167 | 0 | 1023.6317 |  |  | 94.3225 | 184.6933 | 668.673 | 0 |  |  |  | 97.746 |  | 52.803 | 0 |  | 101.75 | 312 | 0.23586 | 2.7588 | 0.027243
4 Occupant_USA_NH_Manchest_HPWH_50-gallon | USA_NH_Manchest | HPWH_50-gallon | 4 | 14060.7057 | 97.746 |  | 7170.3168 | 4872.3111 |  | 2613.8237 | 8235 | 1738.6644 | 71.9251 | 447.8978 |  | 1718.639 | 579.3666 | 0 | 5089.1969 | 86.0365 |  |  | -1851.3165 | 1493.6406 | 4373.1167 | 0 | 1023.6317 |  |  | 94.3225 | 184.6933 | 668.673 | 0 |  |  |  | 97.746 |  | 52.803 | 0 |  | 68.5 | 228 | 0.23602 | 2.9906 | 0.026302
4 Occupant_USA_NJ_Newark.L_HPWH_50-gallon | USA_NJ_Newark.L | HPWH_50-gallon | 4 | 13106.2445 | 97.746 |  | 6289.4072 | 3255.456 |  | 2019.7621 | 6535.715 | 805.4221 | 34.3383 | 395.9336 |  | 2452.5227 | 581.4285 | 0 | 4856.6216 | 67.208 |  |  | -1855.7541 | 1420.0889 | 4373.1167 | 0 | 1023.6317 |  |  | 94.3225 | 184.6933 | 668.673 | 0 |  |  |  | 97.746 |  | 52.803 | 0 |  | 14.25 | 469.5 | 0.27654 | 5.1026 | 0.027973
4 Occupant_USA_NJ_Trenton-_HPWH_50-gallon | USA_NJ_Trenton- | HPWH_50-gallon | 4 | 12642.9889 | 97.746 |  | 5833.743 | 3044.5931 |  | 1784.696 | 5846.6693 | 783.8604 | 41.19 | 434.8467 |  | 2253.0921 | 536.0577 | 0 | 4882.9229 | 66.0424 |  |  | -1852.855 | 1412.4976 | 4373.1167 | 0 | 1023.6317 |  |  | 94.3225 | 184.6933 | 668.673 | 0 |  |  |  | 97.746 |  | 52.803 | 0 |  | 34.75 | 600 | 0.22077 | 3.3441 | 0.024191
4 Occupant_USA_NM_Albuquer_HPWH_50-gallon | USA_NM_Albuquer | HPWH_50-gallon | 4 | 12048.2729 | 97.746 |  | 5201.1632 | 1601.4949 |  | 1007.2082 | 3065.6727 | 68.9765 | 22.2494 | 503.0608 |  | 3038.4837 | 561.1845 | 0 | 4697.4417 | 70.6487 |  |  | -1827.5945 | 1450.3614 | 4373.1167 | 0 | 1023.6317 |  |  | 94.3225 | 184.6933 | 668.673 | 0 |  |  |  | 97.746 |  | 52.803 | 0 |  | 4.5 | 28.25 | 0.25153 | 4.2328 | 0.027402
4 Occupant_USA_NM_Las.Cruc_HPWH_50-gallon | USA_NM_Las.Cruc | HPWH_50-gallon | 4 | 11942.5767 | 97.746 |  | 5174.4019 | 865.2913 |  | 448.6809 | 1420.4858 | 6.7077 | 9.3885 | 400.5142 |  | 3748.1159 | 560.9947 | 0 | 4484.3268 | 52.0688 |  |  | -1833.4326 | 1371.4264 | 4373.1167 | 0 | 1023.6317 |  |  | 94.3225 | 184.6933 | 668.673 | 0 |  |  |  | 97.746 |  | 52.803 | 0 |  | 2 | 112.5 | 0.21359 | 4.2605 | 0.027249
4 Occupant_USA_NM_Santa.Fe_HPWH_50-gallon | USA_NM_Santa.Fe | HPWH_50-gallon | 4 | 12428.6919 | 97.746 |  | 5482.9569 | 2797.3692 |  | 1844.3515 | 5597.6417 | 322.8191 | 56.7374 | 573.4612 |  | 2125.7448 | 559.8429 | 0 | 4933.1824 | 95.4064 |  |  | -1826.0724 | 1548.9866 | 4373.1167 | 0 | 1023.6317 |  |  | 94.3225 | 184.6933 | 668.673 | 0 |  |  |  | 97.746 |  | 52.803 | 0 |  | 3 | 12.25 | 0.27751 | 4.3838 | 0.026655
4 Occupant_USA_NV_Las.Vega_HPWH_50-gallon | USA_NV_Las.Vega | HPWH_50-gallon | 4 | 13974.8426 | 97.746 |  | 7321.4165 | 465.2034 |  | 198.9222 | 663.4687 | 0.61408 | 2.216 | 263.4511 |  | 6134.4146 | 721.7985 | 0 | 4126.764 | 31.565 |  |  | -1848.6478 | 1256.6777 | 4373.1167 | 0 | 1023.6317 |  |  | 94.3225 | 184.6933 | 668.673 | 0 |  |  |  | 97.746 |  | 52.803 | 0 |  | 2.5 | 648 | 0.23744 | 4.003 | 0.038315
4 Occupant_USA_NV_Reno-Tah_HPWH_50-gallon | USA_NV_Reno-Tah | HPWH_50-gallon | 4 | 11823.3151 | 97.746 |  | 4935.8014 | 2025.373 |  | 1279.5545 | 3969.5972 | 71.5834 | 45.5881 | 628.647 |  | 2396.5158 | 513.9126 | 0 | 4874.0572 | 80.9871 |  |  | -1836.7749 | 1490.7654 | 4373.1167 | 0 | 1023.6317 |  |  | 94.3225 | 184.6933 | 668.673 | 0 |  |  |  | 97.746 |  | 52.803 | 0 |  | 2.25 | 44.75 | 0.2339 | 3.3254 | 0.024229
4 Occupant_USA_NY_Buffalo._HPWH_50-gallon | USA_NY_Buffalo. | HPWH_50-gallon | 4 | 14970.4452 | 97.746 |  | 8060.0631 | 5751.8849 |  | 3679.5576 | 11504.8487 | 1530.4446 | 123.6345 | 418.2482 |  | 1699.9294 | 608.2489 | 0 | 5158.5424 | 88.5309 |  |  | -1857.2279 | 1513.6338 | 4373.1167 | 0 | 1023.6317 |  |  | 94.3225 | 184.6933 | 668.673 | 0 |  |  |  | 97.746 |  | 52.803 | 0 |  | 33 | 44.5 | 0.30313 | 5.4739 | 0.029104
4 Occupant_USA_NY_New.York_HPWH_50-gallon | USA_NY_New.York | HPWH_50-gallon | 4 | 13385.4957 | 97.746 |  | 6557.7334 | 3736.1155 |  | 2193.0941 | 7167.428 | 1113.0771 | 32.0374 | 397.9069 |  | 2271.2857 | 550.3322 | 0 | 4895.0848 | 70.1437 |  |  | -1858.5443 | 1431.014 | 4373.1167 | 0 | 1023.6317 |  |  | 94.3225 | 184.6933 | 668.673 | 0 |  |  |  | 97.746 |  | 52.803 | 0 |  | 37 | 432.75 | 0.32798 | 6.3408 | 0.026808
4 Occupant_USA_NY_Syracuse_HPWH_50-gallon | USA_NY_Syracuse | HPWH_50-gallon | 4 | 15251.4619 | 97.746 |  | 8345.6287 | 5909.7645 |  | 3374.8046 | 10509.2457 | 2014.5821 | 104.9258 | 415.4519 |  | 1795.4718 | 640.3924 | 0 | 5144.4608 | 89.1087 |  |  | -1850.7039 | 1509.0849 | 4373.1167 | 0 | 1023.6317 |  |  | 94.3225 | 184.6933 | 668.673 | 0 |  |  |  | 97.746 |  | 52.803 | 0 |  | 31 | 161 | 0.27158 | 4.5584 | 0.030452
4 Occupant_USA_OH_Cincinna_HPWH_50-gallon | USA_OH_Cincinna | HPWH_50-gallon | 4 | 13317.7128 | 97.746 |  | 6509.7949 | 3461.2685 |  | 1981.6738 | 6269.8613 | 1009.2663 | 67.9741 | 402.3542 |  | 2462.5702 | 585.9562 | 0 | 4897.0675 | 68.2183 |  |  | -1849.7244 | 1411.1695 | 4373.1167 | 0 | 1023.6317 |  |  | 94.3225 | 184.6933 | 668.673 | 0 |  |  |  | 97.746 |  | 52.803 | 0 |  | 10.5 | 479.25 | 0.21667 | 3.118 | 0.027212
4 Occupant_USA_OH_Columbus_HPWH_50-gallon | USA_OH_Columbus | HPWH_50-gallon | 4 | 14198.2286 | 97.746 |  | 7364.2149 | 4343.0067 |  | 2333.7389 | 7383.472 | 1571.0232 | 76.2918 | 361.9529 |  | 2399.4552 | 621.753 | 0 | 4933.4376 | 72.0271 |  |  | -1848.3692 | 1437.2653 | 4373.1167 | 0 | 1023.6317 |  |  | 94.3225 | 184.6933 | 668.673 | 0 |  |  |  | 97.746 |  | 52.803 | 0 |  | 32.75 | 621 | 0.2525 | 4.2361 | 0.029155
4 Occupant_USA_OK_Oklahoma_HPWH_50-gallon | USA_OK_Oklahoma | HPWH_50-gallon | 4 | 13608.7429 | 97.746 |  | 6875.9085 | 2541.801 |  | 1427.8087 | 4494.9958 | 738.3316 | 47.3217 | 328.339 |  | 3693.0992 | 641.0084 | 0 | 4611.2472 | 48.4789 |  |  | -1850.4652 | 1336.086 | 4373.1167 | 0 | 1023.6317 |  |  | 94.3225 | 184.6933 | 668.673 | 0 |  |  |  | 97.746 |  | 52.803 | 0 |  | 11.75 | 685.25 | 0.34862 | 5.9181 | 0.033236
4 Occupant_USA_OR_Portland_HPWH_50-gallon | USA_OR_Portland | HPWH_50-gallon | 4 | 10739.9802 | 97.746 |  | 3946.589 | 1846.2297 |  | 1252.5517 | 4374.2265 | 17.5895 | 51.8592 | 524.2292 |  | 1694.52 | 405.8393 | 0 | 4925.2143 | 62.7173 |  |  | -1870.6906 | 1396.6429 | 4373.1167 | 0 | 1023.6317 |  |  | 94.3225 | 184.6933 | 668.673 | 0 |  |  |  | 97.746 |  | 52.803 | 0 |  | 5 | 106.5 | 0.23048 | 3.8683 | 0.01855
4 Occupant_USA_OR_Redmond._HPWH_50-gallon | USA_OR_Redmond. | HPWH_50-gallon | 4 | 12730.3029 | 97.746 |  | 5785.1513 | 3721.2791 |  | 2429.9745 | 7655.802 | 500.3794 | 107.6912 | 683.234 |  | 1520.6284 | 543.2438 | 0 | 5147.1369 | 97.2941 |  |  | -1852.815 | 1548.4033 | 4373.1167 | 0 | 1023.6317 |  |  | 94.3225 | 184.6933 | 668.673 | 0 |  |  |  | 97.746 |  | 52.803 | 0 |  | 5.25 | 45.5 | 0.25456 | 3.0674 | 0.02512
4 Occupant_USA_PA_Bradford_HPWH_50-gallon | USA_PA_Bradford | HPWH_50-gallon | 4 | 16790.0472 | 97.746 |  | 9820.0349 | 7942.6954 |  | 3337.4471 | 10275.2 | 4085.3466 | 129.567 | 390.3347 |  | 1251.0964 | 626.243 | 0 | 5298.9156 | 106.341 |  |  | -1838.8561 | 1573.264 | 4373.1167 | 0 | 1023.6317 |  |  | 94.3225 | 184.6933 | 668.673 | 0 |  |  |  | 97.746 |  | 52.803 | 0 |  | 108.5 | 173 | 0.26369 | 3.6594 | 0.028355
4 Occupant_USA_PA_Philadel_HPWH_50-gallon | USA_PA_Philadel | HPWH_50-gallon | 4 | 12747.9611 | 97.746 |  | 5961.4242 | 2771.6317 |  | 1697.8419 | 5540.2453 | 644.1371 | 31.222 | 398.4307 |  | 2625.9447 | 563.8478 | 0 | 4789.7459 | 61.5037 |  |  | -1853.253 | 1389.7886 | 4373.1167 | 0 | 1023.6317 |  |  | 94.3225 | 184.6933 | 668.673 | 0 |  |  |  | 97.746 |  | 52.803 | 0 |  | 13.25 | 627 | 0.25694 | 4.7547 | 0.02675
4 Occupant_USA_PA_Pittsbur_HPWH_50-gallon | USA_PA_Pittsbur | HPWH_50-gallon | 4 | 13720.7787 | 97.746 |  | 6856.1656 | 4255.6798 |  | 2463.7877 | 7808.6341 | 1307.0017 | 87.6978 | 397.1926 |  | 2004.1236 | 596.3623 | 0 | 5013.1134 | 79.4707 |  |  | -1849.9338 | 1467.8647 | 4373.1167 | 0 | 1023.6317 |  |  | 94.3225 | 184.6933 | 668.673 | 0 |  |  |  | 97.746 |  | 52.803 | 0 |  | 33.25 | 349 | 0.24593 | 3.8567 | 0.027602
4 Occupant_USA_RI_Providen_HPWH_50-gallon | USA_RI_Providen | HPWH_50-gallon | 4 | 13203.3302 | 97.746 |  | 6352.1039 | 3889.4064 |  | 2308.3008 | 7473.2289 | 1090.9358 | 67.0957 | 423.0741 |  | 1906.7569 | 555.9407 | 0 | 5003.5644 | 76.748 |  |  | -1856.8301 | 1454.4779 | 4373.1167 | 0 | 1023.6317 |  |  | 94.3225 | 184.6933 | 668.673 | 0 |  |  |  | 97.746 |  | 52.803 | 0 |  | 19.5 | 282 | 0.26849 | 4.3379 | 0.026
4 Occupant_USA_SC_JB.Charl_HPWH_50-gallon | USA_SC_JB.Charl | HPWH_50-gallon | 4 | 12074.853 | 97.746 |  | 5457.0189 | 600.0132 |  | 335.7969 | 1108.2334 | 14.5609 | 15.0949 | 234.5605 |  | 4323.1471 | 533.8587 | 0 | 4375.104 | 31.0687 |  |  | -1839.6959 | 1221.0857 | 4373.1167 | 0 | 1023.6317 |  |  | 94.3225 | 184.6933 | 668.673 | 0 |  |  |  | 97.746 |  | 52.803 | 0 |  | 1 | 401.25 | 0.18858 | 3.5322 | 0.025851
4 Occupant_USA_SC_Columbia_HPWH_50-gallon | USA_SC_Columbia | HPWH_50-gallon | 4 | 12173.324 | 97.746 |  | 5528.9163 | 840.8858 |  | 485.6166 | 1598.274 | 34.86 | 21.649 | 298.7602 |  | 4116.5025 | 571.5281 | 0 | 4429.5868 | 33.7642 |  |  | -1834.7843 | 1247.6593 | 4373.1167 | 0 | 1023.6317 |  |  | 94.3225 | 184.6933 | 668.673 | 0 |  |  |  | 97.746 |  | 52.803 | 0 |  | 1 | 902.75 | 0.15784 | 2.7544 | 0.02699
4 Occupant_USA_SD_Yankton-_HPWH_50-gallon | USA_SD_Yankton- | HPWH_50-gallon | 4 | 17760.2011 | 97.746 |  | 10824.6561 | 8190.1298 |  | 3841.5371 | 11300.1964 | 3815.5421 | 131.1144 | 401.9362 |  | 1978.3718 | 656.1545 | 0 | 5178.1499 | 96.8852 |  |  | -1843.5258 | 1538.7967 | 4373.1167 | 0 | 1023.6317 |  |  | 94.3225 | 184.6933 | 668.673 | 0 |  |  |  | 97.746 |  | 52.803 | 0 |  | 82.25 | 88 | 0.33298 | 5.6219 | 0.032404
4 Occupant_USA_SD_Sioux.Fa_HPWH_50-gallon | USA_SD_Sioux.Fa | HPWH_50-gallon | 4 | 18340.2783 | 97.746 |  | 11380.4359 | 8836.3758 |  | 4271.579 | 12279.2034 | 4024.0208 | 132.1487 | 408.6272 |  | 1851.8105 | 692.2496 | 0 | 5245.8243 | 104.0837 |  |  | -1836.317 | 1563.094 | 4373.1167 | 0 | 1023.6317 |  |  | 94.3225 | 184.6933 | 668.673 | 0 |  |  |  | 97.746 |  | 52.803 | 0 |  | 50 | 17 | 0.33744 | 4.9999 | 0.034532
4 Occupant_USA_TN_Memphis._HPWH_50-gallon | USA_TN_Memphis. | HPWH_50-gallon | 4 | 12561.389 | 97.746 |  | 5890.8335 | 1358.7982 |  | 856.1845 | 2823.9457 | 154.5811 | 31.66 | 316.3725 |  | 3930.2721 | 601.7632 | 0 | 4488.5493 | 38.1327 |  |  | -1841.6845 | 1273.8071 | 4373.1167 | 0 | 1023.6317 |  |  | 94.3225 | 184.6933 | 668.673 | 0 |  |  |  | 97.746 |  | 52.803 | 0 |  | 5.5 | 1087 | 0.22688 | 3.8984 | 0.02912
4 Occupant_USA_TN_Nashvill_HPWH_50-gallon | USA_TN_Nashvill | HPWH_50-gallon | 4 | 12076.472 | 97.746 |  | 5366.5333 | 1446.0386 |  | 894.8413 | 2912.3189 | 166.9932 | 30.7088 | 353.4953 |  | 3364.2033 | 556.2914 | 0 | 4600.8868 | 45.8026 |  |  | -1842.8531 | 1313.1903 | 4373.1167 | 0 | 1023.6317 |  |  | 94.3225 | 184.6933 | 668.673 | 0 |  |  |  | 97.746 |  | 52.803 | 0 |  | 5.25 | 812.25 | 0.19935 | 2.996 | 0.025984
4 Occupant_USA_TX_Austin-C_HPWH_50-gallon | USA_TX_Austin-C | HPWH_50-gallon | 4 | 13021.9282 | 97.746 |  | 6440.8395 | 539.0317 |  | 294.1173 | 938.9309 | 49.3988 | 8.6384 | 186.8772 |  | 5231.2243 | 670.5836 | 0 | 4194.6238 | 24.1418 |  |  | -1825.2182 | 1184.3404 | 4373.1167 | 0 | 1023.6317 |  |  | 94.3225 | 184.6933 | 668.673 | 0 |  |  |  | 97.746 |  | 52.803 | 0 |  | 0.5 | 1265.75 | 0.14489 | 2.1925 | 0.032766
4 Occupant_USA_TX_Dallas-F_HPWH_50-gallon | USA_TX_Dallas-F | HPWH_50-gallon | 4 | 12914.5219 | 97.746 |  | 6285.4888 | 775.6027 |  | 478.0501 | 1588.1594 | 4.9821 | 15.1092 | 277.4613 |  | 4888.1312 | 621.7549 | 0 | 4335.0354 | 30.6396 |  |  | -1850.1455 | 1232.2847 | 4373.1167 | 0 | 1023.6317 |  |  | 94.3225 | 184.6933 | 668.673 | 0 |  |  |  | 97.746 |  | 52.803 | 0 |  | 1 | 516.25 | 0.29453 | 5.2572 | 0.033057
4 Occupant_USA_TX_Houston-_HPWH_50-gallon | USA_TX_Houston- | HPWH_50-gallon | 4 | 12917.8245 | 97.746 |  | 6374.3483 | 254.2738 |  | 125.0489 | 434.8248 | 0.35156 | 4.0614 | 124.812 |  | 5462.6265 | 657.448 | 0 | 4140.1905 | 18.8388 |  |  | -1830.953 | 1146.7278 | 4373.1167 | 0 | 1023.6317 |  |  | 94.3225 | 184.6933 | 668.673 | 0 |  |  |  | 97.746 |  | 52.803 | 0 |  | 0 | 1070.25 | 0.17768 | 3.564 | 0.033283
4 Occupant_USA_TX_Lubbock._HPWH_50-gallon | USA_TX_Lubbock. | HPWH_50-gallon | 4 | 12861.6169 | 97.746 |  | 6096.8121 | 1651.0007 |  | 1147.4152 | 3582.4788 | 65.0161 | 52.9889 | 385.5805 |  | 3813.9796 | 631.8318 | 0 | 4589.4198 | 53.3737 |  |  | -1847.3331 | 1368.0565 | 4373.1167 | 0 | 1023.6317 |  |  | 94.3225 | 184.6933 | 668.673 | 0 |  |  |  | 97.746 |  | 52.803 | 0 |  | 0.25 | 127.25 | 0.33119 | 6.4395 | 0.033691
4 Occupant_USA_TX_San.Anto_HPWH_50-gallon | USA_TX_San.Anto | HPWH_50-gallon | 4 | 13439.5247 | 97.746 |  | 6866.7016 | 523.229 |  | 302.5482 | 966.7794 | 47.48 | 7.3731 | 165.8277 |  | 5628.3966 | 715.076 | 0 | 4183.2736 | 21.615 |  |  | -1834.0359 | 1176.0747 | 4373.1167 | 0 | 1023.6317 |  |  | 94.3225 | 184.6933 | 668.673 | 0 |  |  |  | 97.746 |  | 52.803 | 0 |  | 0.5 | 977.75 | 0.22938 | 4.2615 | 0.037259
4 Occupant_USA_UT_Salt.Lak_HPWH_50-gallon | USA_UT_Salt.Lak | HPWH_50-gallon | 4 | 13422.5587 | 97.746 |  | 6528.7928 | 3221.7813 |  | 2245.1322 | 6847.0613 | 335.8438 | 95.6279 | 545.1775 |  | 2661.3388 | 645.6726 | 0 | 4920.4926 | 82.5853 |  |  | -1844.4191 | 1497.0176 | 4373.1167 | 0 | 1023.6317 |  |  | 94.3225 | 184.6933 | 668.673 | 0 |  |  |  | 97.746 |  | 52.803 | 0 |  | 4.5 | 66.75 | 0.26159 | 3.5078 | 0.03173
4 Occupant_USA_UT_St.Georg_HPWH_50-gallon | USA_UT_St.Georg | HPWH_50-gallon | 4 | 12984.2205 | 97.746 |  | 6254.0863 | 1075.1995 |  | 638.3206 | 2027.1267 | 12.0373 | 15.9983 | 408.8433 |  | 4549.8095 | 629.0773 | 0 | 4426.121 | 46.286 |  |  | -1845.9144 | 1333.3859 | 4373.1167 | 0 | 1023.6317 |  |  | 94.3225 | 184.6933 | 668.673 | 0 |  |  |  | 97.746 |  | 52.803 | 0 |  | 0.75 | 373.5 | 0.19574 | 3.2807 | 0.031546
4 Occupant_USA_UT_Vernal.R_HPWH_50-gallon | USA_UT_Vernal.R | HPWH_50-gallon | 4 | 15295.1991 | 97.746 |  | 8291.6808 | 5548.2154 |  | 3124.141 | 8981.2398 | 1781.3908 | 99.9231 | 542.7605 |  | 2045.1999 | 698.2655 | 0 | 5161.4551 | 111.9578 |  |  | -1818.8923 | 1606.77 | 4373.1167 | 0 | 1023.6317 |  |  | 94.3225 | 184.6933 | 668.673 | 0 |  |  |  | 97.746 |  | 52.803 | 0 |  | 9.25 | 40.5 | 0.2393 | 2.4244 | 0.032902
4 Occupant_USA_VA_Norfolk._HPWH_50-gallon | USA_VA_Norfolk. | HPWH_50-gallon | 4 | 11828.7579 | 97.746 |  | 5135.8532 | 1297.0679 |  | 832.772 | 2815.0719 | 73.528 | 24.6733 | 366.0946 |  | 3304.5273 | 534.2579 | 0 | 4591.1057 | 43.6325 |  |  | -1845.5288 | 1296.1563 | 4373.1167 | 0 | 1023.6317 |  |  | 94.3225 | 184.6933 | 668.673 | 0 |  |  |  | 97.746 |  | 52.803 | 0 |  | 17.25 | 799.5 | 0.25221 | 4.4612 | 0.02568
4 Occupant_USA_VT_Burlingt_HPWH_50-gallon | USA_VT_Burlingt | HPWH_50-gallon | 4 | 16747.4189 | 97.746 |  | 9809.76 | 7575.1976 |  | 3392.4964 | 10507.9669 | 3712.0407 | 93.151 | 377.5095 |  | 1578.5423 | 656.0201 | 0 | 5223.3111 | 97.4286 |  |  | -1849.0621 | 1540.9106 | 4373.1167 | 0 | 1023.6317 |  |  | 94.3225 | 184.6933 | 668.673 | 0 |  |  |  | 97.746 |  | 52.803 | 0 |  | 130.75 | 254.75 | 0.28802 | 3.5735 | 0.030714
4 Occupant_USA_WA_Seattle-_HPWH_50-gallon | USA_WA_Seattle- | HPWH_50-gallon | 4 | 10623.9706 | 97.746 |  | 3796.5144 | 2156.1876 |  | 1513.9788 | 5469.7439 | 67.1054 | 54.952 | 520.1513 |  | 1242.2551 | 398.0717 | 0 | 5014.8486 | 69.9811 |  |  | -1874.3777 | 1430.7078 | 4373.1167 | 0 | 1023.6317 |  |  | 94.3225 | 184.6933 | 668.673 | 0 |  |  |  | 97.746 |  | 52.803 | 0 |  | 129.75 | 250.25 | 0.25359 | 3.6253 | 0.01708
4 Occupant_USA_WA_Spokane._HPWH_50-gallon | USA_WA_Spokane. | HPWH_50-gallon | 4 | 14253.8664 | 97.746 |  | 7310.2889 | 5057.5402 |  | 3205.1946 | 10150.7675 | 1149.7067 | 178.1497 | 524.4892 |  | 1607.4067 | 645.342 | 0 | 5173.773 | 96.9004 |  |  | -1853.1474 | 1546.8291 | 4373.1167 | 0 | 1023.6317 |  |  | 94.3225 | 184.6933 | 668.673 | 0 |  |  |  | 97.746 |  | 52.803 | 0 |  | 42.75 | 132 | 0.29151 | 3.9914 | 0.030746
4 Occupant_USA_WI_Milwauke_HPWH_50-gallon | USA_WI_Milwauke | HPWH_50-gallon | 4 | 15443.805 | 97.746 |  | 8530.6655 | 6191.3856 |  | 3336.407 | 10368.478 | 2333.3569 | 99.6883 | 421.9334 |  | 1704.2078 | 635.0722 | 0 | 5150.3076 | 91.7245 |  |  | -1851.7762 | 1516.3911 | 4373.1167 | 0 | 1023.6317 |  |  | 94.3225 | 184.6933 | 668.673 | 0 |  |  |  | 97.746 |  | 52.803 | 0 |  | 47.25 | 90.25 | 0.30329 | 5.0608 | 0.030703
4 Occupant_USA_WI_Rhinelan_HPWH_50-gallon | USA_WI_Rhinelan | HPWH_50-gallon | 4 | 20013.3028 | 97.746 |  | 12993.4139 | 11021.3528 |  | 3946.4032 | 11694.298 | 6550.9314 | 141.0342 | 382.984 |  | 1265.4287 | 706.6324 | 0 | 5420.8088 | 122.6781 |  |  | -1826.1409 | 1623.1405 | 4373.1167 | 0 | 1023.6317 |  |  | 94.3225 | 184.6933 | 668.673 | 0 |  |  |  | 97.746 |  | 52.803 | 0 |  | 115 | 150.25 | 0.2799 | 3.5702 | 0.032684
4 Occupant_USA_WV_Charlest_HPWH_50-gallon | USA_WV_Charlest | HPWH_50-gallon | 4 | 12598.2719 | 97.746 |  | 5806.2312 | 2705.9585 |  | 1619.9844 | 5086.6756 | 607.4651 | 64.5041 | 414.0049 |  | 2540.5802 | 559.6926 | 0 | 4849.7725 | 62.6591 |  |  | -1844.0404 | 1395.2923 | 4373.1167 | 0 | 1023.6317 |  |  | 94.3225 | 184.6933 | 668.673 | 0 |  |  |  | 97.746 |  | 52.803 | 0 |  | 5 | 374.75 | 0.18437 | 2.2947 | 0.025702
4 Occupant_USA_WV_Morganto_HPWH_50-gallon | USA_WV_Morganto | HPWH_50-gallon | 4 | 13135.4723 | 97.746 |  | 6297.9488 | 3526.1014 |  | 2056.0046 | 6398.6028 | 998.0799 | 62.2655 | 409.7514 |  | 2197.826 | 574.0214 | 0 | 4944.9278 | 73.5549 |  |  | -1843.8126 | 1440.7751 | 4373.1167 | 0 | 1023.6317 |  |  | 94.3225 | 184.6933 | 668.673 | 0 |  |  |  | 97.746 |  | 52.803 | 0 |  | 13.75 | 300.25 | 0.19216 | 2.106 | 0.026023
4 Occupant_USA_WY_Cheyenne_HPWH_50-gallon | USA_WY_Cheyenne | HPWH_50-gallon | 4 | 14376.0267 | 97.746 |  | 7334.4103 | 5426.6536 |  | 3354.8625 | 10270.9092 | 1408.6951 | 79.7577 | 583.3383 |  | 1278.586 | 629.1707 | 0 | 5211.9337 | 115.8755 |  |  | -1839.308 | 1644.868 | 4373.1167 | 0 | 1023.6317 |  |  | 94.3225 | 184.6933 | 668.673 | 0 |  |  |  | 97.746 |  | 52.803 | 0 |  | 13.25 | 1.5 | 0.3577 | 6.8757 | 0.03066
4 Occupant_USA_WY_Jackson._HPWH_50-gallon | USA_WY_Jackson. | HPWH_50-gallon | 4 | 18520.3145 | 97.746 |  | 11367.0788 | 9728.4784 |  | 4786.1865 | 13932.2777 | 4151.6287 | 191.2671 | 599.3962 |  | 866.2334 | 772.367 | 0 | 5535.8053 | 152.2641 |  |  | -1809.6228 | 1756.4874 | 4373.1167 | 0 | 1023.6317 |  |  | 94.3225 | 184.6933 | 668.673 | 0 |  |  |  | 97.746 |  | 52.803 | 0 |  | 72.25 | 2.25 | 0.32344 | 3.3962 | 0.036577
5 Occupant_USA_AL_Birmingh_HPWH_50-gallon | USA_AL_Birmingh | HPWH_50-gallon | 5 | 12150.1429 | 97.746 |  | 5183.8287 | 903.3136 |  | 510.8162 | 1666.3091 | 64.0795 | 18.7257 | 309.6922 |  | 3711.2999 | 569.2152 | 0 | 5470.1419 | 118.6796 |  |  | -1812.9994 | 1569.5658 | 4373.1167 | 0 | 1023.6317 |  |  | 94.3225 | 184.6933 | 668.673 | 0 |  |  |  | 97.746 |  | 52.803 | 0 |  | 4.25 | 897 | 0.16998 | 2.7893 | 0.025705
5 Occupant_USA_AL_Mobile.R_HPWH_50-gallon | USA_AL_Mobile.R | HPWH_50-gallon | 5 | 12284.1937 | 97.746 |  | 5427.876 | 371.795 |  | 178.5769 | 578.4017 | 7.1886 | 5.2081 | 180.8214 |  | 4451.0888 | 604.9922 | 0 | 5242.7427 | 76.3679 |  |  | -1812.1033 | 1459.5693 | 4373.1167 | 0 | 1023.6317 |  |  | 94.3225 | 184.6933 | 668.673 | 0 |  |  |  | 97.746 |  | 52.803 | 0 |  | 0.75 | 946 | 0.17832 | 3.2607 | 0.028527
5 Occupant_USA_AR_Fayettev_HPWH_50-gallon | USA_AR_Fayettev | HPWH_50-gallon | 5 | 12759.2103 | 97.746 |  | 5649.1527 | 2065.6836 |  | 1358.52 | 4247.9089 | 243.4725 | 65.9295 | 397.7616 |  | 3010.7505 | 572.7187 | 0 | 5783.6228 | 179.6736 |  |  | -1808.306 | 1713.3092 | 4373.1167 | 0 | 1023.6317 |  |  | 94.3225 | 184.6933 | 668.673 | 0 |  |  |  | 97.746 |  | 52.803 | 0 |  | 3 | 368 | 0.21519 | 2.9783 | 0.026446
5 Occupant_USA_AR_Little.R_HPWH_50-gallon | USA_AR_Little.R | HPWH_50-gallon | 5 | 12636.496 | 97.746 |  | 5634.5791 | 1287.9162 |  | 804.2639 | 2574.9691 | 87.9892 | 30.1755 | 365.4876 |  | 3760.3955 | 586.2674 | 0 | 5560.6611 | 135.3323 |  |  | -1813.2033 | 1605.1685 | 4373.1167 | 0 | 1023.6317 |  |  | 94.3225 | 184.6933 | 668.673 | 0 |  |  |  | 97.746 |  | 52.803 | 0 |  | 3.75 | 828 | 0.16784 | 2.666 | 0.026943
5 Occupant_USA_AZ_Flagstaf_HPWH_50-gallon | USA_AZ_Flagstaf | HPWH_50-gallon | 5 | 13291.0708 | 97.746 |  | 5783.2837 | 3899.6884 |  | 2329.7999 | 7064.3592 | 828.4397 | 109.7495 | 631.6994 |  | 1324.1984 | 559.3969 | 0 | 6301.6856 | 347.6319 |  |  | -1742.5992 | 2111.0387 | 4373.1167 | 0 | 1023.6317 |  |  | 94.3225 | 184.6933 | 668.673 | 0 |  |  |  | 97.746 |  | 52.803 | 0 |  | 13.75 | 7.25 | 0.27653 | 3.7973 | 0.024114
5 Occupant_USA_AZ_Kingman._HPWH_50-gallon | USA_AZ_Kingman. | HPWH_50-gallon | 5 | 12642.7329 | 97.746 |  | 5564.5291 | 997.3378 |  | 549.82 | 1777.8184 | 6.5996 | 12.583 | 428.3352 |  | 3976.4488 | 590.7425 | 0 | 5436.7408 | 140.1693 |  |  | -1817.4928 | 1681.4555 | 4373.1167 | 0 | 1023.6317 |  |  | 94.3225 | 184.6933 | 668.673 | 0 |  |  |  | 97.746 |  | 52.803 | 0 |  | 0.75 | 238.25 | 0.27656 | 4.9721 | 0.029231
5 Occupant_USA_AZ_Phoenix-_HPWH_50-gallon | USA_AZ_Phoenix- | HPWH_50-gallon | 5 | 15392.0643 | 97.746 |  | 8636.1206 | 89.9356 |  | 5.1791 | 18.637 | 0 | 0.062592 | 84.6939 |  | 7712.7909 | 833.3941 | 0 | 4672.7689 | 44.3571 |  |  | -1827.7482 | 1359.1954 | 4373.1167 | 0 | 1023.6317 |  |  | 94.3225 | 184.6933 | 668.673 | 0 |  |  |  | 97.746 |  | 52.803 | 0 |  | 0 | 1035.5 | 0.15485 | 3.519 | 0.043814
5 Occupant_USA_AZ_Prescott_HPWH_50-gallon | USA_AZ_Prescott | HPWH_50-gallon | 5 | 12000.7426 | 97.746 |  | 4783.198 | 1508.5785 |  | 919.9828 | 2848.2125 | 28.5739 | 37.983 | 522.0388 |  | 2736.9758 | 537.6438 | 0 | 5776.6339 | 200.0324 |  |  | -1784.7049 | 1820.7963 | 4373.1167 | 0 | 1023.6317 |  |  | 94.3225 | 184.6933 | 668.673 | 0 |  |  |  | 97.746 |  | 52.803 | 0 |  | 3 | 53.5 | 0.22598 | 3.1812 | 0.02424
5 Occupant_USA_CA_Bakersfi_HPWH_50-gallon | USA_CA_Bakersfi | HPWH_50-gallon | 5 | 12427.5079 | 97.746 |  | 5519.6225 | 369.8527 |  | 116.7364 | 400.8316 | 0.9375 | 4.509 | 247.6698 |  | 4551.2835 | 598.4863 | 0 | 5266.9697 | 93.7131 |  |  | -1814.8676 | 1511.1371 | 4373.1167 | 0 | 1023.6317 |  |  | 94.3225 | 184.6933 | 668.673 | 0 |  |  |  | 97.746 |  | 52.803 | 0 |  | 0 | 700 | 0.16456 | 2.6262 | 0.02851
5 Occupant_USA_CA_Bishop-E_HPWH_50-gallon | USA_CA_Bishop-E | HPWH_50-gallon | 5 | 12696.2324 | 97.746 |  | 5472.0653 | 1743.478 |  | 1142.8031 | 3512.732 | 70.7169 | 20.1101 | 509.8478 |  | 3147.3168 | 581.2705 | 0 | 5719.8494 | 200.6159 |  |  | -1795.0308 | 1827.4188 | 4373.1167 | 0 | 1023.6317 |  |  | 94.3225 | 184.6933 | 668.673 | 0 |  |  |  | 97.746 |  | 52.803 | 0 |  | 2.75 | 265 | 0.25445 | 3.658 | 0.026895
5 Occupant_USA_CA_Crescent_HPWH_50-gallon | USA_CA_Crescent | HPWH_50-gallon | 5 | 9142.7205 | 97.746 |  | 1939.1931 | 1057.7106 |  | 619.2149 | 2360.5969 | 23.0546 | 15.6599 | 399.7813 |  | 628.7736 | 252.7088 | 0 | 6199.6269 | 229.8114 |  |  | -1818.2845 | 1806.7791 | 4373.1167 | 0 | 1023.6317 |  |  | 94.3225 | 184.6933 | 668.673 | 0 |  |  |  | 97.746 |  | 52.803 | 0 |  | 134.75 | 172 | 0.26201 | 3.7269 | 0.0090277
5 Occupant_USA_CA_Imperial_HPWH_50-gallon | USA_CA_Imperial | HPWH_50-gallon | 5 | 14887.2958 | 97.746 |  | 8117.3364 | 166.9412 |  | 26.7237 | 88.2319 | 0.16163 | 0.53062 | 139.5253 |  | 7184.3934 | 766.0017 | 0 | 4787.5943 | 51.7346 |  |  | -1825.4255 | 1373.2111 | 4373.1167 | 0 | 1023.6317 |  |  | 94.3225 | 184.6933 | 668.673 | 0 |  |  |  | 97.746 |  | 52.803 | 0 |  | 0 | 1208.5 | 0.16156 | 3.7233 | 0.039334
5 Occupant_USA_CA_Los.Ange_HPWH_50-gallon | USA_CA_Los.Ange | HPWH_50-gallon | 5 | 10308.8649 | 97.746 |  | 3388.4733 | 36.5875 |  | 3.2364 | 12.167 | 0 | 0.0021754 | 33.3489 |  | 2893.7118 | 458.174 | 0 | 5477.0032 | 98.076 |  |  | -1776.1832 | 1523.6432 | 4373.1167 | 0 | 1023.6317 |  |  | 94.3225 | 184.6933 | 668.673 | 0 |  |  |  | 97.746 |  | 52.803 | 0 |  | 0 | 758.75 | 0.18286 | 4.1211 | 0.019518
5 Occupant_USA_CA_Riversid_HPWH_50-gallon | USA_CA_Riversid | HPWH_50-gallon | 5 | 11747.2836 | 97.746 |  | 4830.7852 | 201.9562 |  | 38.1504 | 133.3229 | 0 | 0.96369 | 162.8421 |  | 4068.5967 | 560.2323 | 0 | 5326.7374 | 93.6847 |  |  | -1799.3133 | 1519.7501 | 4373.1167 | 0 | 1023.6317 |  |  | 94.3225 | 184.6933 | 668.673 | 0 |  |  |  | 97.746 |  | 52.803 | 0 |  | 0 | 497.5 | 0.14041 | 2.5878 | 0.025972
5 Occupant_USA_CA_Sacramen_HPWH_50-gallon | USA_CA_Sacramen | HPWH_50-gallon | 5 | 11430.4154 | 97.746 |  | 4417.5206 | 721.3312 |  | 358.479 | 1223.4672 | 5.006 | 17.0467 | 340.7995 |  | 3201.0872 | 495.1022 | 0 | 5623.3409 | 136.7047 |  |  | -1812.7742 | 1616.1465 | 4373.1167 | 0 | 1023.6317 |  |  | 94.3225 | 184.6933 | 668.673 | 0 |  |  |  | 97.746 |  | 52.803 | 0 |  | 0.75 | 427.25 | 0.23756 | 3.4584 | 0.023286
5 Occupant_USA_CA_San.Jose_HPWH_50-gallon | USA_CA_San.Jose | HPWH_50-gallon | 5 | 10277.8826 | 97.746 |  | 3259.6813 | 380.9077 |  | 132.8475 | 471.4096 | 0.39546 | 4.6238 | 243.0408 |  | 2463.465 | 415.3087 | 0 | 5706.4467 | 138.5352 |  |  | -1794.2294 | 1621.4529 | 4373.1167 | 0 | 1023.6317 |  |  | 94.3225 | 184.6933 | 668.673 | 0 |  |  |  | 97.746 |  | 52.803 | 0 |  | 1.25 | 245.75 | 0.20853 | 3.3079 | 0.017954
5 Occupant_USA_CA_Santa.An_HPWH_50-gallon | USA_CA_Santa.An | HPWH_50-gallon | 5 | 10807.2729 | 97.746 |  | 3904.1076 | 68.0983 |  | 5.0093 | 18.1859 | 0 | 0.1106 | 62.9784 |  | 3334.4874 | 501.5219 | 0 | 5410.4075 | 91.2417 |  |  | -1783.8702 | 1506.4169 | 4373.1167 | 0 | 1023.6317 |  |  | 94.3225 | 184.6933 | 668.673 | 0 |  |  |  | 97.746 |  | 52.803 | 0 |  | 0 | 578.75 | 0.16003 | 2.3258 | 0.022028
5 Occupant_USA_CO_Alamosa-_HPWH_50-gallon | USA_CO_Alamosa- | HPWH_50-gallon | 5 | 15828.9268 | 97.746 |  | 8189.128 | 6368.7033 |  | 3249.8856 | 9069.8821 | 2389.8672 | 82.2605 | 646.69 |  | 1167.2951 | 653.1297 | 0 | 6467.7859 | 422.8004 |  |  | -1712.1675 | 2243.0504 | 4373.1167 | 0 | 1023.6317 |  |  | 94.3225 | 184.6933 | 668.673 | 0 |  |  |  | 97.746 |  | 52.803 | 0 |  | 26.25 | 1.5 | 0.30263 | 3.7796 | 0.029367
5 Occupant_USA_CO_Aspen-Pi_HPWH_50-gallon | USA_CO_Aspen-Pi | HPWH_50-gallon | 5 | 15289.2268 | 97.746 |  | 7620.3396 | 5983.8375 |  | 3650.6391 | 10437.8332 | 1514.0915 | 124.3164 | 694.7905 |  | 962.9958 | 673.5064 | 0 | 6531.0928 | 441.4749 |  |  | -1712.6242 | 2272.1388 | 4373.1167 | 0 | 1023.6317 |  |  | 94.3225 | 184.6933 | 668.673 | 0 |  |  |  | 97.746 |  | 52.803 | 0 |  | 10.25 | 0.5 | 0.27515 | 2.5143 | 0.030208
5 Occupant_USA_CO_Denver.I_HPWH_50-gallon | USA_CO_Denver.I | HPWH_50-gallon | 5 | 13929.873 | 97.746 |  | 6541.4084 | 3740.2885 |  | 2455.5125 | 7278.7389 | 668.6641 | 64.8006 | 551.3112 |  | 2157.1283 | 643.9916 | 0 | 6096.4386 | 285.9768 |  |  | -1770.7087 | 1991.7162 | 4373.1167 | 0 | 1023.6317 |  |  | 94.3225 | 184.6933 | 668.673 | 0 |  |  |  | 97.746 |  | 52.803 | 0 |  | 7 | 11.25 | 0.31157 | 5.1194 | 0.031271
5 Occupant_USA_CO_Trinidad_HPWH_50-gallon | USA_CO_Trinidad | HPWH_50-gallon | 5 | 13008.9706 | 97.746 |  | 5661.0553 | 2896.927 |  | 1814.5497 | 5473.3489 | 509.449 | 47.4318 | 525.4965 |  | 2186.243 | 577.8853 | 0 | 5989.3258 | 261.2422 |  |  | -1773.6646 | 1951.167 | 4373.1167 | 0 | 1023.6317 |  |  | 94.3225 | 184.6933 | 668.673 | 0 |  |  |  | 97.746 |  | 52.803 | 0 |  | 6.75 | 46.75 | 0.28514 | 5.5913 | 0.026435
5 Occupant_USA_CT_Bridgepo_HPWH_50-gallon | USA_CT_Bridgepo | HPWH_50-gallon | 5 | 13326.8672 | 97.746 |  | 6087.1409 | 3582.7654 |  | 2157.0834 | 7013.2575 | 945.6456 | 51.1713 | 428.8651 |  | 1953.1929 | 551.1827 | 0 | 6038.584 | 233.6562 |  |  | -1804.0935 | 1842.9779 | 4373.1167 | 0 | 1023.6317 |  |  | 94.3225 | 184.6933 | 668.673 | 0 |  |  |  | 97.746 |  | 52.803 | 0 |  | 50 | 365 | 0.26359 | 4.5472 | 0.024569
5 Occupant_USA_DE_Wilmingt_HPWH_50-gallon | USA_DE_Wilmingt | HPWH_50-gallon | 5 | 13153.0042 | 97.746 |  | 5975.0092 | 3007.2854 |  | 1970.7823 | 6332.4676 | 562.4693 | 55.071 | 418.9628 |  | 2399.0807 | 568.643 | 0 | 5908.5555 | 209.0748 |  |  | -1812.7492 | 1781.2467 | 4373.1167 | 0 | 1023.6317 |  |  | 94.3225 | 184.6933 | 668.673 | 0 |  |  |  | 97.746 |  | 52.803 | 0 |  | 13.75 | 314.5 | 0.25257 | 4.4235 | 0.02606
5 Occupant_USA_FL_Fort.Mye_HPWH_50-gallon | USA_FL_Fort.Mye | HPWH_50-gallon | 5 | 13593.189 | 97.746 |  | 6881.0621 | 37.0638 |  | 6.9463 | 23.8876 | 0 | 0.03991 | 30.0776 |  | 6090.5448 | 753.4534 | 0 | 4815.1751 | 32.4583 |  |  | -1811.4434 | 1315.3786 | 4373.1167 | 0 | 1023.6317 |  |  | 94.3225 | 184.6933 | 668.673 | 0 |  |  |  | 97.746 |  | 52.803 | 0 |  | 0 | 1786.25 | 0.14518 | 3.5195 | 0.036115
5 Occupant_USA_FL_Jacksonv_HPWH_50-gallon | USA_FL_Jacksonv | HPWH_50-gallon | 5 | 12355.4223 | 97.746 |  | 5520.1725 | 284.6539 |  | 115.3953 | 376.5997 | 2.232 | 5.5672 | 161.4594 |  | 4631.8598 | 603.6588 | 0 | 5223.2628 | 71.1057 |  |  | -1810.5913 | 1438.5015 | 4373.1167 | 0 | 1023.6317 |  |  | 94.3225 | 184.6933 | 668.673 | 0 |  |  |  | 97.746 |  | 52.803 | 0 |  | 0.25 | 891.25 | 0.16668 | 3.3547 | 0.028415
5 Occupant_USA_FL_Miami.Na_HPWH_50-gallon | USA_FL_Miami.Na | HPWH_50-gallon | 5 | 14354.85 | 97.746 |  | 7682.7752 | 4.2917 |  | 0.21689 | 0.77774 | 0 | 0 | 4.0748 |  | 6865.774 | 812.7095 | 0 | 4673.5586 | 21.3479 |  |  | -1825.9483 | 1275.3265 | 4373.1167 | 0 | 1023.6317 |  |  | 94.3225 | 184.6933 | 668.673 | 0 |  |  |  | 97.746 |  | 52.803 | 0 |  | 0 | 1453.75 | 0.15388 | 4.1904 | 0.040034
5 Occupant_USA_GA_Atlanta-_HPWH_50-gallon | USA_GA_Atlanta- | HPWH_50-gallon | 5 | 12081.2902 | 97.746 |  | 5094.4478 | 912.6354 |  | 541.6391 | 1804.4968 | 35.84 | 17.9394 | 317.2169 |  | 3616.6468 | 565.1657 | 0 | 5504.4493 | 121.7804 |  |  | -1816.5773 | 1590.094 | 4373.1167 | 0 | 1023.6317 |  |  | 94.3225 | 184.6933 | 668.673 | 0 |  |  |  | 97.746 |  | 52.803 | 0 |  | 1.75 | 669 | 0.20212 | 3.9731 | 0.026337
5 Occupant_USA_GA_Rome-Rus_HPWH_50-gallon | USA_GA_Rome-Rus | HPWH_50-gallon | 5 | 12136.9005 | 97.746 |  | 5118.7097 | 1164.1393 |  | 702.4265 | 2274.7591 | 78.4995 | 20.1888 | 363.0245 |  | 3396.747 | 557.8234 | 0 | 5606.7865 | 136.757 |  |  | -1811.4307 | 1621.4425 | 4373.1167 | 0 | 1023.6317 |  |  | 94.3225 | 184.6933 | 668.673 | 0 |  |  |  | 97.746 |  | 52.803 | 0 |  | 3.25 | 676.75 | 0.1523 | 1.9299 | 0.02502
5 Occupant_USA_GA_Savannah_HPWH_50-gallon | USA_GA_Savannah | HPWH_50-gallon | 5 | 12320.052 | 97.746 |  | 5437.7067 | 456.0601 |  | 219.547 | 722.3369 | 5.2055 | 9.6335 | 221.6741 |  | 4410.8671 | 570.7795 | 0 | 5300.6586 | 87.5131 |  |  | -1818.8532 | 1485.5969 | 4373.1167 | 0 | 1023.6317 |  |  | 94.3225 | 184.6933 | 668.673 | 0 |  |  |  | 97.746 |  | 52.803 | 0 |  | 0.5 | 578.5 | 0.17472 | 3.402 | 0.026989
5 Occupant_USA_IA_Des.Moin_HPWH_50-gallon | USA_IA_Des.Moin | HPWH_50-gallon | 5 | 16599.6301 | 97.746 |  | 9301.1199 | 6206.2804 |  | 3127.1005 | 9441.8881 | 2576.4543 | 91.6515 | 411.074 |  | 2387.6653 | 707.1742 | 0 | 6100.7116 | 265.9574 |  |  | -1789.7285 | 1901.7619 | 4373.1167 | 0 | 1023.6317 |  |  | 94.3225 | 184.6933 | 668.673 | 0 |  |  |  | 97.746 |  | 52.803 | 0 |  | 32 | 228.25 | 0.30129 | 4.8702 | 0.034097
5 Occupant_USA_IA_Sioux.Ci_HPWH_50-gallon | USA_IA_Sioux.Ci | HPWH_50-gallon | 5 | 18086.3119 | 97.746 |  | 10718.3864 | 7867.0458 |  | 3858.4559 | 11384.1703 | 3514.1269 | 115.7064 | 378.7566 |  | 2132.304 | 719.0365 | 0 | 6239.2086 | 300.1347 |  |  | -1776.7428 | 1971.1771 | 4373.1167 | 0 | 1023.6317 |  |  | 94.3225 | 184.6933 | 668.673 | 0 |  |  |  | 97.746 |  | 52.803 | 0 |  | 36 | 99 | 0.3272 | 5.1104 | 0.034939
5 Occupant_USA_ID_Boise.AP_HPWH_50-gallon | USA_ID_Boise.AP | HPWH_50-gallon | 5 | 13326.8442 | 97.746 |  | 6030.8061 | 3094.0137 |  | 2204.8167 | 6960.2161 | 210.7289 | 98.99 | 579.4782 |  | 2320.6598 | 616.1326 | 0 | 6034.2051 | 247.0635 |  |  | -1797.5459 | 1899.2898 | 4373.1167 | 0 | 1023.6317 |  |  | 94.3225 | 184.6933 | 668.673 | 0 |  |  |  | 97.746 |  | 52.803 | 0 |  | 7.75 | 154 | 0.24558 | 3.5852 | 0.028931
5 Occupant_USA_ID_Idaho.Fa_HPWH_50-gallon | USA_ID_Idaho.Fa | HPWH_50-gallon | 5 | 16646.0364 | 97.746 |  | 9114.1169 | 6888.8815 |  | 4058.1474 | 12195.4275 | 2117.9054 | 170.6325 | 542.1962 |  | 1470.4374 | 754.7981 | 0 | 6407.8841 | 367.5013 |  |  | -1752.5995 | 2135.1712 | 4373.1167 | 0 | 1023.6317 |  |  | 94.3225 | 184.6933 | 668.673 | 0 |  |  |  | 97.746 |  | 52.803 | 0 |  | 37.75 | 33.25 | 0.33727 | 4.3079 | 0.035975
5 Occupant_USA_IL_Bellevil_HPWH_50-gallon | USA_IL_Bellevil | HPWH_50-gallon | 5 | 13625.1206 | 97.746 |  | 6466.6735 | 2976.1685 |  | 1923.8114 | 6080.7882 | 542.8272 | 92.9451 | 416.5848 |  | 2853.184 | 637.321 | 0 | 5886.1844 | 205.8044 |  |  | -1804.0453 | 1761.6987 | 4373.1167 | 0 | 1023.6317 |  |  | 94.3225 | 184.6933 | 668.673 | 0 |  |  |  | 97.746 |  | 52.803 | 0 |  | 8.75 | 530.25 | 0.22517 | 3.3638 | 0.029799
5 Occupant_USA_IL_Chicago._HPWH_50-gallon | USA_IL_Chicago. | HPWH_50-gallon | 5 | 15892.3339 | 97.746 |  | 8589.3402 | 5885.5557 |  | 3147.4018 | 9538.8875 | 2270.1456 | 85.7418 | 382.2665 |  | 2074.7988 | 628.9858 | 0 | 6146.5207 | 263.2324 |  |  | -1792.5705 | 1906.2454 | 4373.1167 | 0 | 1023.6317 |  |  | 94.3225 | 184.6933 | 668.673 | 0 |  |  |  | 97.746 |  | 52.803 | 0 |  | 26.5 | 105.25 | 0.29706 | 5.3734 | 0.029626
5 Occupant_USA_IN_Evansvil_HPWH_50-gallon | USA_IN_Evansvil | HPWH_50-gallon | 5 | 13089.7567 | 97.746 |  | 5964.416 | 2495.4211 |  | 1612.0042 | 5133.4827 | 439.9896 | 53.942 | 389.4854 |  | 2867.1742 | 601.8207 | 0 | 5802.64 | 186.7355 |  |  | -1811.6864 | 1728.5924 | 4373.1167 | 0 | 1023.6317 |  |  | 94.3225 | 184.6933 | 668.673 | 0 |  |  |  | 97.746 |  | 52.803 | 0 |  | 12.5 | 528 | 0.21575 | 3.2775 | 0.027617
5 Occupant_USA_IN_Indianap_HPWH_50-gallon | USA_IN_Indianap | HPWH_50-gallon | 5 | 14850.2624 | 97.746 |  | 7621.272 | 4495.357 |  | 2498.3109 | 7794.2442 | 1537.13 | 80.9795 | 378.9366 |  | 2461.5884 | 664.3267 | 0 | 6009.081 | 229.6615 |  |  | -1799.6555 | 1832.242 | 4373.1167 | 0 | 1023.6317 |  |  | 94.3225 | 184.6933 | 668.673 | 0 |  |  |  | 97.746 |  | 52.803 | 0 |  | 19.5 | 430 | 0.27875 | 5.0455 | 0.03145
5 Occupant_USA_KS_Hays.Rgn_HPWH_50-gallon | USA_KS_Hays.Rgn | HPWH_50-gallon | 5 | 15076.0244 | 97.746 |  | 7825.1634 | 4280.268 |  | 2611.3105 | 8080.9868 | 1176.7944 | 76.3117 | 415.8514 |  | 2839.7853 | 705.1102 | 0 | 5950.6043 | 235.5282 |  |  | -1798.004 | 1854.1126 | 4373.1167 | 0 | 1023.6317 |  |  | 94.3225 | 184.6933 | 668.673 | 0 |  |  |  | 97.746 |  | 52.803 | 0 |  | 15 | 469 | 0.36422 | 6.1531 | 0.035307
5 Occupant_USA_KS_Wichita._HPWH_50-gallon | USA_KS_Wichita. | HPWH_50-gallon | 5 | 13701.6684 | 97.746 |  | 6563.6565 | 2547.4893 |  | 1840.1689 | 5731.6682 | 192.4395 | 74.9786 | 439.9024 |  | 3387.5253 | 628.6418 | 0 | 5783.8999 | 185.8578 |  |  | -1817.6559 | 1741.2635 | 4373.1167 | 0 | 1023.6317 |  |  | 94.3225 | 184.6933 | 668.673 | 0 |  |  |  | 97.746 |  | 52.803 | 0 |  | 1 | 254.5 | 0.34919 | 5.9536 | 0.03214
5 Occupant_USA_KY_Louisvil_HPWH_50-gallon | USA_KY_Louisvil | HPWH_50-gallon | 5 | 13023.7133 | 97.746 |  | 5899.4332 | 2384.9139 |  | 1567.7977 | 5034.3857 | 349.6415 | 51.3924 | 416.0823 |  | 2911.7044 | 602.8149 | 0 | 5785.8979 | 185.3249 |  |  | -1810.7771 | 1727.5317 | 4373.1167 | 0 | 1023.6317 |  |  | 94.3225 | 184.6933 | 668.673 | 0 |  |  |  | 97.746 |  | 52.803 | 0 |  | 6.75 | 483.75 | 0.18791 | 2.7524 | 0.027383
5 Occupant_USA_LA_New.Orle_HPWH_50-gallon | USA_LA_New.Orle | HPWH_50-gallon | 5 | 12989.5032 | 97.746 |  | 6188.1036 | 338.1096 |  | 193.4443 | 651.7537 | 2.0907 | 7.4397 | 135.1349 |  | 5182.3714 | 667.6226 | 0 | 5081.0239 | 58.5225 |  |  | -1817.5824 | 1404.6512 | 4373.1167 | 0 | 1023.6317 |  |  | 94.3225 | 184.6933 | 668.673 | 0 |  |  |  | 97.746 |  | 52.803 | 0 |  | 1.5 | 1209.25 | 0.19787 | 3.9347 | 0.032257
5 Occupant_USA_LA_Shrevepo_HPWH_50-gallon | USA_LA_Shrevepo | HPWH_50-gallon | 5 | 12749.6329 | 97.746 |  | 5848.9792 | 813.4073 |  | 485.1974 | 1538.7907 | 61.148 | 21.9673 | 245.0945 |  | 4428.2105 | 607.3614 | 0 | 5332.7265 | 93.2932 |  |  | -1814.143 | 1503.9053 | 4373.1167 | 0 | 1023.6317 |  |  | 94.3225 | 184.6933 | 668.673 | 0 |  |  |  | 97.746 |  | 52.803 | 0 |  | 1 | 894.25 | 0.18533 | 3.1149 | 0.028685
5 Occupant_USA_MA_Boston-L_HPWH_50-gallon | USA_MA_Boston-L | HPWH_50-gallon | 5 | 14006.0884 | 97.746 |  | 6726.1191 | 4398.3774 |  | 2593.66 | 8499.231 | 1336.7458 | 77.5515 | 390.4201 |  | 1743.2867 | 584.455 | 0 | 6116.7333 | 253.5854 |  |  | -1804.914 | 1883.221 | 4373.1167 | 0 | 1023.6317 |  |  | 94.3225 | 184.6933 | 668.673 | 0 |  |  |  | 97.746 |  | 52.803 | 0 |  | 67.5 | 310.5 | 0.31368 | 6.2343 | 0.026974
5 Occupant_USA_MD_Baltimor_HPWH_50-gallon | USA_MD_Baltimor | HPWH_50-gallon | 5 | 12875.9644 | 97.746 |  | 5720.3392 | 2531.6149 |  | 1619.5376 | 5181.6505 | 441.8677 | 42.7762 | 427.4334 |  | 2613.0834 | 575.641 | 0 | 5854.5109 | 200.2492 |  |  | -1806.154 | 1758.8769 | 4373.1167 | 0 | 1023.6317 |  |  | 94.3225 | 184.6933 | 668.673 | 0 |  |  |  | 97.746 |  | 52.803 | 0 |  | 11.75 | 554.75 | 0.20941 | 3.4807 | 0.02598
5 Occupant_USA_ME_Portland_HPWH_50-gallon | USA_ME_Portland | HPWH_50-gallon | 5 | 15821.2545 | 97.746 |  | 8421.6986 | 6492.0955 |  | 3139.5159 | 9926.9743 | 2846.2719 | 82.1206 | 424.1872 |  | 1320.7054 | 608.8977 | 0 | 6367.2261 | 319.4962 |  |  | -1779.5136 | 2002.8076 | 4373.1167 | 0 | 1023.6317 |  |  | 94.3225 | 184.6933 | 668.673 | 0 |  |  |  | 97.746 |  | 52.803 | 0 |  | 58.75 | 202.5 | 0.27346 | 3.8491 | 0.026872
5 Occupant_USA_ME_Presque._HPWH_50-gallon | USA_ME_Presque. | HPWH_50-gallon | 5 | 23278.9447 | 97.746 |  | 15695.2282 | 14151.7278 |  | 3662.5629 | 11202.1556 | 10063.4922 | 98.6922 | 326.9805 |  | 896.2532 | 647.2472 | 0 | 6660.756 | 421.315 |  |  | -1738.104 | 2186.9682 | 4373.1167 | 0 | 1023.6317 |  |  | 94.3225 | 184.6933 | 668.673 | 0 |  |  |  | 97.746 |  | 52.803 | 0 |  | 325 | 290.25 | 0.30036 | 3.6399 | 0.027649
5 Occupant_USA_MI_Detroit-_HPWH_50-gallon | USA_MI_Detroit- | HPWH_50-gallon | 5 | 14998.8333 | 97.746 |  | 7688.7562 | 5187.5943 |  | 2938.1247 | 9188.7915 | 1763.7661 | 87.9483 | 397.7552 |  | 1849.899 | 651.263 | 0 | 6168.5272 | 268.0943 |  |  | -1790.2452 | 1913.3287 | 4373.1167 | 0 | 1023.6317 |  |  | 94.3225 | 184.6933 | 668.673 | 0 |  |  |  | 97.746 |  | 52.803 | 0 |  | 24.25 | 152.75 | 0.26302 | 4.2789 | 0.030067
5 Occupant_USA_MI_Houghton_HPWH_50-gallon | USA_MI_Houghton | HPWH_50-gallon | 5 | 17888.1614 | 97.746 |  | 10433.9638 | 8377.1399 |  | 3723.1845 | 11373.4455 | 4106.6101 | 144.8108 | 402.5346 |  | 1357.0497 | 699.7742 | 0 | 6448.8144 | 345.7369 |  |  | -1764.6373 | 2057.4493 | 4373.1167 | 0 | 1023.6317 |  |  | 94.3225 | 184.6933 | 668.673 | 0 |  |  |  | 97.746 |  | 52.803 | 0 |  | 69.5 | 153.25 | 0.28542 | 4.2431 | 0.031968
5 Occupant_USA_MI_Traverse_HPWH_50-gallon | USA_MI_Traverse | HPWH_50-gallon | 5 | 17111.1285 | 97.746 |  | 9703.7213 | 7550.5972 |  | 3367.8269 | 10552.093 | 3671.0108 | 116.5423 | 395.2171 |  | 1485.8823 | 667.2418 | 0 | 6367.6594 | 320.3841 |  |  | -1773.2134 | 2010.6589 | 4373.1167 | 0 | 1023.6317 |  |  | 94.3225 | 184.6933 | 668.673 | 0 |  |  |  | 97.746 |  | 52.803 | 0 |  | 93.5 | 313 | 0.25908 | 3.3058 | 0.029549
5 Occupant_USA_MN_Duluth.I_HPWH_50-gallon | USA_MN_Duluth.I | HPWH_50-gallon | 5 | 21698.9927 | 97.746 |  | 14115.3542 | 12306.0936 |  | 4554.4087 | 13447.4803 | 7193.0202 | 140.4363 | 418.2285 |  | 1061.3358 | 747.9249 | 0 | 6629.3905 | 418.4231 |  |  | -1743.0692 | 2186.8901 | 4373.1167 | 0 | 1023.6317 |  |  | 94.3225 | 184.6933 | 668.673 | 0 |  |  |  | 97.746 |  | 52.803 | 0 |  | 99.75 | 73.25 | 0.33474 | 5.543 | 0.034966
5 Occupant_USA_MN_Minneapo_HPWH_50-gallon | USA_MN_Minneapo | HPWH_50-gallon | 5 | 19430.4133 | 97.746 |  | 12014.9344 | 9321.4369 |  | 3847.7524 | 11266.3533 | 5014.9823 | 96.8512 | 361.851 |  | 1921.1843 | 772.3132 | 0 | 6323.6869 | 325.5222 |  |  | -1765.7589 | 2018.7305 | 4373.1167 | 0 | 1023.6317 |  |  | 94.3225 | 184.6933 | 668.673 | 0 |  |  |  | 97.746 |  | 52.803 | 0 |  | 91.75 | 170.75 | 0.30762 | 4.9715 | 0.037109
5 Occupant_USA_MO_Kansas.C_HPWH_50-gallon | USA_MO_Kansas.C | HPWH_50-gallon | 5 | 13776.0557 | 97.746 |  | 6624.7082 | 3031.1749 |  | 1882.1482 | 5858.926 | 719.1726 | 50.4284 | 379.4258 |  | 2958.0855 | 635.4478 | 0 | 5802.7522 | 195.7854 |  |  | -1811.1137 | 1754.5991 | 4373.1167 | 0 | 1023.6317 |  |  | 94.3225 | 184.6933 | 668.673 | 0 |  |  |  | 97.746 |  | 52.803 | 0 |  | 8.75 | 424 | 0.24701 | 3.9853 | 0.030043
5 Occupant_USA_MO_St.Josep_HPWH_50-gallon | USA_MO_St.Josep | HPWH_50-gallon | 5 | 15524.962 | 97.746 |  | 8288.3816 | 5079.1861 |  | 2638.489 | 8044.5538 | 1989.3204 | 81.4094 | 369.9673 |  | 2540.8205 | 668.375 | 0 | 5990.3605 | 238.0325 |  |  | -1800.141 | 1839.832 | 4373.1167 | 0 | 1023.6317 |  |  | 94.3225 | 184.6933 | 668.673 | 0 |  |  |  | 97.746 |  | 52.803 | 0 |  | 24.75 | 333.25 | 0.2847 | 4.3079 | 0.031817
5 Occupant_USA_MS_Gulfport_HPWH_50-gallon | USA_MS_Gulfport | HPWH_50-gallon | 5 | 12510.3902 | 97.746 |  | 5673.017 | 394.3627 |  | 188.2482 | 629.3831 | 10.726 | 7.0295 | 188.359 |  | 4674.7046 | 603.9497 | 0 | 5192.1551 | 72.3239 |  |  | -1816.2376 | 1440.6248 | 4373.1167 | 0 | 1023.6317 |  |  | 94.3225 | 184.6933 | 668.673 | 0 |  |  |  | 97.746 |  | 52.803 | 0 |  | 1.5 | 1064 | 0.17739 | 3.3127 | 0.028212
5 Occupant_USA_MS_Jackson-_HPWH_50-gallon | USA_MS_Jackson- | HPWH_50-gallon | 5 | 12375.2238 | 97.746 |  | 5458.4026 | 721.7127 |  | 408.358 | 1342.7717 | 14.9508 | 19.4683 | 278.9357 |  | 4140.3924 | 596.2974 | 0 | 5373.3876 | 100.7729 |  |  | -1818.2007 | 1520.0728 | 4373.1167 | 0 | 1023.6317 |  |  | 94.3225 | 184.6933 | 668.673 | 0 |  |  |  | 97.746 |  | 52.803 | 0 |  | 2.25 | 843.25 | 0.17115 | 2.7534 | 0.027872
5 Occupant_USA_MT_Billings_HPWH_50-gallon | USA_MT_Billings | HPWH_50-gallon | 5 | 16123.4271 | 97.746 |  | 8662.0847 | 6392.7363 |  | 3542.0947 | 10859.6339 | 2256.1187 | 91.3185 | 503.2044 |  | 1575.4762 | 693.8722 | 0 | 6298.2319 | 327.2548 |  |  | -1773.0812 | 2064.594 | 4373.1167 | 0 | 1023.6317 |  |  | 94.3225 | 184.6933 | 668.673 | 0 |  |  |  | 97.746 |  | 52.803 | 0 |  | 20.75 | 90 | 0.33133 | 5.8729 | 0.032915
5 Occupant_USA_NC_Charlott_HPWH_50-gallon | USA_NC_Charlott | HPWH_50-gallon | 5 | 11986.3292 | 97.746 |  | 4955.3361 | 1136.5142 |  | 692.3621 | 2243.1546 | 70.6165 | 25.2685 | 348.267 |  | 3270.5654 | 548.2565 | 0 | 5605.9781 | 143.4177 |  |  | -1807.9947 | 1634.2447 | 4373.1167 | 0 | 1023.6317 |  |  | 94.3225 | 184.6933 | 668.673 | 0 |  |  |  | 97.746 |  | 52.803 | 0 |  | 3.75 | 594.5 | 0.19412 | 2.934 | 0.024952
5 Occupant_USA_NC_Raleigh-_HPWH_50-gallon | USA_NC_Raleigh- | HPWH_50-gallon | 5 | 12082.8176 | 97.746 |  | 5078.7893 | 1017.0161 |  | 600.7171 | 1952.8213 | 33.186 | 22.6185 | 360.4945 |  | 3503.2977 | 558.4755 | 0 | 5558.1295 | 134.4997 |  |  | -1807.0587 | 1607.2799 | 4373.1167 | 0 | 1023.6317 |  |  | 94.3225 | 184.6933 | 668.673 | 0 |  |  |  | 97.746 |  | 52.803 | 0 |  | 3 | 834.5 | 0.18764 | 2.9354 | 0.025469
5 Occupant_USA_ND_Bismarck_HPWH_50-gallon | USA_ND_Bismarck | HPWH_50-gallon | 5 | 21327.7325 | 97.746 |  | 13795.7581 | 11466.556 |  | 4398.7576 | 13024.5592 | 6566.9328 | 142.006 | 358.8595 |  | 1528.7966 | 800.4054 | 0 | 6524.3691 | 386.1388 |  |  | -1744.4525 | 2135.2261 | 4373.1167 | 0 | 1023.6317 |  |  | 94.3225 | 184.6933 | 668.673 | 0 |  |  |  | 97.746 |  | 52.803 | 0 |  | 41 | 233.5 | 0.33087 | 4.922 | 0.037675
5 Occupant_USA_ND_Fargo-He_HPWH_50-gallon | USA_ND_Fargo-He | HPWH_50-gallon | 5 | 25705.1545 | 97.746 |  | 18168.5388 | 15807.5519 |  | 4469.806 | 12815.4829 | 10922.1894 | 105.274 | 310.2825 |  | 1549.2843 | 811.7027 | 0 | 6538.2985 | 390.7302 |  |  | -1741.2482 | 2139.8674 | 4373.1167 | 0 | 1023.6317 |  |  | 94.3225 | 184.6933 | 668.673 | 0 |  |  |  | 97.746 |  | 52.803 | 0 |  | 138 | 220.25 | 0.38967 | 5.7092 | 0.039479
5 Occupant_USA_NE_Omaha-Mi_HPWH_50-gallon | USA_NE_Omaha-Mi | HPWH_50-gallon | 5 | 15954.561 | 97.746 |  | 8664.4829 | 5503.6502 |  | 2794.6828 | 8446.2864 | 2211.8817 | 90.3998 | 406.6857 |  | 2458.6834 | 702.1494 | 0 | 6082.9743 | 262.8047 |  |  | -1785.5248 | 1893.3298 | 4373.1167 | 0 | 1023.6317 |  |  | 94.3225 | 184.6933 | 668.673 | 0 |  |  |  | 97.746 |  | 52.803 | 0 |  | 25.5 | 416.5 | 0.2456 | 3.1526 | 0.032775
5 Occupant_USA_NH_Concord._HPWH_50-gallon | USA_NH_Concord. | HPWH_50-gallon | 5 | 15844.4347 | 97.746 |  | 8453.8614 | 6246.2504 |  | 3058.1506 | 9523.3533 | 2658.4458 | 95.533 | 434.1209 |  | 1569.9867 | 637.6243 | 0 | 6330.7975 | 313.7984 |  |  | -1777.5762 | 1993.8249 | 4373.1167 | 0 | 1023.6317 |  |  | 94.3225 | 184.6933 | 668.673 | 0 |  |  |  | 97.746 |  | 52.803 | 0 |  | 82.25 | 331.75 | 0.237 | 2.7581 | 0.027742
5 Occupant_USA_NH_Manchest_HPWH_50-gallon | USA_NH_Manchest | HPWH_50-gallon | 5 | 14396.4837 | 97.746 |  | 7074.4712 | 4763.4094 |  | 2667.8681 | 8386.3679 | 1578.2215 | 72.2627 | 445.057 |  | 1708.2771 | 602.7847 | 0 | 6186.4482 | 277.5722 |  |  | -1790.3815 | 1925.2642 | 4373.1167 | 0 | 1023.6317 |  |  | 94.3225 | 184.6933 | 668.673 | 0 |  |  |  | 97.746 |  | 52.803 | 0 |  | 53.5 | 231.25 | 0.23682 | 2.9901 | 0.026603
5 Occupant_USA_NJ_Newark.L_HPWH_50-gallon | USA_NJ_Newark.L | HPWH_50-gallon | 5 | 13430.594 | 97.746 |  | 6234.4017 | 3179.39 |  | 2050.6569 | 6617.129 | 700.4635 | 33.1162 | 395.1534 |  | 2452.3957 | 602.616 | 0 | 5906.6684 | 211.6148 |  |  | -1808.1835 | 1799.444 | 4373.1167 | 0 | 1023.6317 |  |  | 94.3225 | 184.6933 | 668.673 | 0 |  |  |  | 97.746 |  | 52.803 | 0 |  | 10.5 | 463.5 | 0.2771 | 5.1022 | 0.028198
5 Occupant_USA_NJ_Trenton-_HPWH_50-gallon | USA_NJ_Trenton- | HPWH_50-gallon | 5 | 12931.2819 | 97.746 |  | 5738.6354 | 2931.672 |  | 1815.89 | 5922.2343 | 639.8965 | 41.1248 | 434.7606 |  | 2252.183 | 554.7804 | 0 | 5936.1515 | 215.8855 |  |  | -1806.2574 | 1795.8982 | 4373.1167 | 0 | 1023.6317 |  |  | 94.3225 | 184.6933 | 668.673 | 0 |  |  |  | 97.746 |  | 52.803 | 0 |  | 24.75 | 571 | 0.22125 | 3.3436 | 0.024295
5 Occupant_USA_NM_Albuquer_HPWH_50-gallon | USA_NM_Albuquer | HPWH_50-gallon | 5 | 12375.1763 | 97.746 |  | 5160.4469 | 1544.9241 |  | 966.2807 | 2922.9497 | 48.8829 | 21.0956 | 508.6649 |  | 3040.6903 | 574.8324 | 0 | 5727.9642 | 197.8579 |  |  | -1781.4181 | 1817.9811 | 4373.1167 | 0 | 1023.6317 |  |  | 94.3225 | 184.6933 | 668.673 | 0 |  |  |  | 97.746 |  | 52.803 | 0 |  | 2 | 36.5 | 0.25175 | 4.2326 | 0.027195
5 Occupant_USA_NM_Las.Cruc_HPWH_50-gallon | USA_NM_Las.Cruc | HPWH_50-gallon | 5 | 12219.8731 | 97.746 |  | 5133.556 | 807.5327 |  | 386.3909 | 1213.4081 | 5.1508 | 7.937 | 408.0541 |  | 3754.7275 | 571.2958 | 0 | 5459.0077 | 142.9107 |  |  | -1799.9102 | 1689.5687 | 4373.1167 | 0 | 1023.6317 |  |  | 94.3225 | 184.6933 | 668.673 | 0 |  |  |  | 97.746 |  | 52.803 | 0 |  | 1.5 | 127 | 0.21387 | 4.2602 | 0.026939
5 Occupant_USA_NM_Santa.Fe_HPWH_50-gallon | USA_NM_Santa.Fe | HPWH_50-gallon | 5 | 12776.0285 | 97.746 |  | 5404.2585 | 2706.3083 |  | 1833.3524 | 5529.1614 | 238.6973 | 57.1827 | 577.076 |  | 2120.5389 | 577.4113 | 0 | 6014.0884 | 270.8097 |  |  | -1765.7287 | 1975.0217 | 4373.1167 | 0 | 1023.6317 |  |  | 94.3225 | 184.6933 | 668.673 | 0 |  |  |  | 97.746 |  | 52.803 | 0 |  | 4.25 | 8.25 | 0.27774 | 4.3837 | 0.026596
5 Occupant_USA_NV_Las.Vega_HPWH_50-gallon | USA_NV_Las.Vega | HPWH_50-gallon | 5 | 14237.2817 | 97.746 |  | 7320.1299 | 429.511 |  | 159.5013 | 523.894 | 0.6909 | 2.0051 | 267.3137 |  | 6156.1083 | 734.5106 | 0 | 4990.6334 | 90.2468 |  |  | -1829.2557 | 1520.4035 | 4373.1167 | 0 | 1023.6317 |  |  | 94.3225 | 184.6933 | 668.673 | 0 |  |  |  | 97.746 |  | 52.803 | 0 |  | 1 | 662.75 | 0.23806 | 4.0025 | 0.038288
5 Occupant_USA_NV_Reno-Tah_HPWH_50-gallon | USA_NV_Reno-Tah | HPWH_50-gallon | 5 | 12163.5759 | 97.746 |  | 4875.258 | 1960.3074 |  | 1239.1004 | 3821.3453 | 42.8038 | 43.4911 | 634.9121 |  | 2387.8235 | 527.1271 | 0 | 5942.2773 | 237.5416 |  |  | -1783.8662 | 1891.5695 | 4373.1167 | 0 | 1023.6317 |  |  | 94.3225 | 184.6933 | 668.673 | 0 |  |  |  | 97.746 |  | 52.803 | 0 |  | 3.75 | 54 | 0.23406 | 3.325 | 0.023955
5 Occupant_USA_NY_Buffalo._HPWH_50-gallon | USA_NY_Buffalo. | HPWH_50-gallon | 5 | 15348.6022 | 97.746 |  | 7992.6351 | 5671.0064 |  | 3730.0617 | 11639.2887 | 1398.3315 | 124.0816 | 418.5316 |  | 1691.0306 | 630.5982 | 0 | 6277.7409 | 288.4324 |  |  | -1792.2626 | 1959.2187 | 4373.1167 | 0 | 1023.6317 |  |  | 94.3225 | 184.6933 | 668.673 | 0 |  |  |  | 97.746 |  | 52.803 | 0 |  | 28 | 45.5 | 0.30365 | 5.4734 | 0.029316
5 Occupant_USA_NY_New.York_HPWH_50-gallon | USA_NY_New.York | HPWH_50-gallon | 5 | 13726.8506 | 97.746 |  | 6510.679 | 3666.4707 |  | 2218.145 | 7226.8673 | 1017.0404 | 31.806 | 399.4793 |  | 2274.3264 | 569.8819 | 0 | 5955.0756 | 221.2991 |  |  | -1809.4969 | 1819.4233 | 4373.1167 | 0 | 1023.6317 |  |  | 94.3225 | 184.6933 | 668.673 | 0 |  |  |  | 97.746 |  | 52.803 | 0 |  | 24 | 402 | 0.32821 | 6.3404 | 0.02692
5 Occupant_USA_NY_Syracuse_HPWH_50-gallon | USA_NY_Syracuse | HPWH_50-gallon | 5 | 15628.495 | 97.746 |  | 8277.8246 | 5830.6652 |  | 3428.533 | 10651.6312 | 1880.7672 | 105.4241 | 415.9408 |  | 1785.4772 | 661.6822 | 0 | 6251.807 | 292.109 |  |  | -1786.1912 | 1953.9221 | 4373.1167 | 0 | 1023.6317 |  |  | 94.3225 | 184.6933 | 668.673 | 0 |  |  |  | 97.746 |  | 52.803 | 0 |  | 21.5 | 157.25 | 0.27219 | 4.5578 | 0.030636
5 Occupant_USA_OH_Cincinna_HPWH_50-gallon | USA_OH_Cincinna | HPWH_50-gallon | 5 | 13618.4 | 97.746 |  | 6426.1049 | 3362.5347 |  | 2005.0987 | 6321.2646 | 887.0506 | 68.0227 | 402.3627 |  | 2457.5074 | 606.0628 | 0 | 5965.1559 | 217.1399 |  |  | -1803.4994 | 1795.5467 | 4373.1167 | 0 | 1023.6317 |  |  | 94.3225 | 184.6933 | 668.673 | 0 |  |  |  | 97.746 |  | 52.803 | 0 |  | 8 | 476 | 0.21735 | 3.1172 | 0.027388
5 Occupant_USA_OH_Columbus_HPWH_50-gallon | USA_OH_Columbus | HPWH_50-gallon | 5 | 14511.0895 | 97.746 |  | 7281.0321 | 4237.5975 |  | 2377.9407 | 7505.3192 | 1422.7594 | 77.4101 | 359.4873 |  | 2398.5237 | 644.9109 | 0 | 6000.3169 | 231.4291 |  |  | -1796.3889 | 1833.3091 | 4373.1167 | 0 | 1023.6317 |  |  | 94.3225 | 184.6933 | 668.673 | 0 |  |  |  | 97.746 |  | 52.803 | 0 |  | 26.5 | 597 | 0.25323 | 4.2353 | 0.029479
5 Occupant_USA_OK_Oklahoma_HPWH_50-gallon | USA_OK_Oklahoma | HPWH_50-gallon | 5 | 13886.9208 | 97.746 |  | 6823.9397 | 2470.4746 |  | 1411.4368 | 4414.2791 | 681.2048 | 46.5711 | 331.2619 |  | 3696.6843 | 656.7808 | 0 | 5602.5742 | 154.6088 |  |  | -1817.7411 | 1666.2328 | 4373.1167 | 0 | 1023.6317 |  |  | 94.3225 | 184.6933 | 668.673 | 0 |  |  |  | 97.746 |  | 52.803 | 0 |  | 5.75 | 678 | 0.34887 | 5.9177 | 0.033244
5 Occupant_USA_OR_Portland_HPWH_50-gallon | USA_OR_Portland | HPWH_50-gallon | 5 | 11079.1915 | 97.746 |  | 3909.4209 | 1803.7927 |  | 1215.7856 | 4229.0447 | 7.6143 | 49.9159 | 530.4769 |  | 1687.8482 | 417.78 | 0 | 6007.8365 | 202.0363 |  |  | -1827.3468 | 1773.0223 | 4373.1167 | 0 | 1023.6317 |  |  | 94.3225 | 184.6933 | 668.673 | 0 |  |  |  | 97.746 |  | 52.803 | 0 |  | 3.75 | 111.75 | 0.23052 | 3.8683 | 0.018256
5 Occupant_USA_OR_Redmond._HPWH_50-gallon | USA_OR_Redmond. | HPWH_50-gallon | 5 | 13070.7672 | 97.746 |  | 5671.7533 | 3605.481 |  | 2447.8386 | 7677.5382 | 365.1592 | 107.2809 | 685.2022 |  | 1504.1368 | 562.1355 | 0 | 6257.5244 | 306.8885 |  |  | -1785.7233 | 2002.2656 | 4373.1167 | 0 | 1023.6317 |  |  | 94.3225 | 184.6933 | 668.673 | 0 |  |  |  | 97.746 |  | 52.803 | 0 |  | 12.25 | 52.5 | 0.25498 | 3.0677 | 0.025153
5 Occupant_USA_PA_Bradford_HPWH_50-gallon | USA_PA_Bradford | HPWH_50-gallon | 5 | 17179.2086 | 97.746 |  | 9724.8971 | 7839.8851 |  | 3401.3945 | 10456.3477 | 3918.2771 | 132.0277 | 388.1858 |  | 1234.0402 | 650.9718 | 0 | 6441.9092 | 343.1708 |  |  | -1762.2253 | 2057.5632 | 4373.1167 | 0 | 1023.6317 |  |  | 94.3225 | 184.6933 | 668.673 | 0 |  |  |  | 97.746 |  | 52.803 | 0 |  | 79.25 | 199.75 | 0.26454 | 3.6585 | 0.028671
5 Occupant_USA_PA_Philadel_HPWH_50-gallon | USA_PA_Philadel | HPWH_50-gallon | 5 | 13058.3833 | 97.746 |  | 5904.8364 | 2691.8097 |  | 1713.9469 | 5570.8683 | 548.6735 | 30.4754 | 398.7138 |  | 2629.2262 | 583.8005 | 0 | 5826.6488 | 196.3818 |  |  | -1810.4472 | 1756.7986 | 4373.1167 | 0 | 1023.6317 |  |  | 94.3225 | 184.6933 | 668.673 | 0 |  |  |  | 97.746 |  | 52.803 | 0 |  | 13.5 | 586.5 | 0.25736 | 4.7544 | 0.026933
5 Occupant_USA_PA_Pittsbur_HPWH_50-gallon | USA_PA_Pittsbur | HPWH_50-gallon | 5 | 14042.9624 | 97.746 |  | 6768.1964 | 4154.9963 |  | 2505.1608 | 7913.5638 | 1166.1181 | 88.0838 | 395.6336 |  | 1994.7591 | 618.4411 | 0 | 6101.748 | 249.2517 |  |  | -1793.3256 | 1878.0176 | 4373.1167 | 0 | 1023.6317 |  |  | 94.3225 | 184.6933 | 668.673 | 0 |  |  |  | 97.746 |  | 52.803 | 0 |  | 27 | 349 | 0.24665 | 3.8559 | 0.027848
5 Occupant_USA_RI_Providen_HPWH_50-gallon | USA_RI_Providen | HPWH_50-gallon | 5 | 13517.734 | 97.746 |  | 6260.8511 | 3785.7461 |  | 2350.7988 | 7586.4874 | 944.931 | 67.0362 | 422.9801 |  | 1899.343 | 575.7619 | 0 | 6081.0942 | 246.2713 |  |  | -1801.8016 | 1860.1345 | 4373.1167 | 0 | 1023.6317 |  |  | 94.3225 | 184.6933 | 668.673 | 0 |  |  |  | 97.746 |  | 52.803 | 0 |  | 21.25 | 287 | 0.26901 | 4.3377 | 0.026134
5 Occupant_USA_SC_JB.Charl_HPWH_50-gallon | USA_SC_JB.Charl | HPWH_50-gallon | 5 | 12337.9968 | 97.746 |  | 5444.5307 | 564.6826 |  | 298.9831 | 980.3983 | 12.8844 | 13.1036 | 239.7116 |  | 4334.0746 | 545.7735 | 0 | 5332.1082 | 91.4052 |  |  | -1823.0139 | 1496.7178 | 4373.1167 | 0 | 1023.6317 |  |  | 94.3225 | 184.6933 | 668.673 | 0 |  |  |  | 97.746 |  | 52.803 | 0 |  | 0.25 | 399.75 | 0.18897 | 3.532 | 0.025722
5 Occupant_USA_SC_Columbia_HPWH_50-gallon | USA_SC_Columbia | HPWH_50-gallon | 5 | 12429.0648 | 97.746 |  | 5491.5487 | 780.2112 |  | 437.4929 | 1431.6955 | 17.363 | 18.7091 | 306.6461 |  | 4129.9887 | 581.3488 | 0 | 5393.5213 | 110.083 |  |  | -1816.3462 | 1540.7677 | 4373.1167 | 0 | 1023.6317 |  |  | 94.3225 | 184.6933 | 668.673 | 0 |  |  |  | 97.746 |  | 52.803 | 0 |  | 1 | 886.75 | 0.15802 | 2.7544 | 0.026746
5 Occupant_USA_SD_Yankton-_HPWH_50-gallon | USA_SD_Yankton- | HPWH_50-gallon | 5 | 18149.1439 | 97.746 |  | 10754.4618 | 8110.0873 |  | 3890.446 | 11418.6989 | 3684.9637 | 131.7863 | 402.8913 |  | 1966.559 | 677.8155 | 0 | 6285.831 | 313.4772 |  |  | -1774.6805 | 1997.9337 | 4373.1167 | 0 | 1023.6317 |  |  | 94.3225 | 184.6933 | 668.673 | 0 |  |  |  | 97.746 |  | 52.803 | 0 |  | 78.75 | 91 | 0.33348 | 5.6216 | 0.032597
5 Occupant_USA_SD_Sioux.Fa_HPWH_50-gallon | USA_SD_Sioux.Fa | HPWH_50-gallon | 5 | 18745.7865 | 97.746 |  | 11309.4182 | 8755.5593 |  | 4327.0571 | 12413.9094 | 3886.6694 | 132.5131 | 409.3197 |  | 1839.1859 | 714.673 | 0 | 6366.8337 | 336.3884 |  |  | -1762.4881 | 2039.6199 | 4373.1167 | 0 | 1023.6317 |  |  | 94.3225 | 184.6933 | 668.673 | 0 |  |  |  | 97.746 |  | 52.803 | 0 |  | 41.5 | 19.5 | 0.33803 | 4.9997 | 0.034752
5 Occupant_USA_TN_Memphis._HPWH_50-gallon | USA_TN_Memphis. | HPWH_50-gallon | 5 | 12841.5092 | 97.746 |  | 5868.8701 | 1300.5059 |  | 829.3849 | 2718.4076 | 119.3594 | 30.3409 | 321.4207 |  | 3950.915 | 617.4493 | 0 | 5459.9893 | 121.5894 |  |  | -1818.5775 | 1575.8907 | 4373.1167 | 0 | 1023.6317 |  |  | 94.3225 | 184.6933 | 668.673 | 0 |  |  |  | 97.746 |  | 52.803 | 0 |  | 4.75 | 1014.75 | 0.22707 | 3.8978 | 0.029171
5 Occupant_USA_TN_Nashvill_HPWH_50-gallon | USA_TN_Nashvill | HPWH_50-gallon | 5 | 12358.3395 | 97.746 |  | 5326.7574 | 1382.0939 |  | 876.7932 | 2835.7433 | 118.1461 | 29.4993 | 357.6553 |  | 3372.3989 | 572.2645 | 0 | 5604.9759 | 141.7263 |  |  | -1814.2897 | 1634.8338 | 4373.1167 | 0 | 1023.6317 |  |  | 94.3225 | 184.6933 | 668.673 | 0 |  |  |  | 97.746 |  | 52.803 | 0 |  | 6.75 | 775.5 | 0.19977 | 2.9952 | 0.026011
5 Occupant_USA_TX_Austin-C_HPWH_50-gallon | USA_TX_Austin-C | HPWH_50-gallon | 5 | 13295.7887 | 97.746 |  | 6460.8606 | 509.7068 |  | 270.9917 | 854.5274 | 40.3501 | 7.8049 | 190.5601 |  | 5264.3659 | 686.7878 | 0 | 5105.3587 | 68.828 |  |  | -1813.5405 | 1438.1798 | 4373.1167 | 0 | 1023.6317 |  |  | 94.3225 | 184.6933 | 668.673 | 0 |  |  |  | 97.746 |  | 52.803 | 0 |  | 0.5 | 1204.75 | 0.14564 | 2.1916 | 0.032926
5 Occupant_USA_TX_Dallas-F_HPWH_50-gallon | USA_TX_Dallas-F | HPWH_50-gallon | 5 | 13189.942 | 97.746 |  | 6285.131 | 744.3172 |  | 444.9686 | 1469.2346 | 3.8751 | 14.1818 | 281.2918 |  | 4906.9901 | 633.8237 | 0 | 5265.0822 | 94.7362 |  |  | -1832.1723 | 1508.0627 | 4373.1167 | 0 | 1023.6317 |  |  | 94.3225 | 184.6933 | 668.673 | 0 |  |  |  | 97.746 |  | 52.803 | 0 |  | 1 | 506.5 | 0.29474 | 5.2569 | 0.032939
5 Occupant_USA_TX_Houston-_HPWH_50-gallon | USA_TX_Houston- | HPWH_50-gallon | 5 | 13186.1192 | 97.746 |  | 6405.6535 | 235.6281 |  | 104.3291 | 361.8684 | 0.33882 | 3.3713 | 127.5888 |  | 5499.0705 | 670.9549 | 0 | 5034.6735 | 52.1274 |  |  | -1823.2189 | 1383.7174 | 4373.1167 | 0 | 1023.6317 |  |  | 94.3225 | 184.6933 | 668.673 | 0 |  |  |  | 97.746 |  | 52.803 | 0 |  | 0 | 1006 | 0.17821 | 3.5632 | 0.033319
5 Occupant_USA_TX_Lubbock._HPWH_50-gallon | USA_TX_Lubbock. | HPWH_50-gallon | 5 | 13162.711 | 97.746 |  | 6066.6077 | 1601.8638 |  | 1116.3026 | 3464.032 | 43.9408 | 51.8134 | 389.8069 |  | 3818.6151 | 646.1289 | 0 | 5582.0233 | 155.2706 |  |  | -1811.4801 | 1699.3549 | 4373.1167 | 0 | 1023.6317 |  |  | 94.3225 | 184.6933 | 668.673 | 0 |  |  |  | 97.746 |  | 52.803 | 0 |  | 2 | 146.75 | 0.33135 | 6.4393 | 0.033583
5 Occupant_USA_TX_San.Anto_HPWH_50-gallon | USA_TX_San.Anto | HPWH_50-gallon | 5 | 13709.5714 | 97.746 |  | 6886.6072 | 495.168 |  | 279.5753 | 885.0616 | 39.8853 | 6.5831 | 169.1244 |  | 5660.4261 | 731.0131 | 0 | 5084.4593 | 64.3729 |  |  | -1823.4784 | 1426.2159 | 4373.1167 | 0 | 1023.6317 |  |  | 94.3225 | 184.6933 | 668.673 | 0 |  |  |  | 97.746 |  | 52.803 | 0 |  | 0.5 | 979 | 0.22996 | 4.2605 | 0.037412
5 Occupant_USA_UT_Salt.Lak_HPWH_50-gallon | USA_UT_Salt.Lak | HPWH_50-gallon | 5 | 13791.3528 | 97.746 |  | 6486.4594 | 3161.3733 |  | 2256.3223 | 6849.8211 | 263.1269 | 95.2284 | 546.6957 |  | 2659.6914 | 665.3947 | 0 | 5979.8852 | 252.4629 |  |  | -1785.018 | 1908.145 | 4373.1167 | 0 | 1023.6317 |  |  | 94.3225 | 184.6933 | 668.673 | 0 |  |  |  | 97.746 |  | 52.803 | 0 |  | 8.25 | 86.5 | 0.26214 | 3.5078 | 0.031845
5 Occupant_USA_UT_St.Georg_HPWH_50-gallon | USA_UT_St.Georg | HPWH_50-gallon | 5 | 13264.5623 | 97.746 |  | 6223.8693 | 1019.5463 |  | 582.075 | 1834.7096 | 7.662 | 14.6857 | 415.1237 |  | 4563.4885 | 640.8345 | 0 | 5378.4236 | 135.5598 |  |  | -1817.1168 | 1643.9447 | 4373.1167 | 0 | 1023.6317 |  |  | 94.3225 | 184.6933 | 668.673 | 0 |  |  |  | 97.746 |  | 52.803 | 0 |  | 2 | 378.75 | 0.19607 | 3.2809 | 0.031353
5 Occupant_USA_UT_Vernal.R_HPWH_50-gallon | USA_UT_Vernal.R | HPWH_50-gallon | 5 | 15681.715 | 97.746 |  | 8202.161 | 5442.4884 |  | 3174.017 | 9099.3787 | 1625.4306 | 101.3251 | 541.7156 |  | 2037.3372 | 722.3354 | 0 | 6267.1903 | 340.8959 |  |  | -1743.7569 | 2082.8057 | 4373.1167 | 0 | 1023.6317 |  |  | 94.3225 | 184.6933 | 668.673 | 0 |  |  |  | 97.746 |  | 52.803 | 0 |  | 10.25 | 58.5 | 0.2402 | 2.4244 | 0.033203
5 Occupant_USA_VA_Norfolk._HPWH_50-gallon | USA_VA_Norfolk. | HPWH_50-gallon | 5 | 12125.6901 | 97.746 |  | 5113.9867 | 1248.5295 |  | 812.8674 | 2727.568 | 41.7532 | 23.5299 | 370.3791 |  | 3317.2507 | 548.2066 | 0 | 5600.3991 | 136.0356 |  |  | -1818.6251 | 1614.955 | 4373.1167 | 0 | 1023.6317 |  |  | 94.3225 | 184.6933 | 668.673 | 0 |  |  |  | 97.746 |  | 52.803 | 0 |  | 17 | 738.5 | 0.2523 | 4.4612 | 0.025589
5 Occupant_USA_VT_Burlingt_HPWH_50-gallon | USA_VT_Burlingt | HPWH_50-gallon | 5 | 17146.3529 | 97.746 |  | 9744.6636 | 7496.068 |  | 3456.5009 | 10693.201 | 3571.1181 | 93.8211 | 374.6279 |  | 1567.6324 | 680.9631 | 0 | 6344.6001 | 317.4824 |  |  | -1777.3731 | 2004.941 | 4373.1167 | 0 | 1023.6317 |  |  | 94.3225 | 184.6933 | 668.673 | 0 |  |  |  | 97.746 |  | 52.803 | 0 |  | 102 | 269 | 0.28889 | 3.5728 | 0.031067
5 Occupant_USA_WA_Seattle-_HPWH_50-gallon | USA_WA_Seattle- | HPWH_50-gallon | 5 | 10979.4817 | 97.746 |  | 3758.6009 | 2118.4301 |  | 1494.1973 | 5371.2771 | 43.3502 | 54.1515 | 526.7312 |  | 1227.6767 | 412.4941 | 0 | 6121.0612 | 222.451 |  |  | -1822.2189 | 1824.1324 | 4373.1167 | 0 | 1023.6317 |  |  | 94.3225 | 184.6933 | 668.673 | 0 |  |  |  | 97.746 |  | 52.803 | 0 |  | 78.25 | 270.25 | 0.25385 | 3.6252 | 0.016911
5 Occupant_USA_WA_Spokane._HPWH_50-gallon | USA_WA_Spokane. | HPWH_50-gallon | 5 | 14612.5201 | 97.746 |  | 7211.9809 | 4951.335 |  | 3239.5757 | 10232.0832 | 1007.0109 | 179.5823 | 525.1662 |  | 1593.7585 | 666.8875 | 0 | 6288.8044 | 308.1281 |  |  | -1783.5989 | 2003.7908 | 4373.1167 | 0 | 1023.6317 |  |  | 94.3225 | 184.6933 | 668.673 | 0 |  |  |  | 97.746 |  | 52.803 | 0 |  | 34 | 154.25 | 0.292 | 3.9913 | 0.030927
5 Occupant_USA_WI_Milwauke_HPWH_50-gallon | USA_WI_Milwauke | HPWH_50-gallon | 5 | 15815.0396 | 97.746 |  | 8458.1103 | 6107.9886 |  | 3380.6393 | 10480.2994 | 2203.2894 | 100.9536 | 423.1063 |  | 1694.3307 | 655.7909 | 0 | 6257.4104 | 293.6148 |  |  | -1785.5125 | 1960.181 | 4373.1167 | 0 | 1023.6317 |  |  | 94.3225 | 184.6933 | 668.673 | 0 |  |  |  | 97.746 |  | 52.803 | 0 |  | 36.75 | 88.25 | 0.30372 | 5.0604 | 0.03085
5 Occupant_USA_WI_Rhinelan_HPWH_50-gallon | USA_WI_Rhinelan | HPWH_50-gallon | 5 | 20453.459 | 97.746 |  | 12911.1127 | 10925.309 |  | 4030.3905 | 11934.5122 | 6372.4865 | 143.6165 | 378.8155 |  | 1251.4572 | 734.3464 | 0 | 6573.9917 | 397.7728 |  |  | -1738.8706 | 2145.5979 | 4373.1167 | 0 | 1023.6317 |  |  | 94.3225 | 184.6933 | 668.673 | 0 |  |  |  | 97.746 |  | 52.803 | 0 |  | 97.25 | 165.75 | 0.28081 | 3.5694 | 0.033141
5 Occupant_USA_WV_Charlest_HPWH_50-gallon | USA_WV_Charlest | HPWH_50-gallon | 5 | 12899.0552 | 97.746 |  | 5732.4234 | 2619.8871 |  | 1619.8791 | 5067.7465 | 520.1369 | 62.6994 | 417.1717 |  | 2535.8402 | 576.6961 | 0 | 5906.5115 | 203.598 |  |  | -1799.7682 | 1769.8834 | 4373.1167 | 0 | 1023.6317 |  |  | 94.3225 | 184.6933 | 668.673 | 0 |  |  |  | 97.746 |  | 52.803 | 0 |  | 5.5 | 379.75 | 0.18496 | 2.2937 | 0.025724
5 Occupant_USA_WV_Morganto_HPWH_50-gallon | USA_WV_Morganto | HPWH_50-gallon | 5 | 13468.8776 | 97.746 |  | 6230.5512 | 3440.2086 |  | 2080.381 | 6455.5533 | 887.8695 | 61.7022 | 410.2559 |  | 2195.6164 | 594.7262 | 0 | 6023.3513 | 235.1927 |  |  | -1793.3051 | 1841.578 | 4373.1167 | 0 | 1023.6317 |  |  | 94.3225 | 184.6933 | 668.673 | 0 |  |  |  | 97.746 |  | 52.803 | 0 |  | 11 | 318.5 | 0.19288 | 2.1054 | 0.026208
5 Occupant_USA_WY_Cheyenne_HPWH_50-gallon | USA_WY_Cheyenne | HPWH_50-gallon | 5 | 14804.8628 | 97.746 |  | 7273.5685 | 5351.5158 |  | 3384.2961 | 10330.4798 | 1302.0014 | 80.0614 | 585.1569 |  | 1270.2281 | 651.8246 | 0 | 6321.8967 | 352.4334 |  |  | -1757.8381 | 2134.546 | 4373.1167 | 0 | 1023.6317 |  |  | 94.3225 | 184.6933 | 668.673 | 0 |  |  |  | 97.746 |  | 52.803 | 0 |  | 12.25 | 2.25 | 0.35807 | 6.8753 | 0.03083
5 Occupant_USA_WY_Jackson._HPWH_50-gallon | USA_WY_Jackson. | HPWH_50-gallon | 5 | 18972.3179 | 97.746 |  | 11244.6304 | 9593.2552 |  | 4859.6465 | 14121.8098 | 3942.0531 | 192.9031 | 598.6525 |  | 852.1677 | 799.2074 | 0 | 6677.0018 | 479.8079 |  |  | -1706.0021 | 2330.9392 | 4373.1167 | 0 | 1023.6317 |  |  | 94.3225 | 184.6933 | 668.673 | 0 |  |  |  | 97.746 |  | 52.803 | 0 |  | 54.5 | 1.25 | 0.32428 | 3.3956 | 0.036975
1 Occupant_USA_AL_Birmingh_Electric Storage_50-gallon | USA_AL_Birmingh | Electric Storage_50-gallon | 1 | 11804.6187 | 97.746 |  | 4958.2118 | 994.1949 |  | 575.6165 | 1893.4131 | 99.8386 | 22.2881 | 296.4517 |  | 3508.3002 | 455.7167 | 0 |  |  | 1449.6585 | -330.6443 |  | 1449.6585 | 4373.1167 | 0 | 1023.6317 |  |  | 94.3225 | 184.6933 | 668.673 | 0 |  |  |  | 97.746 |  | 52.803 | 0 |  | 5.75 | 928.5 | 0.16707 | 2.7937 | 0.024536
1 Occupant_USA_AL_Mobile.R_Electric Storage_50-gallon | USA_AL_Mobile.R | Electric Storage_50-gallon | 1 | 11877.6125 | 97.746 |  | 5111.4228 | 419.3581 |  | 224.0651 | 733.043 | 15.2536 | 7.284 | 172.7554 |  | 4197.4806 | 494.5841 | 0 |  |  | 1369.4414 | -325.97 |  | 1369.4414 | 4373.1167 | 0 | 1023.6317 |  |  | 94.3225 | 184.6933 | 668.673 | 0 |  |  |  | 97.746 |  | 52.803 | 0 |  | 1.75 | 1000.75 | 0.17553 | 3.265 | 0.027145
1 Occupant_USA_AR_Fayettev_Electric Storage_50-gallon | USA_AR_Fayettev | Electric Storage_50-gallon | 1 | 12483.5394 | 97.746 |  | 5525.724 | 2199.0175 |  | 1398.3163 | 4405.5989 | 350.3136 | 70.0313 | 380.3563 |  | 2862.6092 | 464.0973 | 0 |  |  | 1561.0671 | -336.6029 |  | 1561.0671 | 4373.1167 | 0 | 1023.6317 |  |  | 94.3225 | 184.6933 | 668.673 | 0 |  |  |  | 97.746 |  | 52.803 | 0 |  | 6.5 | 397.25 | 0.21281 | 2.9812 | 0.025967
1 Occupant_USA_AR_Little.R_Electric Storage_50-gallon | USA_AR_Little.R | Electric Storage_50-gallon | 1 | 12306.0154 | 97.746 |  | 5428.3039 | 1390.6016 |  | 861.0583 | 2785.4647 | 145.2344 | 34.0502 | 350.2588 |  | 3556.4623 | 481.24 | 0 |  |  | 1480.9631 | -332.1233 |  | 1480.9631 | 4373.1167 | 0 | 1023.6317 |  |  | 94.3225 | 184.6933 | 668.673 | 0 |  |  |  | 97.746 |  | 52.803 | 0 |  | 7.25 | 894.5 | 0.16548 | 2.6694 | 0.026299
1 Occupant_USA_AZ_Flagstaf_Electric Storage_50-gallon | USA_AZ_Flagstaf | Electric Storage_50-gallon | 1 | 13073.7093 | 97.746 |  | 5898.0013 | 4187.2611 |  | 2330.2953 | 7109.3691 | 1136.5765 | 112.5404 | 607.8488 |  | 1282.2862 | 428.454 | 0 |  |  | 1778.9597 | -343.9204 |  | 1778.9597 | 4373.1167 | 0 | 1023.6317 |  |  | 94.3225 | 184.6933 | 668.673 | 0 |  |  |  | 97.746 |  | 52.803 | 0 |  | 10.5 | 34 | 0.27307 | 3.8011 | 0.023733
1 Occupant_USA_AZ_Kingman._Electric Storage_50-gallon | USA_AZ_Kingman. | Electric Storage_50-gallon | 1 | 12206.8186 | 97.746 |  | 5359.0757 | 1075.361 |  | 635.2623 | 2059.5142 | 9.1875 | 14.837 | 416.0742 |  | 3807.5079 | 476.2068 | 0 |  |  | 1450.9945 | -333.3391 |  | 1450.9945 | 4373.1167 | 0 | 1023.6317 |  |  | 94.3225 | 184.6933 | 668.673 | 0 |  |  |  | 97.746 |  | 52.803 | 0 |  | 0 | 223 | 0.27305 | 4.9774 | 0.02849
1 Occupant_USA_AZ_Phoenix-_Electric Storage_50-gallon | USA_AZ_Phoenix- | Electric Storage_50-gallon | 1 | 14725.2034 | 97.746 |  | 8136.9361 | 99.0494 |  | 15.128 | 53.706 | 0 | 0.17196 | 83.7495 |  | 7311.7138 | 726.1729 | 0 |  |  | 1191.5189 | -320.8123 |  | 1191.5189 | 4373.1167 | 0 | 1023.6317 |  |  | 94.3225 | 184.6933 | 668.673 | 0 |  |  |  | 97.746 |  | 52.803 | 0 |  | 0 | 1097.5 | 0.14938 | 3.5286 | 0.042102
1 Occupant_USA_AZ_Prescott_Electric Storage_50-gallon | USA_AZ_Prescott | Electric Storage_50-gallon | 1 | 11620.5268 | 97.746 |  | 4650.8416 | 1615.7094 |  | 1013.2822 | 3152.6899 | 56.2512 | 41.6832 | 504.4927 |  | 2612.963 | 422.1692 | 0 |  |  | 1572.9369 | -335.571 |  | 1572.9369 | 4373.1167 | 0 | 1023.6317 |  |  | 94.3225 | 184.6933 | 668.673 | 0 |  |  |  | 97.746 |  | 52.803 | 0 |  | 1.5 | 64 | 0.22235 | 3.1839 | 0.023892
1 Occupant_USA_CA_Bakersfi_Electric Storage_50-gallon | USA_CA_Bakersfi | Electric Storage_50-gallon | 1 | 11997.7694 | 97.746 |  | 5218.4759 | 417.1633 |  | 168.4272 | 581.3833 | 1.2981 | 6.3363 | 241.1017 |  | 4316.8084 | 484.5042 | 0 |  |  | 1382.5452 | -327.9249 |  | 1382.5452 | 4373.1167 | 0 | 1023.6317 |  |  | 94.3225 | 184.6933 | 668.673 | 0 |  |  |  | 97.746 |  | 52.803 | 0 |  | 0.75 | 671.75 | 0.16034 | 2.6314 | 0.027104
1 Occupant_USA_CA_Bishop-E_Electric Storage_50-gallon | USA_CA_Bishop-E | Electric Storage_50-gallon | 1 | 12353.593 | 97.746 |  | 5399.8936 | 1886.5081 |  | 1237.8059 | 3825.8477 | 134.9561 | 22.5431 | 491.2031 |  | 3045.6532 | 467.7322 | 0 |  |  | 1556.951 | -336.7374 |  | 1556.951 | 4373.1167 | 0 | 1023.6317 |  |  | 94.3225 | 184.6933 | 668.673 | 0 |  |  |  | 97.746 |  | 52.803 | 0 |  | 1 | 249.5 | 0.25084 | 3.6604 | 0.026673
1 Occupant_USA_CA_Crescent_Electric Storage_50-gallon | USA_CA_Crescent | Electric Storage_50-gallon | 1 | 9018.6957 | 97.746 |  | 1930.5012 | 1181.0545 |  | 759.6099 | 2925.2097 | 42.5661 | 17.4828 | 361.3956 |  | 596.3906 | 153.0561 | 0 |  |  | 1691.4462 | -344.9064 |  | 1691.4462 | 4373.1167 | 0 | 1023.6317 |  |  | 94.3225 | 184.6933 | 668.673 | 0 |  |  |  | 97.746 |  | 52.803 | 0 |  | 240.5 | 190.5 | 0.26005 | 3.7284 | 0.0094619
1 Occupant_USA_CA_Imperial_Electric Storage_50-gallon | USA_CA_Imperial | Electric Storage_50-gallon | 1 | 14301.0283 | 97.746 |  | 7677.7855 | 193.996 |  | 56.492 | 189.5713 | 0.39081 | 1.0655 | 136.0477 |  | 6821.6772 | 662.1124 | 0 |  |  | 1226.4945 | -321.7939 |  | 1226.4945 | 4373.1167 | 0 | 1023.6317 |  |  | 94.3225 | 184.6933 | 668.673 | 0 |  |  |  | 97.746 |  | 52.803 | 0 |  | 0 | 1302 | 0.15695 | 3.7303 | 0.037888
1 Occupant_USA_CA_Los.Ange_Electric Storage_50-gallon | USA_CA_Los.Ange | Electric Storage_50-gallon | 1 | 9973.6967 | 97.746 |  | 3127.5072 | 45.0448 |  | 12.9034 | 48.7193 | 0 | 0.0020544 | 32.1394 |  | 2736.3201 | 346.1423 | 0 |  |  | 1449.4411 | -324.9492 |  | 1449.4411 | 4373.1167 | 0 | 1023.6317 |  |  | 94.3225 | 184.6933 | 668.673 | 0 |  |  |  | 97.746 |  | 52.803 | 0 |  | 0 | 756.5 | 0.17849 | 4.1263 | 0.018394
1 Occupant_USA_CA_Riversid_Electric Storage_50-gallon | USA_CA_Riversid | Electric Storage_50-gallon | 1 | 11342.5398 | 97.746 |  | 4541.8692 | 231.0974 |  | 70.5133 | 247.4164 | 0 | 1.6791 | 158.905 |  | 3864.3792 | 446.3926 | 0 |  |  | 1403.9222 | -326.8453 |  | 1403.9222 | 4373.1167 | 0 | 1023.6317 |  |  | 94.3225 | 184.6933 | 668.673 | 0 |  |  |  | 97.746 |  | 52.803 | 0 |  | 0 | 439 | 0.13492 | 2.5959 | 0.024625
1 Occupant_USA_CA_Sacramen_Electric Storage_50-gallon | USA_CA_Sacramen | Electric Storage_50-gallon | 1 | 11154.7137 | 97.746 |  | 4258.405 | 798.8821 |  | 442.7894 | 1515.2706 | 5.962 | 21.8875 | 328.2432 |  | 3067.2107 | 392.3122 | 0 |  |  | 1499.5604 | -333.241 |  | 1499.5604 | 4373.1167 | 0 | 1023.6317 |  |  | 94.3225 | 184.6933 | 668.673 | 0 |  |  |  | 97.746 |  | 52.803 | 0 |  | 2.5 | 436.25 | 0.23501 | 3.4605 | 0.022875
1 Occupant_USA_CA_San.Jose_Electric Storage_50-gallon | USA_CA_San.Jose | Electric Storage_50-gallon | 1 | 10026.5846 | 97.746 |  | 3104.9175 | 439.8602 |  | 198.9496 | 707.8925 | 0.68595 | 6.7365 | 233.4881 |  | 2355.3952 | 309.6622 | 0 |  |  | 1524.9187 | -331.7632 |  | 1524.9187 | 4373.1167 | 0 | 1023.6317 |  |  | 94.3225 | 184.6933 | 668.673 | 0 |  |  |  | 97.746 |  | 52.803 | 0 |  | 4.25 | 208.25 | 0.20504 | 3.3112 | 0.017442
1 Occupant_USA_CA_Santa.An_Electric Storage_50-gallon | USA_CA_Santa.An | Electric Storage_50-gallon | 1 | 10443.3268 | 97.746 |  | 3618.8619 | 79.0757 |  | 17.6577 | 64.456 | 0 | 0.20814 | 61.2099 |  | 3151.825 | 387.9612 | 0 |  |  | 1427.7165 | -325.0183 |  | 1427.7165 | 4373.1167 | 0 | 1023.6317 |  |  | 94.3225 | 184.6933 | 668.673 | 0 |  |  |  | 97.746 |  | 52.803 | 0 |  | 0 | 516.75 | 0.1548 | 2.3328 | 0.020713
1 Occupant_USA_CO_Alamosa-_Electric Storage_50-gallon | USA_CO_Alamosa- | Electric Storage_50-gallon | 1 | 15602.3123 | 97.746 |  | 8344.4405 | 6695.4649 |  | 3130.3242 | 8768.8003 | 2843.9751 | 83.7131 | 637.4525 |  | 1144.575 | 504.4005 | 0 |  |  | 1861.1235 | -346.7688 |  | 1861.1235 | 4373.1167 | 0 | 1023.6317 |  |  | 94.3225 | 184.6933 | 668.673 | 0 |  |  |  | 97.746 |  | 52.803 | 0 |  | 22.25 | 13.25 | 0.29895 | 3.7809 | 0.028358
1 Occupant_USA_CO_Aspen-Pi_Electric Storage_50-gallon | USA_CO_Aspen-Pi | Electric Storage_50-gallon | 1 | 14975.094 | 97.746 |  | 7692.8381 | 6230.8807 |  | 3552.9725 | 10210.9497 | 1870.1867 | 126.0057 | 681.7158 |  | 936.2621 | 525.6953 | 0 |  |  | 1885.5075 | -348.6082 |  | 1885.5075 | 4373.1167 | 0 | 1023.6317 |  |  | 94.3225 | 184.6933 | 668.673 | 0 |  |  |  | 97.746 |  | 52.803 | 0 |  | 6.5 | 30.5 | 0.27134 | 2.5152 | 0.029274
1 Occupant_USA_CO_Denver.I_Electric Storage_50-gallon | USA_CO_Denver.I | Electric Storage_50-gallon | 1 | 13582.0381 | 97.746 |  | 6489.7157 | 3886.2964 |  | 2482.25 | 7407.5998 | 800.145 | 67.5671 | 536.3343 |  | 2086.4219 | 516.9974 | 0 |  |  | 1695.5741 | -342.414 |  | 1695.5741 | 4373.1167 | 0 | 1023.6317 |  |  | 94.3225 | 184.6933 | 668.673 | 0 |  |  |  | 97.746 |  | 52.803 | 0 |  | 7 | 24.75 | 0.30949 | 5.1215 | 0.030743
1 Occupant_USA_CO_Trinidad_Electric Storage_50-gallon | USA_CO_Trinidad | Electric Storage_50-gallon | 1 | 12702.9255 | 97.746 |  | 5649.045 | 3090.221 |  | 1847.6653 | 5615.4618 | 684.3683 | 49.7433 | 508.4442 |  | 2106.2295 | 452.5944 | 0 |  |  | 1657.1321 | -340.1206 |  | 1657.1321 | 4373.1167 | 0 | 1023.6317 |  |  | 94.3225 | 184.6933 | 668.673 | 0 |  |  |  | 97.746 |  | 52.803 | 0 |  | 3 | 55.5 | 0.28272 | 5.5943 | 0.025932
1 Occupant_USA_CT_Bridgepo_Electric Storage_50-gallon | USA_CT_Bridgepo | Electric Storage_50-gallon | 1 | 13127.1018 | 97.746 |  | 6078.2791 | 3783.899 |  | 2120.8917 | 6947.5905 | 1202.7209 | 52.3051 | 407.9813 |  | 1860.5534 | 433.8267 | 0 |  |  | 1652.0744 | -342.355 |  | 1652.0744 | 4373.1167 | 0 | 1023.6317 |  |  | 94.3225 | 184.6933 | 668.673 | 0 |  |  |  | 97.746 |  | 52.803 | 0 |  | 67 | 413.75 | 0.26147 | 4.5494 | 0.024069
1 Occupant_USA_DE_Wilmingt_Electric Storage_50-gallon | USA_DE_Wilmingt | Electric Storage_50-gallon | 1 | 12922.7337 | 97.746 |  | 5920.2447 | 3179.3227 |  | 1975.3297 | 6389.2895 | 745.843 | 58.8635 | 399.2865 |  | 2285.1383 | 455.7838 | 0 |  |  | 1605.7406 | -340.7717 |  | 1605.7406 | 4373.1167 | 0 | 1023.6317 |  |  | 94.3225 | 184.6933 | 668.673 | 0 |  |  |  | 97.746 |  | 52.803 | 0 |  | 22.25 | 331 | 0.25063 | 4.4257 | 0.025579
1 Occupant_USA_FL_Fort.Mye_Electric Storage_50-gallon | USA_FL_Fort.Mye | Electric Storage_50-gallon | 1 | 13016.9572 | 97.746 |  | 6391.7414 | 43.4074 |  | 14.3668 | 50.2526 | 0 | 0.08683 | 28.9539 |  | 5716.8464 | 631.4876 | 0 |  |  | 1228.4675 | -318.3796 |  | 1228.4675 | 4373.1167 | 0 | 1023.6317 |  |  | 94.3225 | 184.6933 | 668.673 | 0 |  |  |  | 97.746 |  | 52.803 | 0 |  | 0.25 | 1840.25 | 0.14218 | 3.5254 | 0.033552
1 Occupant_USA_FL_Jacksonv_Electric Storage_50-gallon | USA_FL_Jacksonv | Electric Storage_50-gallon | 1 | 11940.5222 | 97.746 |  | 5183.0386 | 324.957 |  | 159.2452 | 522.7399 | 3.7222 | 8.5937 | 153.3958 |  | 4359.2626 | 498.8191 | 0 |  |  | 1360.7352 | -324.9447 |  | 1360.7352 | 4373.1167 | 0 | 1023.6317 |  |  | 94.3225 | 184.6933 | 668.673 | 0 |  |  |  | 97.746 |  | 52.803 | 0 |  | 2 | 955.75 | 0.16407 | 3.3586 | 0.027245
1 Occupant_USA_FL_Miami.Na_Electric Storage_50-gallon | USA_FL_Miami.Na | Electric Storage_50-gallon | 1 | 13690.7741 | 97.746 |  | 7113.1442 | 4.9271 |  | 0.92323 | 3.3754 | 0 | 0 | 4.0039 |  | 6411.0157 | 697.2015 | 0 |  |  | 1180.8815 | -317.8277 |  | 1180.8815 | 4373.1167 | 0 | 1023.6317 |  |  | 94.3225 | 184.6933 | 668.673 | 0 |  |  |  | 97.746 |  | 52.803 | 0 |  | 0 | 1588 | 0.15183 | 4.1948 | 0.037633
1 Occupant_USA_GA_Atlanta-_Electric Storage_50-gallon | USA_GA_Atlanta- | Electric Storage_50-gallon | 1 | 11729.1207 | 97.746 |  | 4872.0951 | 986.3005 |  | 610.4025 | 2044.0935 | 50.6721 | 20.8399 | 304.386 |  | 3433.2746 | 452.5201 | 0 |  |  | 1460.2772 | -331.9275 |  | 1460.2772 | 4373.1167 | 0 | 1023.6317 |  |  | 94.3225 | 184.6933 | 668.673 | 0 |  |  |  | 97.746 |  | 52.803 | 0 |  | 5.25 | 636.75 | 0.19939 | 3.9773 | 0.025296
1 Occupant_USA_GA_Rome-Rus_Electric Storage_50-gallon | USA_GA_Rome-Rus | Electric Storage_50-gallon | 1 | 11824.6887 | 97.746 |  | 4933.9124 | 1262.3648 |  | 759.6914 | 2471.5111 | 128.889 | 24.4097 | 349.3747 |  | 3227.2299 | 444.3177 | 0 |  |  | 1494.0279 | -332.9917 |  | 1494.0279 | 4373.1167 | 0 | 1023.6317 |  |  | 94.3225 | 184.6933 | 668.673 | 0 |  |  |  | 97.746 |  | 52.803 | 0 |  | 3.25 | 671.75 | 0.1488 | 1.9343 | 0.024019
1 Occupant_USA_GA_Savannah_Electric Storage_50-gallon | USA_GA_Savannah | Electric Storage_50-gallon | 1 | 11927.7789 | 97.746 |  | 5143.297 | 508.5932 |  | 273.8403 | 905.2872 | 9.2558 | 12.593 | 212.9041 |  | 4169.3992 | 465.3046 | 0 |  |  | 1387.7336 | -327.9701 |  | 1387.7336 | 4373.1167 | 0 | 1023.6317 |  |  | 94.3225 | 184.6933 | 668.673 | 0 |  |  |  | 97.746 |  | 52.803 | 0 |  | 1 | 599.25 | 0.17193 | 3.4059 | 0.025964
1 Occupant_USA_IA_Des.Moin_Electric Storage_50-gallon | USA_IA_Des.Moin | Electric Storage_50-gallon | 1 | 16377.4387 | 97.746 |  | 9295.5104 | 6413.5005 |  | 3057.8383 | 9293.3589 | 2869.6062 | 92.3792 | 393.6768 |  | 2297.7919 | 584.218 | 0 |  |  | 1685.18 | -342.9859 |  | 1685.18 | 4373.1167 | 0 | 1023.6317 |  |  | 94.3225 | 184.6933 | 668.673 | 0 |  |  |  | 97.746 |  | 52.803 | 0 |  | 32.5 | 246 | 0.29924 | 4.8721 | 0.033371
1 Occupant_USA_IA_Sioux.Ci_Electric Storage_50-gallon | USA_IA_Sioux.Ci | Electric Storage_50-gallon | 1 | 17878.4895 | 97.746 |  | 10745.1724 | 8094.027 |  | 3744.2659 | 11100.4358 | 3870.2717 | 115.5611 | 363.9284 |  | 2062.5322 | 588.6132 | 0 |  |  | 1736.5687 | -344.4544 |  | 1736.5687 | 4373.1167 | 0 | 1023.6317 |  |  | 94.3225 | 184.6933 | 668.673 | 0 |  |  |  | 97.746 |  | 52.803 | 0 |  | 36.75 | 106 | 0.32489 | 5.1121 | 0.034028
1 Occupant_USA_ID_Boise.AP_Electric Storage_50-gallon | USA_ID_Boise.AP | Electric Storage_50-gallon | 1 | 12965.0274 | 97.746 |  | 5909.7865 | 3178.0919 |  | 2256.1532 | 7145.986 | 256.6589 | 104.1136 | 561.1661 |  | 2234.8986 | 496.7961 | 0 |  |  | 1658.4925 | -342.8636 |  | 1658.4925 | 4373.1167 | 0 | 1023.6317 |  |  | 94.3225 | 184.6933 | 668.673 | 0 |  |  |  | 97.746 |  | 52.803 | 0 |  | 3.25 | 136.75 | 0.24264 | 3.5876 | 0.028504
1 Occupant_USA_ID_Idaho.Fa_Electric Storage_50-gallon | USA_ID_Idaho.Fa | Electric Storage_50-gallon | 1 | 16333.4188 | 97.746 |  | 9122.326 | 7063.8902 |  | 3995.6627 | 12060.1465 | 2372.5896 | 171.0327 | 524.6052 |  | 1441.7177 | 616.7181 | 0 |  |  | 1814.3444 | -348.1844 |  | 1814.3444 | 4373.1167 | 0 | 1023.6317 |  |  | 94.3225 | 184.6933 | 668.673 | 0 |  |  |  | 97.746 |  | 52.803 | 0 |  | 30.25 | 31.75 | 0.33417 | 4.3094 | 0.035149
1 Occupant_USA_IL_Bellevil_Electric Storage_50-gallon | USA_IL_Bellevil | Electric Storage_50-gallon | 1 | 13363.961 | 97.746 |  | 6367.827 | 3121.5045 |  | 1935.2714 | 6151.0309 | 687.9028 | 96.0476 | 402.2827 |  | 2729.2041 | 517.1184 | 0 |  |  | 1599.3857 | -338.7542 |  | 1599.3857 | 4373.1167 | 0 | 1023.6317 |  |  | 94.3225 | 184.6933 | 668.673 | 0 |  |  |  | 97.746 |  | 52.803 | 0 |  | 12 | 553.75 | 0.22243 | 3.3672 | 0.028795
1 Occupant_USA_IL_Chicago._Electric Storage_50-gallon | USA_IL_Chicago. | Electric Storage_50-gallon | 1 | 15661.3247 | 97.746 |  | 8569.807 | 6062.4048 |  | 3095.6121 | 9450.2122 | 2515.94 | 85.6886 | 365.164 |  | 2002.0438 | 505.3585 | 0 |  |  | 1694.7693 | -343.8791 |  | 1694.7693 | 4373.1167 | 0 | 1023.6317 |  |  | 94.3225 | 184.6933 | 668.673 | 0 |  |  |  | 97.746 |  | 52.803 | 0 |  | 33 | 111.25 | 0.29492 | 5.3758 | 0.028946
1 Occupant_USA_IN_Evansvil_Electric Storage_50-gallon | USA_IN_Evansvil | Electric Storage_50-gallon | 1 | 12813.94 | 97.746 |  | 5848.2951 | 2633.0482 |  | 1639.1277 | 5254.474 | 562.8518 | 56.0196 | 375.0491 |  | 2732.196 | 483.0509 | 0 |  |  | 1568.8965 | -338.0406 |  | 1568.8965 | 4373.1167 | 0 | 1023.6317 |  |  | 94.3225 | 184.6933 | 668.673 | 0 |  |  |  | 97.746 |  | 52.803 | 0 |  | 12.25 | 517.5 | 0.21292 | 3.281 | 0.026635
1 Occupant_USA_IN_Indianap_Electric Storage_50-gallon | USA_IN_Indianap | Electric Storage_50-gallon | 1 | 14582.766 | 97.746 |  | 7541.8908 | 4644.8931 |  | 2487.9765 | 7801.4796 | 1712.1729 | 82.5691 | 362.1746 |  | 2357.9173 | 539.0804 | 0 |  |  | 1644.1268 | -341.3042 |  | 1644.1268 | 4373.1167 | 0 | 1023.6317 |  |  | 94.3225 | 184.6933 | 668.673 | 0 |  |  |  | 97.746 |  | 52.803 | 0 |  | 24 | 422.75 | 0.2764 | 5.0484 | 0.030435
1 Occupant_USA_KS_Hays.Rgn_Electric Storage_50-gallon | USA_KS_Hays.Rgn | Electric Storage_50-gallon | 1 | 14813.189 | 97.746 |  | 7784.7899 | 4471.7483 |  | 2590.6029 | 8051.1494 | 1401.8218 | 77.5927 | 401.7309 |  | 2735.477 | 577.5647 | 0 |  |  | 1631.6507 | -340.9983 |  | 1631.6507 | 4373.1167 | 0 | 1023.6317 |  |  | 94.3225 | 184.6933 | 668.673 | 0 |  |  |  | 97.746 |  | 52.803 | 0 |  | 15 | 466 | 0.3619 | 6.1557 | 0.034264
1 Occupant_USA_KS_Wichita._Electric Storage_50-gallon | USA_KS_Wichita. | Electric Storage_50-gallon | 1 | 13367.554 | 97.746 |  | 6407.7322 | 2656.2767 |  | 1881.3147 | 5898.3549 | 272.1265 | 78.2696 | 424.5659 |  | 3236.0559 | 515.3996 | 0 |  |  | 1563.0735 | -338.731 |  | 1563.0735 | 4373.1167 | 0 | 1023.6317 |  |  | 94.3225 | 184.6933 | 668.673 | 0 |  |  |  | 97.746 |  | 52.803 | 0 |  | 3 | 281.5 | 0.34767 | 5.9559 | 0.03154
1 Occupant_USA_KY_Louisvil_Electric Storage_50-gallon | USA_KY_Louisvil | Electric Storage_50-gallon | 1 | 12711.6126 | 97.746 |  | 5752.242 | 2495.1974 |  | 1603.1859 | 5174.6688 | 437.357 | 54.311 | 400.3436 |  | 2772.296 | 484.7487 | 0 |  |  | 1562.6222 | -337.6292 |  | 1562.6222 | 4373.1167 | 0 | 1023.6317 |  |  | 94.3225 | 184.6933 | 668.673 | 0 |  |  |  | 97.746 |  | 52.803 | 0 |  | 11.25 | 473.5 | 0.18479 | 2.7566 | 0.026431
1 Occupant_USA_LA_New.Orle_Electric Storage_50-gallon | USA_LA_New.Orle | Electric Storage_50-gallon | 1 | 12497.3871 | 97.746 |  | 5785.67 | 370.8526 |  | 228.8068 | 778.4833 | 4.576 | 8.9403 | 128.5294 |  | 4855.1971 | 559.6203 | 0 |  |  | 1314.9688 | -323.4123 |  | 1314.9688 | 4373.1167 | 0 | 1023.6317 |  |  | 94.3225 | 184.6933 | 668.673 | 0 |  |  |  | 97.746 |  | 52.803 | 0 |  | 4.25 | 1392.25 | 0.19581 | 3.9386 | 0.030802
1 Occupant_USA_LA_Shrevepo_Electric Storage_50-gallon | USA_LA_Shrevepo | Electric Storage_50-gallon | 1 | 12354.0891 | 97.746 |  | 5557.6103 | 880.0395 |  | 527.6946 | 1689.8566 | 92.6741 | 24.3741 | 235.2967 |  | 4176.4944 | 501.0764 | 0 |  |  | 1399.7305 | -327.8577 |  | 1399.7305 | 4373.1167 | 0 | 1023.6317 |  |  | 94.3225 | 184.6933 | 668.673 | 0 |  |  |  | 97.746 |  | 52.803 | 0 |  | 3.75 | 943.75 | 0.18266 | 3.1187 | 0.027662
1 Occupant_USA_MA_Boston-L_Electric Storage_50-gallon | USA_MA_Boston-L | Electric Storage_50-gallon | 1 | 13845.6318 | 97.746 |  | 6767.3765 | 4634.5414 |  | 2538.8813 | 8384.323 | 1648.366 | 77.6672 | 369.627 |  | 1669.0741 | 463.761 | 0 |  |  | 1681.5069 | -344.5828 |  | 1681.5069 | 4373.1167 | 0 | 1023.6317 |  |  | 94.3225 | 184.6933 | 668.673 | 0 |  |  |  | 97.746 |  | 52.803 | 0 |  | 100.75 | 356 | 0.31196 | 6.2367 | 0.026415
1 Occupant_USA_MD_Baltimor_Electric Storage_50-gallon | USA_MD_Baltimor | Electric Storage_50-gallon | 1 | 12603.342 | 97.746 |  | 5617.2602 | 2670.6395 |  | 1636.8626 | 5261.1395 | 574.9189 | 46.2179 | 412.6402 |  | 2490.6734 | 455.9473 | 0 |  |  | 1589.3335 | -338.6502 |  | 1589.3335 | 4373.1167 | 0 | 1023.6317 |  |  | 94.3225 | 184.6933 | 668.673 | 0 |  |  |  | 97.746 |  | 52.803 | 0 |  | 12 | 567.75 | 0.20653 | 3.4837 | 0.025059
1 Occupant_USA_ME_Portland_Electric Storage_50-gallon | USA_ME_Portland | Electric Storage_50-gallon | 1 | 15732.5337 | 97.746 |  | 8558.585 | 6795.3751 |  | 3012.8813 | 9576.9104 | 3296.7411 | 80.9307 | 404.8219 |  | 1283.403 | 479.8069 | 0 |  |  | 1777.2004 | -347.114 |  | 1777.2004 | 4373.1167 | 0 | 1023.6317 |  |  | 94.3225 | 184.6933 | 668.673 | 0 |  |  |  | 97.746 |  | 52.803 | 0 |  | 88 | 225.25 | 0.27084 | 3.8508 | 0.026155
1 Occupant_USA_ME_Presque._Electric Storage_50-gallon | USA_ME_Presque. | Electric Storage_50-gallon | 1 | 22866.3848 | 97.746 |  | 15566.6231 | 14163.3883 |  | 3564.9818 | 10915.4364 | 10176.8586 | 98.0062 | 323.5416 |  | 895.6648 | 507.5699 | 0 |  |  | 1903.0134 | -351.0624 |  | 1903.0134 | 4373.1167 | 0 | 1023.6317 |  |  | 94.3225 | 184.6933 | 668.673 | 0 |  |  |  | 97.746 |  | 52.803 | 0 |  | 366.75 | 260.25 | 0.29747 | 3.6411 | 0.027031
1 Occupant_USA_MI_Detroit-_Electric Storage_50-gallon | USA_MI_Detroit- | Electric Storage_50-gallon | 1 | 14750.6686 | 97.746 |  | 7650.1964 | 5347.7613 |  | 2903.1367 | 9119.3321 | 1973.1999 | 89.8551 | 381.5696 |  | 1779.1786 | 523.2566 | 0 |  |  | 1703.7238 | -343.8849 |  | 1703.7238 | 4373.1167 | 0 | 1023.6317 |  |  | 94.3225 | 184.6933 | 668.673 | 0 |  |  |  | 97.746 |  | 52.803 | 0 |  | 25 | 146.5 | 0.26026 | 4.2819 | 0.029148
1 Occupant_USA_MI_Houghton_Electric Storage_50-gallon | USA_MI_Houghton | Electric Storage_50-gallon | 1 | 17667.3508 | 97.746 |  | 10459.208 | 8564.3808 |  | 3631.3358 | 11142.4798 | 4404.2919 | 144.8261 | 383.927 |  | 1330.9704 | 563.8568 | 0 |  |  | 1811.3944 | -347.6853 |  | 1811.3944 | 4373.1167 | 0 | 1023.6317 |  |  | 94.3225 | 184.6933 | 668.673 | 0 |  |  |  | 97.746 |  | 52.803 | 0 |  | 79.75 | 140.75 | 0.28262 | 4.2458 | 0.030991
1 Occupant_USA_MI_Traverse_Electric Storage_50-gallon | USA_MI_Traverse | Electric Storage_50-gallon | 1 | 16896.9412 | 97.746 |  | 9721.9055 | 7742.4223 |  | 3278.6741 | 10317.6291 | 3972.0031 | 116.5796 | 375.1654 |  | 1446.8686 | 532.6146 | 0 |  |  | 1778.2874 | -346.4709 |  | 1778.2874 | 4373.1167 | 0 | 1023.6317 |  |  | 94.3225 | 184.6933 | 668.673 | 0 |  |  |  | 97.746 |  | 52.803 | 0 |  | 112.5 | 319.5 | 0.25581 | 3.3083 | 0.02854
1 Occupant_USA_MN_Duluth.I_Electric Storage_50-gallon | USA_MN_Duluth.I | Electric Storage_50-gallon | 1 | 21487.6393 | 97.746 |  | 14197.3044 | 12542.3589 |  | 4378.1599 | 13012.5327 | 7627.9088 | 139.1995 | 397.0907 |  | 1047.5707 | 607.3748 | 0 |  |  | 1893.5866 | -351.2064 |  | 1893.5866 | 4373.1167 | 0 | 1023.6317 |  |  | 94.3225 | 184.6933 | 668.673 | 0 |  |  |  | 97.746 |  | 52.803 | 0 |  | 111.25 | 95.75 | 0.33243 | 5.545 | 0.03408
1 Occupant_USA_MN_Minneapo_Electric Storage_50-gallon | USA_MN_Minneapo | Electric Storage_50-gallon | 1 | 19134.1309 | 97.746 |  | 11966.2831 | 9470.5315 |  | 3753.4666 | 11040.7561 | 5270.8486 | 96.5526 | 349.6636 |  | 1862.4729 | 633.2787 | 0 |  |  | 1771.0995 | -345.4228 |  | 1771.0995 | 4373.1167 | 0 | 1023.6317 |  |  | 94.3225 | 184.6933 | 668.673 | 0 |  |  |  | 97.746 |  | 52.803 | 0 |  | 87.5 | 171.25 | 0.30497 | 4.9741 | 0.03583
1 Occupant_USA_MO_Kansas.C_Electric Storage_50-gallon | USA_MO_Kansas.C | Electric Storage_50-gallon | 1 | 13463.5859 | 97.746 |  | 6494.2129 | 3163.2811 |  | 1885.9647 | 5909.0599 | 859.6803 | 52.0338 | 365.6023 |  | 2816.1335 | 514.7983 | 0 |  |  | 1572.6247 | -338.7062 |  | 1572.6247 | 4373.1167 | 0 | 1023.6317 |  |  | 94.3225 | 184.6933 | 668.673 | 0 |  |  |  | 97.746 |  | 52.803 | 0 |  | 10.25 | 423 | 0.24439 | 3.989 | 0.029045
1 Occupant_USA_MO_St.Josep_Electric Storage_50-gallon | USA_MO_St.Josep | Electric Storage_50-gallon | 1 | 15332.8075 | 97.746 |  | 8294.3972 | 5313.6641 |  | 2586.6878 | 7940.6336 | 2291.0366 | 82.4081 | 353.5315 |  | 2432.1896 | 548.5436 | 0 |  |  | 1641.662 | -341.1946 |  | 1641.662 | 4373.1167 | 0 | 1023.6317 |  |  | 94.3225 | 184.6933 | 668.673 | 0 |  |  |  | 97.746 |  | 52.803 | 0 |  | 33.5 | 359.75 | 0.28251 | 4.3102 | 0.031089
1 Occupant_USA_MS_Gulfport_Electric Storage_50-gallon | USA_MS_Gulfport | Electric Storage_50-gallon | 1 | 12081.1706 | 97.746 |  | 5333.0325 | 442.1981 |  | 237.4558 | 798.9742 | 16.1117 | 9.8009 | 178.8298 |  | 4392.5764 | 498.258 | 0 |  |  | 1351.3898 | -325.4678 |  | 1351.3898 | 4373.1167 | 0 | 1023.6317 |  |  | 94.3225 | 184.6933 | 668.673 | 0 |  |  |  | 97.746 |  | 52.803 | 0 |  | 3.75 | 1195.5 | 0.17493 | 3.3166 | 0.027014
1 Occupant_USA_MS_Jackson-_Electric Storage_50-gallon | USA_MS_Jackson- | Electric Storage_50-gallon | 1 | 12009.4294 | 97.746 |  | 5198.2795 | 794.4145 |  | 477.3445 | 1582.1091 | 27.3526 | 23.0444 | 266.6729 |  | 3919.5245 | 484.3404 | 0 |  |  | 1414.4016 | -329.492 |  | 1414.4016 | 4373.1167 | 0 | 1023.6317 |  |  | 94.3225 | 184.6933 | 668.673 | 0 |  |  |  | 97.746 |  | 52.803 | 0 |  | 4.25 | 840.75 | 0.16822 | 2.758 | 0.026592
1 Occupant_USA_MT_Billings_Electric Storage_50-gallon | USA_MT_Billings | Electric Storage_50-gallon | 1 | 15841.2267 | 97.746 |  | 8679.308 | 6585.4442 |  | 3484.7119 | 10736.2787 | 2521.4625 | 92.0719 | 487.1979 |  | 1535.9281 | 557.9358 | 0 |  |  | 1765.1703 | -347.5202 |  | 1765.1703 | 4373.1167 | 0 | 1023.6317 |  |  | 94.3225 | 184.6933 | 668.673 | 0 |  |  |  | 97.746 |  | 52.803 | 0 |  | 16.75 | 76 | 0.32881 | 5.8749 | 0.032059
1 Occupant_USA_NC_Charlott_Electric Storage_50-gallon | USA_NC_Charlott | Electric Storage_50-gallon | 1 | 11649.5681 | 97.746 |  | 4755.5159 | 1215.1554 |  | 746.1755 | 2430.4196 | 104.278 | 28.4157 | 336.2862 |  | 3106.0542 | 434.3064 | 0 |  |  | 1497.3038 | -332.8468 |  | 1497.3038 | 4373.1167 | 0 | 1023.6317 |  |  | 94.3225 | 184.6933 | 668.673 | 0 |  |  |  | 97.746 |  | 52.803 | 0 |  | 4.75 | 588.5 | 0.19101 | 2.9379 | 0.023973
1 Occupant_USA_NC_Raleigh-_Electric Storage_50-gallon | USA_NC_Raleigh- | Electric Storage_50-gallon | 1 | 11754.4975 | 97.746 |  | 4876.4969 | 1097.1519 |  | 667.4083 | 2180.1357 | 57.3279 | 26.6127 | 345.8031 |  | 3332.3063 | 447.0387 | 0 |  |  | 1481.2522 | -331.5747 |  | 1481.2522 | 4373.1167 | 0 | 1023.6317 |  |  | 94.3225 | 184.6933 | 668.673 | 0 |  |  |  | 97.746 |  | 52.803 | 0 |  | 5 | 847.25 | 0.18464 | 2.9391 | 0.024519
1 Occupant_USA_ND_Bismarck_Electric Storage_50-gallon | USA_ND_Bismarck | Electric Storage_50-gallon | 1 | 21107.6295 | 97.746 |  | 13860.0353 | 11703.4928 |  | 4220.3138 | 12525.8367 | 6994.746 | 139.2445 | 349.1885 |  | 1505.6039 | 650.9387 | 0 |  |  | 1850.8458 | -348.3646 |  | 1850.8458 | 4373.1167 | 0 | 1023.6317 |  |  | 94.3225 | 184.6933 | 668.673 | 0 |  |  |  | 97.746 |  | 52.803 | 0 |  | 40.5 | 237.25 | 0.32768 | 4.9241 | 0.036175
1 Occupant_USA_ND_Fargo-He_Electric Storage_50-gallon | USA_ND_Fargo-He | Electric Storage_50-gallon | 1 | 25404.9572 | 97.746 |  | 18151.0223 | 15964.6821 |  | 4327.4703 | 12469.1627 | 11235.0661 | 105.0103 | 297.1354 |  | 1521.7186 | 664.6216 | 0 |  |  | 1857.1866 | -348.4459 |  | 1857.1866 | 4373.1167 | 0 | 1023.6317 |  |  | 94.3225 | 184.6933 | 668.673 | 0 |  |  |  | 97.746 |  | 52.803 | 0 |  | 147.5 | 226.75 | 0.38701 | 5.7117 | 0.038145
1 Occupant_USA_NE_Omaha-Mi_Electric Storage_50-gallon | USA_NE_Omaha-Mi | Electric Storage_50-gallon | 1 | 15661.1794 | 97.746 |  | 8586.1404 | 5651.9056 |  | 2752.7637 | 8361.7276 | 2415.4883 | 91.4399 | 392.2138 |  | 2362.4437 | 571.7911 | 0 |  |  | 1678.2907 | -341.6645 |  | 1678.2907 | 4373.1167 | 0 | 1023.6317 |  |  | 94.3225 | 184.6933 | 668.673 | 0 |  |  |  | 97.746 |  | 52.803 | 0 |  | 29.25 | 414.25 | 0.24246 | 3.1551 | 0.03161
1 Occupant_USA_NH_Concord._Electric Storage_50-gallon | USA_NH_Concord. | Electric Storage_50-gallon | 1 | 15678.7541 | 97.746 |  | 8516.103 | 6486.7779 |  | 2951.7913 | 9219.902 | 3017.9199 | 95.493 | 421.5737 |  | 1527.5133 | 501.8118 | 0 |  |  | 1765.9027 | -346.1891 |  | 1765.9027 | 4373.1167 | 0 | 1023.6317 |  |  | 94.3225 | 184.6933 | 668.673 | 0 |  |  |  | 97.746 |  | 52.803 | 0 |  | 97.5 | 309 | 0.23342 | 2.76 | 0.026625
1 Occupant_USA_NH_Manchest_Electric Storage_50-gallon | USA_NH_Manchest | Electric Storage_50-gallon | 1 | 14197.7926 | 97.746 |  | 7089.3351 | 4967.7732 |  | 2614.1771 | 8254.3869 | 1848.1107 | 73.9456 | 431.5398 |  | 1647.8578 | 473.7042 | 0 |  |  | 1711.7092 | -344.5395 |  | 1711.7092 | 4373.1167 | 0 | 1023.6317 |  |  | 94.3225 | 184.6933 | 668.673 | 0 |  |  |  | 97.746 |  | 52.803 | 0 |  | 58 | 212.5 | 0.23361 | 2.9926 | 0.02567
1 Occupant_USA_NJ_Newark.L_Electric Storage_50-gallon | USA_NJ_Newark.L | Electric Storage_50-gallon | 1 | 13147.654 | 97.746 |  | 6142.926 | 3320.4803 |  | 2046.1278 | 6635.1252 | 857.9972 | 34.7738 | 381.5815 |  | 2343.3851 | 479.0606 | 0 |  |  | 1607.9797 | -340.6055 |  | 1607.9797 | 4373.1167 | 0 | 1023.6317 |  |  | 94.3225 | 184.6933 | 668.673 | 0 |  |  |  | 97.746 |  | 52.803 | 0 |  | 14.5 | 456 | 0.2747 | 5.1052 | 0.027237
1 Occupant_USA_NJ_Trenton-_Electric Storage_50-gallon | USA_NJ_Trenton- | Electric Storage_50-gallon | 1 | 12706.9824 | 97.746 |  | 5692.6562 | 3111.9173 |  | 1812.7566 | 5952.6053 | 839.2256 | 42.9293 | 417.0059 |  | 2143.9687 | 436.7702 | 0 |  |  | 1617.5778 | -340.324 |  | 1617.5778 | 4373.1167 | 0 | 1023.6317 |  |  | 94.3225 | 184.6933 | 668.673 | 0 |  |  |  | 97.746 |  | 52.803 | 0 |  | 28.5 | 617.75 | 0.21872 | 3.3465 | 0.023591
1 Occupant_USA_NM_Albuquer_Electric Storage_50-gallon | USA_NM_Albuquer | Electric Storage_50-gallon | 1 | 11933.7863 | 97.746 |  | 4977.3429 | 1631.7056 |  | 1029.7819 | 3140.5604 | 81.8863 | 22.8642 | 497.1732 |  | 2892.7952 | 452.8422 | 0 |  |  | 1559.6951 | -334.8077 |  | 1559.6951 | 4373.1167 | 0 | 1023.6317 |  |  | 94.3225 | 184.6933 | 668.673 | 0 |  |  |  | 97.746 |  | 52.803 | 0 |  | 0.25 | 50.25 | 0.24826 | 4.2362 | 0.026486
1 Occupant_USA_NM_Las.Cruc_Electric Storage_50-gallon | USA_NM_Las.Cruc | Electric Storage_50-gallon | 1 | 11766.8416 | 97.746 |  | 4908.4686 | 887.3879 |  | 471.7218 | 1490.7734 | 8.7323 | 10.2924 | 396.6414 |  | 3566.1307 | 454.95 | 0 |  |  | 1461.6247 | -331.3892 |  | 1461.6247 | 4373.1167 | 0 | 1023.6317 |  |  | 94.3225 | 184.6933 | 668.673 | 0 |  |  |  | 97.746 |  | 52.803 | 0 |  | 0 | 120.75 | 0.20989 | 4.2653 | 0.026133
1 Occupant_USA_NM_Santa.Fe_Electric Storage_50-gallon | USA_NM_Santa.Fe | Electric Storage_50-gallon | 1 | 12426.1801 | 97.746 |  | 5360.9781 | 2875.3882 |  | 1879.0704 | 5706.9738 | 375.6617 | 59.7234 | 560.9326 |  | 2033.8541 | 451.7358 | 0 |  |  | 1668.4537 | -339.9499 |  | 1668.4537 | 4373.1167 | 0 | 1023.6317 |  |  | 94.3225 | 184.6933 | 668.673 | 0 |  |  |  | 97.746 |  | 52.803 | 0 |  | 1 | 29 | 0.27487 | 4.3863 | 0.026164
1 Occupant_USA_NV_Las.Vega_Electric Storage_50-gallon | USA_NV_Las.Vega | Electric Storage_50-gallon | 1 | 13700.3983 | 97.746 |  | 7000.5648 | 481.1589 |  | 216.3113 | 718.9078 | 1.0796 | 2.4456 | 261.3225 |  | 5900.0909 | 619.315 | 0 |  |  | 1303.0852 | -327.3147 |  | 1303.0852 | 4373.1167 | 0 | 1023.6317 |  |  | 94.3225 | 184.6933 | 668.673 | 0 |  |  |  | 97.746 |  | 52.803 | 0 |  | 0 | 642.75 | 0.23333 | 4.008 | 0.036808
1 Occupant_USA_NV_Reno-Tah_Electric Storage_50-gallon | USA_NV_Reno-Tah | Electric Storage_50-gallon | 1 | 11777.6032 | 97.746 |  | 4748.5638 | 2048.8679 |  | 1312.5858 | 4069.7315 | 68.4063 | 47.6874 | 620.1884 |  | 2290.729 | 408.967 | 0 |  |  | 1632.291 | -339.3038 |  | 1632.291 | 4373.1167 | 0 | 1023.6317 |  |  | 94.3225 | 184.6933 | 668.673 | 0 |  |  |  | 97.746 |  | 52.803 | 0 |  | 0.25 | 66.25 | 0.2302 | 3.3289 | 0.023667
1 Occupant_USA_NY_Buffalo._Electric Storage_50-gallon | USA_NY_Buffalo. | Electric Storage_50-gallon | 1 | 15115.4037 | 97.746 |  | 7979.6255 | 5840.5121 |  | 3683.3492 | 11555.5415 | 1634.5884 | 125.3402 | 397.2342 |  | 1634.0564 | 505.057 | 0 |  |  | 1739.0298 | -346.4272 |  | 1739.0298 | 4373.1167 | 0 | 1023.6317 |  |  | 94.3225 | 184.6933 | 668.673 | 0 |  |  |  | 97.746 |  | 52.803 | 0 |  | 29.5 | 45.5 | 0.30162 | 5.4756 | 0.028684
1 Occupant_USA_NY_New.York_Electric Storage_50-gallon | USA_NY_New.York | Electric Storage_50-gallon | 1 | 13484.8672 | 97.746 |  | 6463.6618 | 3844.4918 |  | 2203.1007 | 7227.0523 | 1229.1895 | 32.8291 | 379.3725 |  | 2167.3638 | 451.8062 | 0 |  |  | 1624.457 | -341.7354 |  | 1624.457 | 4373.1167 | 0 | 1023.6317 |  |  | 94.3225 | 184.6933 | 668.673 | 0 |  |  |  | 97.746 |  | 52.803 | 0 |  | 33.75 | 463 | 0.3266 | 6.3428 | 0.026357
1 Occupant_USA_NY_Syracuse_Electric Storage_50-gallon | USA_NY_Syracuse | Electric Storage_50-gallon | 1 | 15407.0954 | 97.746 |  | 8275.0854 | 6010.3344 |  | 3365.7648 | 10519.1545 | 2144.769 | 106.8651 | 392.9355 |  | 1725.123 | 539.628 | 0 |  |  | 1735.2617 | -345.3978 |  | 1735.2617 | 4373.1167 | 0 | 1023.6317 |  |  | 94.3225 | 184.6933 | 668.673 | 0 |  |  |  | 97.746 |  | 52.803 | 0 |  | 23.5 | 175.75 | 0.26988 | 4.5599 | 0.030112
1 Occupant_USA_OH_Cincinna_Electric Storage_50-gallon | USA_OH_Cincinna | Electric Storage_50-gallon | 1 | 13376.4105 | 97.746 |  | 6354.5035 | 3517.8708 |  | 2015.4253 | 6389.3264 | 1045.7067 | 70.902 | 385.8368 |  | 2351.2863 | 485.3463 | 0 |  |  | 1625.1587 | -340.2125 |  | 1625.1587 | 4373.1167 | 0 | 1023.6317 |  |  | 94.3225 | 184.6933 | 668.673 | 0 |  |  |  | 97.746 |  | 52.803 | 0 |  | 12 | 470.5 | 0.21434 | 3.1206 | 0.0265
1 Occupant_USA_OH_Columbus_Electric Storage_50-gallon | USA_OH_Columbus | Electric Storage_50-gallon | 1 | 14282.4325 | 97.746 |  | 7243.176 | 4424.8137 |  | 2357.3204 | 7479.3496 | 1646.9571 | 78.4123 | 342.124 |  | 2299.2691 | 519.0932 | 0 |  |  | 1642.5081 | -340.5864 |  | 1642.5081 | 4373.1167 | 0 | 1023.6317 |  |  | 94.3225 | 184.6933 | 668.673 | 0 |  |  |  | 97.746 |  | 52.803 | 0 |  | 32.25 | 621.75 | 0.25044 | 4.2387 | 0.028446
1 Occupant_USA_OK_Oklahoma_Electric Storage_50-gallon | USA_OK_Oklahoma | Electric Storage_50-gallon | 1 | 13563.6442 | 97.746 |  | 6665.6708 | 2595.3471 |  | 1457.214 | 4587.0625 | 771.1448 | 50.1348 | 316.8534 |  | 3530.4738 | 539.8499 | 0 |  |  | 1501.2251 | -335.1598 |  | 1501.2251 | 4373.1167 | 0 | 1023.6317 |  |  | 94.3225 | 184.6933 | 668.673 | 0 |  |  |  | 97.746 |  | 52.803 | 0 |  | 7.75 | 684.5 | 0.34667 | 5.9213 | 0.032204
1 Occupant_USA_OR_Portland_Electric Storage_50-gallon | USA_OR_Portland | Electric Storage_50-gallon | 1 | 10858.4503 | 97.746 |  | 3832.3583 | 1900.1532 |  | 1321.8979 | 4620.4773 | 14.4733 | 54.9756 | 508.8064 |  | 1614.1701 | 318.0351 | 0 |  |  | 1629.3436 | -343.2273 |  | 1629.3436 | 4373.1167 | 0 | 1023.6317 |  |  | 94.3225 | 184.6933 | 668.673 | 0 |  |  |  | 97.746 |  | 52.803 | 0 |  | 11.5 | 124 | 0.22877 | 3.8697 | 0.018517
1 Occupant_USA_OR_Redmond._Electric Storage_50-gallon | USA_OR_Redmond. | Electric Storage_50-gallon | 1 | 12842.4044 | 97.746 |  | 5701.9184 | 3792.2373 |  | 2461.9976 | 7744.4895 | 550.1808 | 113.1707 | 666.8882 |  | 1469.1013 | 440.5798 | 0 |  |  | 1743.7377 | -346.4851 |  | 1743.7377 | 4373.1167 | 0 | 1023.6317 |  |  | 94.3225 | 184.6933 | 668.673 | 0 |  |  |  | 97.746 |  | 52.803 | 0 |  | 7.25 | 61.25 | 0.25203 | 3.0684 | 0.024886
1 Occupant_USA_PA_Bradford_Electric Storage_50-gallon | USA_PA_Bradford | Electric Storage_50-gallon | 1 | 16999.5273 | 97.746 |  | 9793.7958 | 8074.5198 |  | 3301.5046 | 10205.4258 | 4273.8352 | 130.8809 | 368.299 |  | 1205.894 | 513.382 | 0 |  |  | 1808.9831 | -347.3799 |  | 1808.9831 | 4373.1167 | 0 | 1023.6317 |  |  | 94.3225 | 184.6933 | 668.673 | 0 |  |  |  | 97.746 |  | 52.803 | 0 |  | 100.75 | 192 | 0.26134 | 3.6616 | 0.02765
1 Occupant_USA_PA_Philadel_Electric Storage_50-gallon | USA_PA_Philadel | Electric Storage_50-gallon | 1 | 12764.6849 | 97.746 |  | 5789.2511 | 2824.2616 |  | 1723.3843 | 5630.8172 | 683.5416 | 32.7956 | 384.5401 |  | 2502.5867 | 462.4028 | 0 |  |  | 1578.6855 | -338.9602 |  | 1578.6855 | 4373.1167 | 0 | 1023.6317 |  |  | 94.3225 | 184.6933 | 668.673 | 0 |  |  |  | 97.746 |  | 52.803 | 0 |  | 12.75 | 608.75 | 0.25499 | 4.7574 | 0.025945
1 Occupant_USA_PA_Pittsbur_Electric Storage_50-gallon | USA_PA_Pittsbur | Electric Storage_50-gallon | 1 | 13796.42 | 97.746 |  | 6721.6294 | 4313.3921 |  | 2489.3306 | 7913.1158 | 1356.9505 | 89.8915 | 377.2195 |  | 1915.3087 | 492.9286 | 0 |  |  | 1678.0423 | -342.6007 |  | 1678.0423 | 4373.1167 | 0 | 1023.6317 |  |  | 94.3225 | 184.6933 | 668.673 | 0 |  |  |  | 97.746 |  | 52.803 | 0 |  | 26 | 352 | 0.24385 | 3.8589 | 0.026977
1 Occupant_USA_RI_Providen_Electric Storage_50-gallon | USA_RI_Providen | Electric Storage_50-gallon | 1 | 13347.9362 | 97.746 |  | 6280.9002 | 4000.2873 |  | 2314.5999 | 7520.3757 | 1213.6312 | 68.7982 | 403.258 |  | 1821.7299 | 458.8829 | 0 |  |  | 1670.2877 | -343.2234 |  | 1670.2877 | 4373.1167 | 0 | 1023.6317 |  |  | 94.3225 | 184.6933 | 668.673 | 0 |  |  |  | 97.746 |  | 52.803 | 0 |  | 32.25 | 302 | 0.26686 | 4.3395 | 0.025667
1 Occupant_USA_SC_JB.Charl_Electric Storage_50-gallon | USA_SC_JB.Charl | Electric Storage_50-gallon | 1 | 11950.2151 | 97.746 |  | 5155.4246 | 619.7788 |  | 353.9516 | 1169.1046 | 18.8705 | 16.1112 | 230.8456 |  | 4096.2387 | 439.407 | 0 |  |  | 1398.0422 | -329.0935 |  | 1398.0422 | 4373.1167 | 0 | 1023.6317 |  |  | 94.3225 | 184.6933 | 668.673 | 0 |  |  |  | 97.746 |  | 52.803 | 0 |  | 1.75 | 400.75 | 0.18644 | 3.5358 | 0.024707
1 Occupant_USA_SC_Columbia_Electric Storage_50-gallon | USA_SC_Columbia | Electric Storage_50-gallon | 1 | 12050.8371 | 97.746 |  | 5231.2559 | 853.0682 |  | 511.295 | 1679.9694 | 26.6617 | 23.182 | 291.9295 |  | 3899.3694 | 478.8183 | 0 |  |  | 1422.8329 | -329.3973 |  | 1422.8329 | 4373.1167 | 0 | 1023.6317 |  |  | 94.3225 | 184.6933 | 668.673 | 0 |  |  |  | 97.746 |  | 52.803 | 0 |  | 3 | 936.25 | 0.15547 | 2.7575 | 0.026033
1 Occupant_USA_SD_Yankton-_Electric Storage_50-gallon | USA_SD_Yankton- | Electric Storage_50-gallon | 1 | 17916.5052 | 97.746 |  | 10765.3867 | 8313.4388 |  | 3782.0507 | 11162.8149 | 4012.3547 | 130.6768 | 388.3565 |  | 1906.4876 | 545.4604 | 0 |  |  | 1754.3702 | -345.5428 |  | 1754.3702 | 4373.1167 | 0 | 1023.6317 |  |  | 94.3225 | 184.6933 | 668.673 | 0 |  |  |  | 97.746 |  | 52.803 | 0 |  | 80.5 | 101.25 | 0.33118 | 5.6237 | 0.031675
1 Occupant_USA_SD_Sioux.Fa_Electric Storage_50-gallon | USA_SD_Sioux.Fa | Electric Storage_50-gallon | 1 | 18485.8788 | 97.746 |  | 11301.9066 | 8932.0104 |  | 4209.5956 | 12139.7111 | 4194.3241 | 132.396 | 395.6947 |  | 1789.4103 | 580.4859 | 0 |  |  | 1787.2239 | -346.1586 |  | 1787.2239 | 4373.1167 | 0 | 1023.6317 |  |  | 94.3225 | 184.6933 | 668.673 | 0 |  |  |  | 97.746 |  | 52.803 | 0 |  | 44 | 28.5 | 0.33554 | 5.0016 | 0.033822
1 Occupant_USA_TN_Memphis._Electric Storage_50-gallon | USA_TN_Memphis. | Electric Storage_50-gallon | 1 | 12479.0899 | 97.746 |  | 5634.6892 | 1391.7751 |  | 885.6737 | 2924.3548 | 165.4325 | 33.1358 | 307.5331 |  | 3740.7898 | 502.1244 | 0 |  |  | 1447.6523 | -331.3944 |  | 1447.6523 | 4373.1167 | 0 | 1023.6317 |  |  | 94.3225 | 184.6933 | 668.673 | 0 |  |  |  | 97.746 |  | 52.803 | 0 |  | 7.25 | 1073.75 | 0.22464 | 3.9018 | 0.027911
1 Occupant_USA_TN_Nashvill_Electric Storage_50-gallon | USA_TN_Nashvill | Electric Storage_50-gallon | 1 | 12038.925 | 97.746 |  | 5145.5712 | 1485.8425 |  | 929.5833 | 3028.361 | 180.6312 | 32.3287 | 343.2993 |  | 3202.5249 | 457.2038 | 0 |  |  | 1496.6054 | -333.5964 |  | 1496.6054 | 4373.1167 | 0 | 1023.6317 |  |  | 94.3225 | 184.6933 | 668.673 | 0 |  |  |  | 97.746 |  | 52.803 | 0 |  | 9 | 815.5 | 0.1969 | 2.9993 | 0.024977
1 Occupant_USA_TX_Austin-C_Electric Storage_50-gallon | USA_TX_Austin-C | Electric Storage_50-gallon | 1 | 12824.7089 | 97.746 |  | 6101.1753 | 563.1472 |  | 311.7636 | 991.9919 | 58.5377 | 9.7907 | 183.0551 |  | 4969.1914 | 568.8367 | 0 |  |  | 1326.7853 | -324.2284 |  | 1326.7853 | 4373.1167 | 0 | 1023.6317 |  |  | 94.3225 | 184.6933 | 668.673 | 0 |  |  |  | 97.746 |  | 52.803 | 0 |  | 2.25 | 1219.5 | 0.14185 | 2.1984 | 0.031016
1 Occupant_USA_TX_Dallas-F_Electric Storage_50-gallon | USA_TX_Dallas-F | Electric Storage_50-gallon | 1 | 12738.719 | 97.746 |  | 5961.9564 | 793.5107 |  | 499.1224 | 1658.8649 | 5.4773 | 15.7344 | 273.1766 |  | 4642.5385 | 525.9073 | 0 |  |  | 1380.0143 | -329.9231 |  | 1380.0143 | 4373.1167 | 0 | 1023.6317 |  |  | 94.3225 | 184.6933 | 668.673 | 0 |  |  |  | 97.746 |  | 52.803 | 0 |  | 1 | 534.75 | 0.29251 | 5.2607 | 0.031849
1 Occupant_USA_TX_Houston-_Electric Storage_50-gallon | USA_TX_Houston- | Electric Storage_50-gallon | 1 | 12688.5562 | 97.746 |  | 5992.6845 | 263.8359 |  | 136.3763 | 474.6502 | 0.3899 | 4.1224 | 122.9473 |  | 5165.9676 | 562.881 | 0 |  |  | 1299.1233 | -323.7927 |  | 1299.1233 | 4373.1167 | 0 | 1023.6317 |  |  | 94.3225 | 184.6933 | 668.673 | 0 |  |  |  | 97.746 |  | 52.803 | 0 |  | 0.25 | 1072.25 | 0.17556 | 3.5678 | 0.031755
1 Occupant_USA_TX_Lubbock._Electric Storage_50-gallon | USA_TX_Lubbock. | Electric Storage_50-gallon | 1 | 12764.7176 | 97.746 |  | 5869.7932 | 1685.4072 |  | 1193.5032 | 3713.9533 | 59.7454 | 56.1702 | 375.9884 |  | 3654.0349 | 530.3511 | 0 |  |  | 1498.1761 | -334.7528 |  | 1498.1761 | 4373.1167 | 0 | 1023.6317 |  |  | 94.3225 | 184.6933 | 668.673 | 0 |  |  |  | 97.746 |  | 52.803 | 0 |  | 0.25 | 145.5 | 0.32932 | 6.4428 | 0.032766
1 Occupant_USA_TX_San.Anto_Electric Storage_50-gallon | USA_TX_San.Anto | Electric Storage_50-gallon | 1 | 13218.1156 | 97.746 |  | 6503.6922 | 542.2 |  | 317.818 | 1012.076 | 53.4761 | 8.29 | 162.616 |  | 5349.8649 | 611.6273 | 0 |  |  | 1317.6751 | -325.0775 |  | 1317.6751 | 4373.1167 | 0 | 1023.6317 |  |  | 94.3225 | 184.6933 | 668.673 | 0 |  |  |  | 97.746 |  | 52.803 | 0 |  | 0.5 | 924.25 | 0.22692 | 4.2659 | 0.035356
1 Occupant_USA_UT_Salt.Lak_Electric Storage_50-gallon | USA_UT_Salt.Lak | Electric Storage_50-gallon | 1 | 13384.8029 | 97.746 |  | 6339.1741 | 3253.1881 |  | 2272.6112 | 6935.3303 | 349.9676 | 97.7042 | 532.9051 |  | 2548.0371 | 537.9489 | 0 |  |  | 1648.8805 | -341.1743 |  | 1648.8805 | 4373.1167 | 0 | 1023.6317 |  |  | 94.3225 | 184.6933 | 668.673 | 0 |  |  |  | 97.746 |  | 52.803 | 0 |  | 2 | 98.25 | 0.25909 | 3.5098 | 0.030984
1 Occupant_USA_UT_St.Georg_Electric Storage_50-gallon | USA_UT_St.Georg | Electric Storage_50-gallon | 1 | 12769.6526 | 97.746 |  | 5941.4539 | 1081.4126 |  | 646.4832 | 2045.9031 | 11.8746 | 16.7541 | 406.3007 |  | 4337.7463 | 522.295 | 0 |  |  | 1431.4503 | -332.0437 |  | 1431.4503 | 4373.1167 | 0 | 1023.6317 |  |  | 94.3225 | 184.6933 | 668.673 | 0 |  |  |  | 97.746 |  | 52.803 | 0 |  | 0 | 376 | 0.19114 | 3.2869 | 0.030171
1 Occupant_USA_UT_Vernal.R_Electric Storage_50-gallon | USA_UT_Vernal.R | Electric Storage_50-gallon | 1 | 15327.9416 | 97.746 |  | 8164.004 | 5617.2956 |  | 3096.3369 | 8917.2484 | 1888.3152 | 101.2352 | 531.4083 |  | 1965.9643 | 580.7441 | 0 |  |  | 1767.1892 | -343.5314 |  | 1767.1892 | 4373.1167 | 0 | 1023.6317 |  |  | 94.3225 | 184.6933 | 668.673 | 0 |  |  |  | 97.746 |  | 52.803 | 0 |  | 6.25 | 54.75 | 0.23583 | 2.4254 | 0.032044
1 Occupant_USA_VA_Norfolk._Electric Storage_50-gallon | USA_VA_Norfolk. | Electric Storage_50-gallon | 1 | 11797.6076 | 97.746 |  | 4910.0542 | 1335.5515 |  | 873.7474 | 2958.8534 | 81.9475 | 26.3283 | 353.5283 |  | 3131.4677 | 443.0349 | 0 |  |  | 1490.8051 | -333.4506 |  | 1490.8051 | 4373.1167 | 0 | 1023.6317 |  |  | 94.3225 | 184.6933 | 668.673 | 0 |  |  |  | 97.746 |  | 52.803 | 0 |  | 21.5 | 833.75 | 0.25057 | 4.4632 | 0.025028
1 Occupant_USA_VT_Burlingt_Electric Storage_50-gallon | USA_VT_Burlingt | Electric Storage_50-gallon | 1 | 16904.882 | 97.746 |  | 9736.3914 | 7665.6024 |  | 3374.3342 | 10487.5558 | 3839.0634 | 94.3761 | 357.8286 |  | 1524.2878 | 546.5012 | 0 |  |  | 1771.7422 | -346.9873 |  | 1771.7422 | 4373.1167 | 0 | 1023.6317 |  |  | 94.3225 | 184.6933 | 668.673 | 0 |  |  |  | 97.746 |  | 52.803 | 0 |  | 126.25 | 253.5 | 0.2858 | 3.5753 | 0.030051
1 Occupant_USA_WA_Seattle-_Electric Storage_50-gallon | USA_WA_Seattle- | Electric Storage_50-gallon | 1 | 10774.3772 | 97.746 |  | 3708.7243 | 2222.5437 |  | 1598.1908 | 5782.0789 | 70.3671 | 57.9731 | 496.0126 |  | 1179.9409 | 306.2397 | 0 |  |  | 1668.9046 | -345.3563 |  | 1668.9046 | 4373.1167 | 0 | 1023.6317 |  |  | 94.3225 | 184.6933 | 668.673 | 0 |  |  |  | 97.746 |  | 52.803 | 0 |  | 130.5 | 263.5 | 0.2519 | 3.6268 | 0.016977
1 Occupant_USA_WA_Spokane._Electric Storage_50-gallon | USA_WA_Spokane. | Electric Storage_50-gallon | 1 | 14346.5884 | 97.746 |  | 7197.1445 | 5102.8609 |  | 3235.4577 | 10275.9375 | 1182.8707 | 181.6122 | 502.9203 |  | 1552.9212 | 541.3623 | 0 |  |  | 1752.6956 | -346.6944 |  | 1752.6956 | 4373.1167 | 0 | 1023.6317 |  |  | 94.3225 | 184.6933 | 668.673 | 0 |  |  |  | 97.746 |  | 52.803 | 0 |  | 32.5 | 141.25 | 0.28953 | 3.9926 | 0.030379
1 Occupant_USA_WI_Milwauke_Electric Storage_50-gallon | USA_WI_Milwauke | Electric Storage_50-gallon | 1 | 15602.4353 | 97.746 |  | 8467.2122 | 6299.6199 |  | 3312.88 | 10337.4869 | 2482.5382 | 101.4279 | 402.7739 |  | 1635.4323 | 532.16 | 0 |  |  | 1738.4747 | -345.7364 |  | 1738.4747 | 4373.1167 | 0 | 1023.6317 |  |  | 94.3225 | 184.6933 | 668.673 | 0 |  |  |  | 97.746 |  | 52.803 | 0 |  | 42.25 | 100.75 | 0.30169 | 5.0625 | 0.030285
1 Occupant_USA_WI_Rhinelan_Electric Storage_50-gallon | USA_WI_Rhinelan | Electric Storage_50-gallon | 1 | 20192.1684 | 97.746 |  | 12925.9623 | 11100.0176 |  | 3897.1427 | 11594.8745 | 6697.2815 | 142.3094 | 363.2841 |  | 1235.4311 | 590.5136 | 0 |  |  | 1869.4578 | -348.6594 |  | 1869.4578 | 4373.1167 | 0 | 1023.6317 |  |  | 94.3225 | 184.6933 | 668.673 | 0 |  |  |  | 97.746 |  | 52.803 | 0 |  | 108.5 | 164 | 0.27762 | 3.5719 | 0.031961
1 Occupant_USA_WV_Charlest_Electric Storage_50-gallon | USA_WV_Charlest | Electric Storage_50-gallon | 1 | 12618.2643 | 97.746 |  | 5616.74 | 2736.6187 |  | 1656.1076 | 5209.4292 | 612.7901 | 67.3787 | 400.3423 |  | 2420.8073 | 459.314 | 0 |  |  | 1604.776 | -338.3383 |  | 1604.776 | 4373.1167 | 0 | 1023.6317 |  |  | 94.3225 | 184.6933 | 668.673 | 0 |  |  |  | 97.746 |  | 52.803 | 0 |  | 7.25 | 374.75 | 0.18165 | 2.2973 | 0.024948
1 Occupant_USA_WV_Morganto_Electric Storage_50-gallon | USA_WV_Morganto | Electric Storage_50-gallon | 1 | 13179.3932 | 97.746 |  | 6132.7027 | 3566.9919 |  | 2085.675 | 6504.261 | 1023.1887 | 65.0165 | 393.1117 |  | 2094.2498 | 471.4609 | 0 |  |  | 1649.9421 | -340.5438 |  | 1649.9421 | 4373.1167 | 0 | 1023.6317 |  |  | 94.3225 | 184.6933 | 668.673 | 0 |  |  |  | 97.746 |  | 52.803 | 0 |  | 14 | 306 | 0.1895 | 2.1083 | 0.025335
1 Occupant_USA_WY_Cheyenne_Electric Storage_50-gallon | USA_WY_Cheyenne | Electric Storage_50-gallon | 1 | 14482.8676 | 97.746 |  | 7300.1546 | 5548.8589 |  | 3363.3705 | 10322.9671 | 1538.6805 | 82.3422 | 564.4657 |  | 1235.6251 | 515.6706 | 0 |  |  | 1785.9646 | -347.7392 |  | 1785.9646 | 4373.1167 | 0 | 1023.6317 |  |  | 94.3225 | 184.6933 | 668.673 | 0 |  |  |  | 97.746 |  | 52.803 | 0 |  | 9.5 | 17 | 0.35588 | 6.878 | 0.030252
1 Occupant_USA_WY_Jackson._Electric Storage_50-gallon | USA_WY_Jackson. | Electric Storage_50-gallon | 1 | 18655.6234 | 97.746 |  | 11318.8553 | 9824.6944 |  | 4719.4648 | 13781.9831 | 4331.4202 | 192.6722 | 581.1372 |  | 847.7857 | 646.3752 | 0 |  |  | 1940.0198 | -351.7601 |  | 1940.0198 | 4373.1167 | 0 | 1023.6317 |  |  | 94.3225 | 184.6933 | 668.673 | 0 |  |  |  | 97.746 |  | 52.803 | 0 |  | 59 | 10 | 0.32065 | 3.3973 | 0.035836
2 Occupant_USA_AL_Birmingh_Electric Storage_50-gallon | USA_AL_Birmingh | Electric Storage_50-gallon | 2 | 12528.1161 | 97.746 |  | 5048.7696 | 938.4191 |  | 527.3837 | 1721.7147 | 86.8469 | 20.7133 | 303.4753 |  | 3643.8279 | 466.5225 | 0 |  |  | 2082.5981 | -329.7615 |  | 2082.5981 | 4373.1167 | 0 | 1023.6317 |  |  | 94.3225 | 184.6933 | 668.673 | 0 |  |  |  | 97.746 |  | 52.803 | 0 |  | 5.5 | 948.25 | 0.16854 | 2.7907 | 0.025176
2 Occupant_USA_AL_Mobile.R_Electric Storage_50-gallon | USA_AL_Mobile.R | Electric Storage_50-gallon | 2 | 12618.4731 | 97.746 |  | 5260.9613 | 395.7267 |  | 200.759 | 651.4384 | 12.5289 | 6.5858 | 175.853 |  | 4354.89 | 510.3445 | 0 |  |  | 1960.7635 | -325.1256 |  | 1960.7635 | 4373.1167 | 0 | 1023.6317 |  |  | 94.3225 | 184.6933 | 668.673 | 0 |  |  |  | 97.746 |  | 52.803 | 0 |  | 1.25 | 1027.75 | 0.17702 | 3.2619 | 0.028058
2 Occupant_USA_AR_Fayettev_Electric Storage_50-gallon | USA_AR_Fayettev | Electric Storage_50-gallon | 2 | 13187.8173 | 97.746 |  | 5537.543 | 2090.0394 |  | 1323.442 | 4143.183 | 308.005 | 66.4246 | 392.1678 |  | 2980.0049 | 467.4987 | 0 |  |  | 2253.5259 | -335.9159 |  | 2253.5259 | 4373.1167 | 0 | 1023.6317 |  |  | 94.3225 | 184.6933 | 668.673 | 0 |  |  |  | 97.746 |  | 52.803 | 0 |  | 5 | 411 | 0.21387 | 2.9788 | 0.026227
2 Occupant_USA_AR_Little.R_Electric Storage_50-gallon | USA_AR_Little.R | Electric Storage_50-gallon | 2 | 13021.1725 | 97.746 |  | 5493.4114 | 1314.3256 |  | 801.0056 | 2573.0169 | 121.8127 | 32.0074 | 359.5 |  | 3691.3569 | 487.7289 | 0 |  |  | 2131.0128 | -331.4235 |  | 2131.0128 | 4373.1167 | 0 | 1023.6317 |  |  | 94.3225 | 184.6933 | 668.673 | 0 |  |  |  | 97.746 |  | 52.803 | 0 |  | 6.5 | 895.75 | 0.16666 | 2.6668 | 0.026728
2 Occupant_USA_AZ_Flagstaf_Electric Storage_50-gallon | USA_AZ_Flagstaf | Electric Storage_50-gallon | 2 | 13752.151 | 97.746 |  | 5767.8435 | 3977.3537 |  | 2234.413 | 6782.2338 | 1008.3497 | 108.1617 | 626.4293 |  | 1362.4361 | 428.0537 | 0 |  |  | 2587.5591 | -343.1127 |  | 2587.5591 | 4373.1167 | 0 | 1023.6317 |  |  | 94.3225 | 184.6933 | 668.673 | 0 |  |  |  | 97.746 |  | 52.803 | 0 |  | 10 | 51.25 | 0.27427 | 3.7986 | 0.023778
2 Occupant_USA_AZ_Kingman._Electric Storage_50-gallon | USA_AZ_Kingman. | Electric Storage_50-gallon | 2 | 12921.7143 | 97.746 |  | 5441.3596 | 1022.6556 |  | 578.6658 | 1865.2269 | 8.4684 | 13.7159 | 421.8055 |  | 3934.0342 | 484.6698 | 0 |  |  | 2083.6064 | -332.5488 |  | 2083.6064 | 4373.1167 | 0 | 1023.6317 |  |  | 94.3225 | 184.6933 | 668.673 | 0 |  |  |  | 97.746 |  | 52.803 | 0 |  | 0 | 240.5 | 0.27452 | 4.9745 | 0.029036
2 Occupant_USA_AZ_Phoenix-_Electric Storage_50-gallon | USA_AZ_Phoenix- | Electric Storage_50-gallon | 2 | 15414.0257 | 97.746 |  | 8331.9128 | 94.3097 |  | 10.0044 | 35.2061 | 0 | 0.14344 | 84.1618 |  | 7497.0152 | 740.588 | 0 |  |  | 1685.3645 | -320.5408 |  | 1685.3645 | 4373.1167 | 0 | 1023.6317 |  |  | 94.3225 | 184.6933 | 668.673 | 0 |  |  |  | 97.746 |  | 52.803 | 0 |  | 0 | 1088.25 | 0.1515 | 3.5241 | 0.043049
2 Occupant_USA_AZ_Prescott_Electric Storage_50-gallon | USA_AZ_Prescott | Electric Storage_50-gallon | 2 | 12368.1882 | 97.746 |  | 4698.8799 | 1539.1266 |  | 940.1939 | 2910.0008 | 45.8773 | 39.0405 | 514.015 |  | 2731.3952 | 428.3582 | 0 |  |  | 2272.5599 | -334.9614 |  | 2272.5599 | 4373.1167 | 0 | 1023.6317 |  |  | 94.3225 | 184.6933 | 668.673 | 0 |  |  |  | 97.746 |  | 52.803 | 0 |  | 1 | 63 | 0.2239 | 3.1813 | 0.024292
2 Occupant_USA_CA_Bakersfi_Electric Storage_50-gallon | USA_CA_Bakersfi | Electric Storage_50-gallon | 2 | 12739.1182 | 97.746 |  | 5362.3628 | 391.8238 |  | 141.0212 | 482.7325 | 1.2257 | 5.693 | 243.884 |  | 4471.2498 | 499.2892 | 0 |  |  | 1980.0071 | -327.1073 |  | 1980.0071 | 4373.1167 | 0 | 1023.6317 |  |  | 94.3225 | 184.6933 | 668.673 | 0 |  |  |  | 97.746 |  | 52.803 | 0 |  | 0.25 | 691 | 0.16227 | 2.628 | 0.027992
2 Occupant_USA_CA_Bishop-E_Electric Storage_50-gallon | USA_CA_Bishop-E | Electric Storage_50-gallon | 2 | 13068.7582 | 97.746 |  | 5424.8487 | 1795.6136 |  | 1158.9773 | 3562.9793 | 113.9154 | 21.2411 | 501.4798 |  | 3157.1064 | 472.1287 | 0 |  |  | 2247.1611 | -336.0539 |  | 2247.1611 | 4373.1167 | 0 | 1023.6317 |  |  | 94.3225 | 184.6933 | 668.673 | 0 |  |  |  | 97.746 |  | 52.803 | 0 |  | 0.75 | 265.25 | 0.25234 | 3.6579 | 0.026986
2 Occupant_USA_CA_Crescent_Electric Storage_50-gallon | USA_CA_Crescent | Electric Storage_50-gallon | 2 | 9762.5806 | 97.746 |  | 1914.2656 | 1101.7553 |  | 670.8754 | 2563.0896 | 36.1655 | 16.835 | 377.8794 |  | 659.2584 | 153.2519 | 0 |  |  | 2451.5667 | -343.5483 |  | 2451.5667 | 4373.1167 | 0 | 1023.6317 |  |  | 94.3225 | 184.6933 | 668.673 | 0 |  |  |  | 97.746 |  | 52.803 | 0 |  | 190 | 199.5 | 0.26161 | 3.7265 | 0.0094745
2 Occupant_USA_CA_Imperial_Electric Storage_50-gallon | USA_CA_Imperial | Electric Storage_50-gallon | 2 | 15001.4895 | 97.746 |  | 7865.8244 | 183.8421 |  | 45.516 | 151.3341 | 0.32841 | 0.90768 | 137.09 |  | 7005.9018 | 676.0805 | 0 |  |  | 1738.9168 | -321.4717 |  | 1738.9168 | 4373.1167 | 0 | 1023.6317 |  |  | 94.3225 | 184.6933 | 668.673 | 0 |  |  |  | 97.746 |  | 52.803 | 0 |  | 0 | 1288.75 | 0.15885 | 3.7264 | 0.038783
2 Occupant_USA_CA_Los.Ange_Electric Storage_50-gallon | USA_CA_Los.Ange | Electric Storage_50-gallon | 2 | 10769.5547 | 97.746 |  | 3286.1318 | 40.7487 |  | 8.0743 | 30.2685 | 0 | 0.0016936 | 32.6728 |  | 2881.936 | 363.4471 | 0 |  |  | 2086.6745 | -323.9663 |  | 2086.6745 | 4373.1167 | 0 | 1023.6317 |  |  | 94.3225 | 184.6933 | 668.673 | 0 |  |  |  | 97.746 |  | 52.803 | 0 |  | 0 | 780.5 | 0.18058 | 4.1224 | 0.019307
2 Occupant_USA_CA_Riversid_Electric Storage_50-gallon | USA_CA_Riversid | Electric Storage_50-gallon | 2 | 12115.2593 | 97.746 |  | 4704.1285 | 217.7025 |  | 55.9182 | 194.6416 | 0 | 1.4622 | 160.3221 |  | 4023.1818 | 463.2441 | 0 |  |  | 2014.3825 | -325.8794 |  | 2014.3825 | 4373.1167 | 0 | 1023.6317 |  |  | 94.3225 | 184.6933 | 668.673 | 0 |  |  |  | 97.746 |  | 52.803 | 0 |  | 0 | 472 | 0.13735 | 2.5911 | 0.025616
2 Occupant_USA_CA_Sacramen_Electric Storage_50-gallon | USA_CA_Sacramen | Electric Storage_50-gallon | 2 | 11897.3291 | 97.746 |  | 4340.7195 | 751.3339 |  | 391.7194 | 1331.6568 | 5.6205 | 19.9373 | 334.0566 |  | 3187.9332 | 401.4524 | 0 |  |  | 2159.8612 | -332.298 |  | 2159.8612 | 4373.1167 | 0 | 1023.6317 |  |  | 94.3225 | 184.6933 | 668.673 | 0 |  |  |  | 97.746 |  | 52.803 | 0 |  | 2.25 | 455.25 | 0.23659 | 3.4581 | 0.023436
2 Occupant_USA_CA_San.Jose_Electric Storage_50-gallon | USA_CA_San.Jose | Electric Storage_50-gallon | 2 | 10807.1351 | 97.746 |  | 3209.2307 | 409.1785 |  | 165.3455 | 583.6267 | 0.5161 | 6.0665 | 237.2504 |  | 2478.5071 | 321.5451 | 0 |  |  | 2201.156 | -330.6665 |  | 2201.156 | 4373.1167 | 0 | 1023.6317 |  |  | 94.3225 | 184.6933 | 668.673 | 0 |  |  |  | 97.746 |  | 52.803 | 0 |  | 2.5 | 216 | 0.207 | 3.3082 | 0.018111
2 Occupant_USA_CA_Santa.An_Electric Storage_50-gallon | USA_CA_Santa.An | Electric Storage_50-gallon | 2 | 11237.1218 | 97.746 |  | 3787.4787 | 74.1793 |  | 12.1611 | 44.0445 | 0 | 0.17879 | 61.8394 |  | 3307.2196 | 406.0798 | 0 |  |  | 2052.8947 | -324.1 |  | 2052.8947 | 4373.1167 | 0 | 1023.6317 |  |  | 94.3225 | 184.6933 | 668.673 | 0 |  |  |  | 97.746 |  | 52.803 | 0 |  | 0 | 533 | 0.15728 | 2.3286 | 0.021712
2 Occupant_USA_CO_Alamosa-_Electric Storage_50-gallon | USA_CO_Alamosa- | Electric Storage_50-gallon | 2 | 16264.0438 | 97.746 |  | 8154.7567 | 6434.2751 |  | 3036.639 | 8454.4067 | 2662.7326 | 80.6108 | 654.2927 |  | 1216.8927 | 503.589 | 0 |  |  | 2712.5388 | -346.0881 |  | 2712.5388 | 4373.1167 | 0 | 1023.6317 |  |  | 94.3225 | 184.6933 | 668.673 | 0 |  |  |  | 97.746 |  | 52.803 | 0 |  | 21 | 19.5 | 0.29988 | 3.7792 | 0.028396
2 Occupant_USA_CO_Aspen-Pi_Electric Storage_50-gallon | USA_CO_Aspen-Pi | Electric Storage_50-gallon | 2 | 15645.0792 | 97.746 |  | 7498.6436 | 5975.3962 |  | 3433.0557 | 9813.3072 | 1720.1529 | 120.8951 | 701.2925 |  | 1002.1659 | 521.0815 | 0 |  |  | 2749.6872 | -348.0039 |  | 2749.6872 | 4373.1167 | 0 | 1023.6317 |  |  | 94.3225 | 184.6933 | 668.673 | 0 |  |  |  | 97.746 |  | 52.803 | 0 |  | 5.75 | 12 | 0.27215 | 2.5138 | 0.029119
2 Occupant_USA_CO_Denver.I_Electric Storage_50-gallon | USA_CO_Denver.I | Electric Storage_50-gallon | 2 | 14284.6844 | 97.746 |  | 6427.4313 | 3729.7184 |  | 2383.1049 | 7072.7164 | 732.5921 | 64.6125 | 549.4089 |  | 2179.7919 | 517.921 | 0 |  |  | 2460.5047 | -341.7452 |  | 2460.5047 | 4373.1167 | 0 | 1023.6317 |  |  | 94.3225 | 184.6933 | 668.673 | 0 |  |  |  | 97.746 |  | 52.803 | 0 |  | 6.25 | 12.5 | 0.31015 | 5.1196 | 0.030872
2 Occupant_USA_CO_Trinidad_Electric Storage_50-gallon | USA_CO_Trinidad | Electric Storage_50-gallon | 2 | 13404.4961 | 97.746 |  | 5606.2014 | 2946.208 |  | 1762.9143 | 5327.6818 | 614.4557 | 47.3283 | 521.5098 |  | 2204.4553 | 455.5381 | 0 |  |  | 2401.5464 | -339.4712 |  | 2401.5464 | 4373.1167 | 0 | 1023.6317 |  |  | 94.3225 | 184.6933 | 668.673 | 0 |  |  |  | 97.746 |  | 52.803 | 0 |  | 2.25 | 53.25 | 0.28364 | 5.5919 | 0.026158
2 Occupant_USA_CT_Bridgepo_Electric Storage_50-gallon | USA_CT_Bridgepo | Electric Storage_50-gallon | 2 | 13759.7023 | 97.746 |  | 5970.1425 | 3589.7837 |  | 2036.7523 | 6631.6496 | 1075.7741 | 50.2471 | 427.0101 |  | 1947.1011 | 433.2577 | 0 |  |  | 2392.8114 | -341.6913 |  | 2392.8114 | 4373.1167 | 0 | 1023.6317 |  |  | 94.3225 | 184.6933 | 668.673 | 0 |  |  |  | 97.746 |  | 52.803 | 0 |  | 55.5 | 415.75 | 0.26218 | 4.5477 | 0.02411
2 Occupant_USA_DE_Wilmingt_Electric Storage_50-gallon | USA_DE_Wilmingt | Electric Storage_50-gallon | 2 | 13583.4289 | 97.746 |  | 5865.1402 | 3023.7569 |  | 1889.273 | 6075.9576 | 663.2962 | 56.2283 | 414.9594 |  | 2384.8467 | 456.5367 | 0 |  |  | 2321.5403 | -340.1742 |  | 2321.5403 | 4373.1167 | 0 | 1023.6317 |  |  | 94.3225 | 184.6933 | 668.673 | 0 |  |  |  | 97.746 |  | 52.803 | 0 |  | 18 | 325 | 0.25137 | 4.4238 | 0.025694
2 Occupant_USA_FL_Fort.Mye_Electric Storage_50-gallon | USA_FL_Fort.Mye | Electric Storage_50-gallon | 2 | 13737.7769 | 97.746 |  | 6597.5401 | 40.9627 |  | 11.55 | 40.1001 | 0 | 0.06956 | 29.3431 |  | 5904.3424 | 652.2351 | 0 |  |  | 1743.4885 | -317.9228 |  | 1743.4885 | 4373.1167 | 0 | 1023.6317 |  |  | 94.3225 | 184.6933 | 668.673 | 0 |  |  |  | 97.746 |  | 52.803 | 0 |  | 0 | 1886 | 0.14354 | 3.522 | 0.034744
2 Occupant_USA_FL_Jacksonv_Electric Storage_50-gallon | USA_FL_Jacksonv | Electric Storage_50-gallon | 2 | 12689.2271 | 97.746 |  | 5344.7535 | 306.8754 |  | 140.2226 | 456.5213 | 2.925 | 7.6608 | 156.067 |  | 4525.0045 | 512.8736 | 0 |  |  | 1947.7253 | -324.1697 |  | 1947.7253 | 4373.1167 | 0 | 1023.6317 |  |  | 94.3225 | 184.6933 | 668.673 | 0 |  |  |  | 97.746 |  | 52.803 | 0 |  | 0.75 | 960.25 | 0.16553 | 3.3556 | 0.02807
2 Occupant_USA_FL_Miami.Na_Electric Storage_50-gallon | USA_FL_Miami.Na | Electric Storage_50-gallon | 2 | 14405.6755 | 97.746 |  | 7339.3731 | 4.6637 |  | 0.63699 | 2.3043 | 0 | 0 | 4.0267 |  | 6618.4342 | 716.2752 | 0 |  |  | 1669.554 | -317.5875 |  | 1669.554 | 4373.1167 | 0 | 1023.6317 |  |  | 94.3225 | 184.6933 | 668.673 | 0 |  |  |  | 97.746 |  | 52.803 | 0 |  | 0 | 1596.5 | 0.15285 | 4.1919 | 0.038758
2 Occupant_USA_GA_Atlanta-_Electric Storage_50-gallon | USA_GA_Atlanta- | Electric Storage_50-gallon | 2 | 12457.6847 | 97.746 |  | 4961.9236 | 933.1201 |  | 559.2231 | 1860.4377 | 43.1235 | 19.5611 | 311.2124 |  | 3565.9458 | 462.8577 | 0 |  |  | 2099.0127 | -331.028 |  | 2099.0127 | 4373.1167 | 0 | 1023.6317 |  |  | 94.3225 | 184.6933 | 668.673 | 0 |  |  |  | 97.746 |  | 52.803 | 0 |  | 4.5 | 664 | 0.20072 | 3.9744 | 0.025918
2 Occupant_USA_GA_Rome-Rus_Electric Storage_50-gallon | USA_GA_Rome-Rus | Electric Storage_50-gallon | 2 | 12552.5408 | 97.746 |  | 5004.9055 | 1192.8909 |  | 702.371 | 2268.4978 | 110.74 | 22.6714 | 357.1085 |  | 3358.2997 | 453.715 | 0 |  |  | 2150.8869 | -332.0981 |  | 2150.8869 | 4373.1167 | 0 | 1023.6317 |  |  | 94.3225 | 184.6933 | 668.673 | 0 |  |  |  | 97.746 |  | 52.803 | 0 |  | 3 | 693.5 | 0.15048 | 1.931 | 0.024593
2 Occupant_USA_GA_Savannah_Electric Storage_50-gallon | USA_GA_Savannah | Electric Storage_50-gallon | 2 | 12667.5964 | 97.746 |  | 5282.6548 | 479.346 |  | 243.3878 | 798.3512 | 7.8931 | 11.4927 | 216.5725 |  | 4325.8626 | 477.4462 | 0 |  |  | 1988.1932 | -327.1551 |  | 1988.1932 | 4373.1167 | 0 | 1023.6317 |  |  | 94.3225 | 184.6933 | 668.673 | 0 |  |  |  | 97.746 |  | 52.803 | 0 |  | 0.25 | 605.25 | 0.17336 | 3.4029 | 0.02669
2 Occupant_USA_IA_Des.Moin_Electric Storage_50-gallon | USA_IA_Des.Moin | Electric Storage_50-gallon | 2 | 16987.429 | 97.746 |  | 9146.9729 | 6172.371 |  | 2986.3708 | 9021.4715 | 2687.4702 | 89.472 | 409.058 |  | 2389.5904 | 585.0115 | 0 |  |  | 2443.7078 | -342.4052 |  | 2443.7078 | 4373.1167 | 0 | 1023.6317 |  |  | 94.3225 | 184.6933 | 668.673 | 0 |  |  |  | 97.746 |  | 52.803 | 0 |  | 29.5 | 251.75 | 0.29987 | 4.8704 | 0.033506
2 Occupant_USA_IA_Sioux.Ci_Electric Storage_50-gallon | USA_IA_Sioux.Ci | Electric Storage_50-gallon | 2 | 18474.7172 | 97.746 |  | 10555.6482 | 7817.1896 |  | 3676.4327 | 10841.1495 | 3649.7551 | 112.3414 | 378.6604 |  | 2148.8565 | 589.6021 | 0 |  |  | 2522.3207 | -343.9117 |  | 2522.3207 | 4373.1167 | 0 | 1023.6317 |  |  | 94.3225 | 184.6933 | 668.673 | 0 |  |  |  | 97.746 |  | 52.803 | 0 |  | 33 | 104.5 | 0.32551 | 5.1105 | 0.034165
2 Occupant_USA_ID_Boise.AP_Electric Storage_50-gallon | USA_ID_Boise.AP | Electric Storage_50-gallon | 2 | 13660.7714 | 97.746 |  | 5862.0098 | 3042.1721 |  | 2139.8221 | 6743.1908 | 226.6533 | 99.0406 | 576.656 |  | 2324.8357 | 495.002 | 0 |  |  | 2402.0133 | -342.2095 |  | 2402.0133 | 4373.1167 | 0 | 1023.6317 |  |  | 94.3225 | 184.6933 | 668.673 | 0 |  |  |  | 97.746 |  | 52.803 | 0 |  | 3 | 149 | 0.24353 | 3.5856 | 0.028495
2 Occupant_USA_ID_Idaho.Fa_Electric Storage_50-gallon | USA_ID_Idaho.Fa | Electric Storage_50-gallon | 2 | 16956.7786 | 97.746 |  | 8919.7735 | 6795.6711 |  | 3894.277 | 11695.7086 | 2192.6144 | 166.2578 | 542.5218 |  | 1509.9163 | 614.1861 | 0 |  |  | 2640.2568 | -347.6342 |  | 2640.2568 | 4373.1167 | 0 | 1023.6317 |  |  | 94.3225 | 184.6933 | 668.673 | 0 |  |  |  | 97.746 |  | 52.803 | 0 |  | 28.5 | 39.25 | 0.33484 | 4.308 | 0.035113
2 Occupant_USA_IL_Bellevil_Electric Storage_50-gallon | USA_IL_Bellevil | Electric Storage_50-gallon | 2 | 14044.3381 | 97.746 |  | 6335.3088 | 2979.8094 |  | 1848.1742 | 5842.0549 | 622.9952 | 91.8186 | 416.8215 |  | 2835.201 | 520.2983 | 0 |  |  | 2312.281 | -338.1598 |  | 2312.281 | 4373.1167 | 0 | 1023.6317 |  |  | 94.3225 | 184.6933 | 668.673 | 0 |  |  |  | 97.746 |  | 52.803 | 0 |  | 10.5 | 570.75 | 0.22336 | 3.3649 | 0.029051
2 Occupant_USA_IL_Chicago._Electric Storage_50-gallon | USA_IL_Chicago. | Electric Storage_50-gallon | 2 | 16284.5711 | 97.746 |  | 8429.6035 | 5833.7917 |  | 3019.7603 | 9163.0607 | 2351.2298 | 83.0189 | 379.7828 |  | 2089.4236 | 506.3882 | 0 |  |  | 2458.2192 | -343.2035 |  | 2458.2192 | 4373.1167 | 0 | 1023.6317 |  |  | 94.3225 | 184.6933 | 668.673 | 0 |  |  |  | 97.746 |  | 52.803 | 0 |  | 30.75 | 106.5 | 0.29562 | 5.3741 | 0.029074
2 Occupant_USA_IN_Evansvil_Electric Storage_50-gallon | USA_IN_Evansvil | Electric Storage_50-gallon | 2 | 13496.8525 | 97.746 |  | 5835.0061 | 2506.8113 |  | 1556.8599 | 4961.1058 | 508.2534 | 53.3559 | 388.3421 |  | 2840.9238 | 487.271 | 0 |  |  | 2265.0981 | -337.3715 |  | 2265.0981 | 4373.1167 | 0 | 1023.6317 |  |  | 94.3225 | 184.6933 | 668.673 | 0 |  |  |  | 97.746 |  | 52.803 | 0 |  | 11 | 543 | 0.21398 | 3.2787 | 0.026937
2 Occupant_USA_IN_Indianap_Electric Storage_50-gallon | USA_IN_Indianap | Electric Storage_50-gallon | 2 | 15220.4862 | 97.746 |  | 7442.9111 | 4448.1149 |  | 2408.145 | 7509.413 | 1583.231 | 79.8093 | 376.9295 |  | 2452.7453 | 542.0509 | 0 |  |  | 2380.8267 | -340.6884 |  | 2380.8267 | 4373.1167 | 0 | 1023.6317 |  |  | 94.3225 | 184.6933 | 668.673 | 0 |  |  |  | 97.746 |  | 52.803 | 0 |  | 22 | 436.5 | 0.27718 | 5.0465 | 0.030676
2 Occupant_USA_KS_Hays.Rgn_Electric Storage_50-gallon | USA_KS_Hays.Rgn | Electric Storage_50-gallon | 2 | 15455.292 | 97.746 |  | 7697.5503 | 4285.7769 |  | 2506.4212 | 7751.9788 | 1288.8537 | 75.0221 | 415.48 |  | 2831.7785 | 579.9949 | 0 |  |  | 2360.9933 | -340.4276 |  | 2360.9933 | 4373.1167 | 0 | 1023.6317 |  |  | 94.3225 | 184.6933 | 668.673 | 0 |  |  |  | 97.746 |  | 52.803 | 0 |  | 12.25 | 474.5 | 0.36254 | 6.154 | 0.034476
2 Occupant_USA_KS_Wichita._Electric Storage_50-gallon | USA_KS_Wichita. | Electric Storage_50-gallon | 2 | 14055.8651 | 97.746 |  | 6403.6956 | 2540.045 |  | 1790.6351 | 5583.2494 | 237.9864 | 74.9274 | 436.4961 |  | 3346.7008 | 516.9498 | 0 |  |  | 2255.4212 | -338.175 |  | 2255.4212 | 4373.1167 | 0 | 1023.6317 |  |  | 94.3225 | 184.6933 | 668.673 | 0 |  |  |  | 97.746 |  | 52.803 | 0 |  | 2.75 | 270.75 | 0.3482 | 5.9543 | 0.031703
2 Occupant_USA_KY_Louisvil_Electric Storage_50-gallon | USA_KY_Louisvil | Electric Storage_50-gallon | 2 | 13405.0489 | 97.746 |  | 5752.5588 | 2377.7073 |  | 1519.9664 | 4878.1274 | 392.6974 | 51.6441 | 413.3994 |  | 2885.4683 | 489.3832 | 0 |  |  | 2255.7418 | -337 |  | 2255.7418 | 4373.1167 | 0 | 1023.6317 |  |  | 94.3225 | 184.6933 | 668.673 | 0 |  |  |  | 97.746 |  | 52.803 | 0 |  | 9 | 490.75 | 0.18594 | 2.7539 | 0.026759
2 Occupant_USA_LA_New.Orle_Electric Storage_50-gallon | USA_LA_New.Orle | Electric Storage_50-gallon | 2 | 13221.9861 | 97.746 |  | 5948.729 | 351.1633 |  | 208.045 | 702.9505 | 3.1977 | 8.3334 | 131.5873 |  | 5024.2113 | 573.3544 | 0 |  |  | 1876.5088 | -322.8722 |  | 1876.5088 | 4373.1167 | 0 | 1023.6317 |  |  | 94.3225 | 184.6933 | 668.673 | 0 |  |  |  | 97.746 |  | 52.803 | 0 |  | 3.25 | 1399 | 0.19699 | 3.9358 | 0.031618
2 Occupant_USA_LA_Shrevepo_Electric Storage_50-gallon | USA_LA_Shrevepo | Electric Storage_50-gallon | 2 | 13078.6632 | 97.746 |  | 5675.4449 | 833.6655 |  | 492.59 | 1566.5545 | 77.4384 | 22.9027 | 240.7343 |  | 4329.8943 | 511.8851 | 0 |  |  | 2006.47 | -327.115 |  | 2006.47 | 4373.1167 | 0 | 1023.6317 |  |  | 94.3225 | 184.6933 | 668.673 | 0 |  |  |  | 97.746 |  | 52.803 | 0 |  | 2.5 | 950.75 | 0.18399 | 3.1159 | 0.028321
2 Occupant_USA_MA_Boston-L_Electric Storage_50-gallon | USA_MA_Boston-L | Electric Storage_50-gallon | 2 | 14459.6021 | 97.746 |  | 6625.0293 | 4414.6608 |  | 2452.9598 | 8058.8697 | 1498.1132 | 75.5702 | 388.0176 |  | 1746.4664 | 463.9021 | 0 |  |  | 2437.8244 | -343.8785 |  | 2437.8244 | 4373.1167 | 0 | 1023.6317 |  |  | 94.3225 | 184.6933 | 668.673 | 0 |  |  |  | 97.746 |  | 52.803 | 0 |  | 79.75 | 368.5 | 0.31259 | 6.2349 | 0.02649
2 Occupant_USA_MD_Baltimor_Electric Storage_50-gallon | USA_MD_Baltimor | Electric Storage_50-gallon | 2 | 13285.6377 | 97.746 |  | 5592.37 | 2538.9105 |  | 1557.6275 | 4978.7392 | 511.3787 | 43.8986 | 426.0057 |  | 2593.5265 | 459.933 | 0 |  |  | 2296.5194 | -337.9443 |  | 2296.5194 | 4373.1167 | 0 | 1023.6317 |  |  | 94.3225 | 184.6933 | 668.673 | 0 |  |  |  | 97.746 |  | 52.803 | 0 |  | 11 | 590.5 | 0.20768 | 3.4813 | 0.025346
2 Occupant_USA_ME_Portland_Electric Storage_50-gallon | USA_ME_Portland | Electric Storage_50-gallon | 2 | 16301.7426 | 97.746 |  | 8320.8048 | 6489.2159 |  | 2940.5629 | 9296.8059 | 3044.0037 | 79.0266 | 425.6229 |  | 1352.3796 | 479.2092 | 0 |  |  | 2584.1895 | -346.4122 |  | 2584.1895 | 4373.1167 | 0 | 1023.6317 |  |  | 94.3225 | 184.6933 | 668.673 | 0 |  |  |  | 97.746 |  | 52.803 | 0 |  | 69.25 | 235.5 | 0.27171 | 3.849 | 0.026196
2 Occupant_USA_ME_Presque._Electric Storage_50-gallon | USA_ME_Presque. | Electric Storage_50-gallon | 2 | 23465.9608 | 97.746 |  | 15294.2036 | 13844.6766 |  | 3469.3025 | 10586.7433 | 9944.1115 | 95.271 | 335.9916 |  | 945.7438 | 503.7833 | 0 |  |  | 2775.0088 | -350.3938 |  | 2775.0088 | 4373.1167 | 0 | 1023.6317 |  |  | 94.3225 | 184.6933 | 668.673 | 0 |  |  |  | 97.746 |  | 52.803 | 0 |  | 349 | 298.25 | 0.2982 | 3.6398 | 0.026831
2 Occupant_USA_MI_Detroit-_Electric Storage_50-gallon | USA_MI_Detroit- | Electric Storage_50-gallon | 2 | 15379.663 | 97.746 |  | 7510.5687 | 5121.857 |  | 2816.8598 | 8802.3998 | 1820.0979 | 86.8798 | 398.0196 |  | 1864.147 | 524.5648 | 0 |  |  | 2472.3459 | -343.2243 |  | 2472.3459 | 4373.1167 | 0 | 1023.6317 |  |  | 94.3225 | 184.6933 | 668.673 | 0 |  |  |  | 97.746 |  | 52.803 | 0 |  | 19 | 154.5 | 0.2611 | 4.2799 | 0.0293
2 Occupant_USA_MI_Houghton_Electric Storage_50-gallon | USA_MI_Houghton | Electric Storage_50-gallon | 2 | 18225.8748 | 97.746 |  | 10193.0715 | 8228.2372 |  | 3569.818 | 10899.7047 | 4116.4105 | 141.6757 | 400.3331 |  | 1399.0836 | 565.7507 | 0 |  |  | 2636.0549 | -347.0331 |  | 2636.0549 | 4373.1167 | 0 | 1023.6317 |  |  | 94.3225 | 184.6933 | 668.673 | 0 |  |  |  | 97.746 |  | 52.803 | 0 |  | 69 | 164.75 | 0.28352 | 4.2438 | 0.031175
2 Occupant_USA_MI_Traverse_Electric Storage_50-gallon | USA_MI_Traverse | Electric Storage_50-gallon | 2 | 17461.3657 | 97.746 |  | 9478.1423 | 7423.289 |  | 3215.6749 | 10069.2929 | 3701.0214 | 113.8208 | 392.7719 |  | 1519.8736 | 534.9797 | 0 |  |  | 2586.475 | -345.8381 |  | 2586.475 | 4373.1167 | 0 | 1023.6317 |  |  | 94.3225 | 184.6933 | 668.673 | 0 |  |  |  | 97.746 |  | 52.803 | 0 |  | 89.25 | 333.75 | 0.25687 | 3.3061 | 0.028744
2 Occupant_USA_MN_Duluth.I_Electric Storage_50-gallon | USA_MN_Duluth.I | Electric Storage_50-gallon | 2 | 21987.2974 | 97.746 |  | 13830.15 | 12121.365 |  | 4333.9225 | 12806.1034 | 7236.3235 | 136.7603 | 414.3587 |  | 1101.5225 | 607.2625 | 0 |  |  | 2760.3991 | -350.6405 |  | 2760.3991 | 4373.1167 | 0 | 1023.6317 |  |  | 94.3225 | 184.6933 | 668.673 | 0 |  |  |  | 97.746 |  | 52.803 | 0 |  | 96.25 | 92.5 | 0.33313 | 5.5433 | 0.034163
2 Occupant_USA_MN_Minneapo_Electric Storage_50-gallon | USA_MN_Minneapo | Electric Storage_50-gallon | 2 | 19725.2034 | 97.746 |  | 11753.752 | 9173.9831 |  | 3689.4854 | 10791.4636 | 5026.633 | 94.0817 | 363.7831 |  | 1943.3034 | 636.4655 | 0 |  |  | 2574.7031 | -344.9496 |  | 2574.7031 | 4373.1167 | 0 | 1023.6317 |  |  | 94.3225 | 184.6933 | 668.673 | 0 |  |  |  | 97.746 |  | 52.803 | 0 |  | 81.75 | 174 | 0.30574 | 4.9722 | 0.036096
2 Occupant_USA_MO_Kansas.C_Electric Storage_50-gallon | USA_MO_Kansas.C | Electric Storage_50-gallon | 2 | 14131.5537 | 97.746 |  | 6464.6156 | 3020.6176 |  | 1809.7148 | 5636.9651 | 783.0231 | 50.1705 | 377.7093 |  | 2924.4347 | 519.5633 | 0 |  |  | 2270.1898 | -338.0557 |  | 2270.1898 | 4373.1167 | 0 | 1023.6317 |  |  | 94.3225 | 184.6933 | 668.673 | 0 |  |  |  | 97.746 |  | 52.803 | 0 |  | 9.5 | 442.5 | 0.24538 | 3.9866 | 0.029382
2 Occupant_USA_MO_St.Josep_Electric Storage_50-gallon | USA_MO_St.Josep | Electric Storage_50-gallon | 2 | 15946.4207 | 97.746 |  | 8172.6488 | 5090.89 |  | 2523.915 | 7703.7974 | 2120.1433 | 80.0921 | 366.7396 |  | 2530.8004 | 550.9584 | 0 |  |  | 2377.0236 | -340.6068 |  | 2377.0236 | 4373.1167 | 0 | 1023.6317 |  |  | 94.3225 | 184.6933 | 668.673 | 0 |  |  |  | 97.746 |  | 52.803 | 0 |  | 30 | 362.25 | 0.28331 | 4.3083 | 0.031301
2 Occupant_USA_MS_Gulfport_Electric Storage_50-gallon | USA_MS_Gulfport | Electric Storage_50-gallon | 2 | 12812.7033 | 97.746 |  | 5483.9914 | 418.0076 |  | 212.4521 | 709.9168 | 14.1415 | 8.856 | 182.5581 |  | 4554.7552 | 511.2285 | 0 |  |  | 1931.9635 | -324.7909 |  | 1931.9635 | 4373.1167 | 0 | 1023.6317 |  |  | 94.3225 | 184.6933 | 668.673 | 0 |  |  |  | 97.746 |  | 52.803 | 0 |  | 2.75 | 1198.5 | 0.17624 | 3.3138 | 0.027775
2 Occupant_USA_MS_Jackson-_Electric Storage_50-gallon | USA_MS_Jackson- | Electric Storage_50-gallon | 2 | 12734.0069 | 97.746 |  | 5308.5712 | 749.0502 |  | 433.0116 | 1424.8529 | 22.2119 | 21.3245 | 272.5021 |  | 4063.2439 | 496.2771 | 0 |  |  | 2028.6873 | -328.5898 |  | 2028.6873 | 4373.1167 | 0 | 1023.6317 |  |  | 94.3225 | 184.6933 | 668.673 | 0 |  |  |  | 97.746 |  | 52.803 | 0 |  | 3.25 | 869.75 | 0.16966 | 2.7549 | 0.027309
2 Occupant_USA_MT_Billings_Electric Storage_50-gallon | USA_MT_Billings | Electric Storage_50-gallon | 2 | 16453.697 | 97.746 |  | 8492.2631 | 6329.9344 |  | 3388.3752 | 10382.2646 | 2347.8048 | 89.5423 | 504.212 |  | 1605.6759 | 556.6528 | 0 |  |  | 2564.6855 | -346.8518 |  | 2564.6855 | 4373.1167 | 0 | 1023.6317 |  |  | 94.3225 | 184.6933 | 668.673 | 0 |  |  |  | 97.746 |  | 52.803 | 0 |  | 14 | 87 | 0.32944 | 5.8733 | 0.032083
2 Occupant_USA_NC_Charlott_Electric Storage_50-gallon | USA_NC_Charlott | Electric Storage_50-gallon | 2 | 12381.6749 | 97.746 |  | 4829.0801 | 1151.4967 |  | 691.2551 | 2237.5726 | 89.4862 | 26.6283 | 344.1271 |  | 3233.8736 | 443.7098 | 0 |  |  | 2155.8465 | -331.9701 |  | 2155.8465 | 4373.1167 | 0 | 1023.6317 |  |  | 94.3225 | 184.6933 | 668.673 | 0 |  |  |  | 97.746 |  | 52.803 | 0 |  | 4.75 | 595.5 | 0.19243 | 2.9351 | 0.024541
2 Occupant_USA_NC_Raleigh-_Electric Storage_50-gallon | USA_NC_Raleigh- | Electric Storage_50-gallon | 2 | 12485.1406 | 97.746 |  | 4956.6962 | 1039.4034 |  | 613.2096 | 1990.2418 | 47.5596 | 24.747 | 353.8871 |  | 3460.8409 | 456.4519 | 0 |  |  | 2131.6961 | -330.6597 |  | 2131.6961 | 4373.1167 | 0 | 1023.6317 |  |  | 94.3225 | 184.6933 | 668.673 | 0 |  |  |  | 97.746 |  | 52.803 | 0 |  | 3.75 | 875.5 | 0.1861 | 2.9363 | 0.025091
2 Occupant_USA_ND_Bismarck_Electric Storage_50-gallon | USA_ND_Bismarck | Electric Storage_50-gallon | 2 | 21625.1459 | 97.746 |  | 13531.897 | 11306.5083 |  | 4172.0306 | 12328.1799 | 6633.6505 | 136.8786 | 363.9486 |  | 1571.4008 | 653.9879 | 0 |  |  | 2696.5005 | -347.8981 |  | 2696.5005 | 4373.1167 | 0 | 1023.6317 |  |  | 94.3225 | 184.6933 | 668.673 | 0 |  |  |  | 97.746 |  | 52.803 | 0 |  | 35.5 | 249.25 | 0.32849 | 4.9224 | 0.036428
2 Occupant_USA_ND_Fargo-He_Electric Storage_50-gallon | USA_ND_Fargo-He | Electric Storage_50-gallon | 2 | 25920.3344 | 97.746 |  | 17817.8776 | 15560.1469 |  | 4298.2413 | 12320.5382 | 10849.951 | 103.3968 | 308.5578 |  | 1587.7423 | 669.9884 | 0 |  |  | 2705.7084 | -347.9462 |  | 2705.7084 | 4373.1167 | 0 | 1023.6317 |  |  | 94.3225 | 184.6933 | 668.673 | 0 |  |  |  | 97.746 |  | 52.803 | 0 |  | 132 | 236.25 | 0.38787 | 5.7098 | 0.038509
2 Occupant_USA_NE_Omaha-Mi_Electric Storage_50-gallon | USA_NE_Omaha-Mi | Electric Storage_50-gallon | 2 | 16292.0855 | 97.746 |  | 8461.4309 | 5428.3357 |  | 2675.6251 | 8081.7367 | 2256.8884 | 88.258 | 407.5642 |  | 2458.135 | 574.9602 | 0 |  |  | 2433.9063 | -341.0912 |  | 2433.9063 | 4373.1167 | 0 | 1023.6317 |  |  | 94.3225 | 184.6933 | 668.673 | 0 |  |  |  | 97.746 |  | 52.803 | 0 |  | 27.5 | 422.5 | 0.2434 | 3.1531 | 0.031869
2 Occupant_USA_NH_Concord._Electric Storage_50-gallon | USA_NH_Concord. | Electric Storage_50-gallon | 2 | 16270.65 | 97.746 |  | 8306.9929 | 6201.1307 |  | 2869.443 | 8915.989 | 2797.3755 | 92.6657 | 441.6466 |  | 1603.4263 | 502.4359 | 0 |  |  | 2566.9088 | -345.5423 |  | 2566.9088 | 4373.1167 | 0 | 1023.6317 |  |  | 94.3225 | 184.6933 | 668.673 | 0 |  |  |  | 97.746 |  | 52.803 | 0 |  | 85.75 | 322 | 0.23449 | 2.7579 | 0.026737
2 Occupant_USA_NH_Manchest_Electric Storage_50-gallon | USA_NH_Manchest | Electric Storage_50-gallon | 2 | 14832.3383 | 97.746 |  | 6951.6998 | 4748.9822 |  | 2524.5892 | 7929.1785 | 1703.5549 | 71.3012 | 449.5369 |  | 1728.5473 | 474.1703 | 0 |  |  | 2483.8902 | -343.7447 |  | 2483.8902 | 4373.1167 | 0 | 1023.6317 |  |  | 94.3225 | 184.6933 | 668.673 | 0 |  |  |  | 97.746 |  | 52.803 | 0 |  | 50.5 | 238.75 | 0.23466 | 2.9906 | 0.025771
2 Occupant_USA_NJ_Newark.L_Electric Storage_50-gallon | USA_NJ_Newark.L | Electric Storage_50-gallon | 2 | 13805.6388 | 97.746 |  | 6084.0162 | 3164.8803 |  | 1958.5481 | 6317.8612 | 776.4511 | 33.2944 | 396.5867 |  | 2437.7334 | 481.4025 | 0 |  |  | 2324.8743 | -339.9685 |  | 2324.8743 | 4373.1167 | 0 | 1023.6317 |  |  | 94.3225 | 184.6933 | 668.673 | 0 |  |  |  | 97.746 |  | 52.803 | 0 |  | 12.25 | 477 | 0.27552 | 5.1031 | 0.027437
2 Occupant_USA_NJ_Trenton-_Electric Storage_50-gallon | USA_NJ_Trenton- | Electric Storage_50-gallon | 2 | 13364.3064 | 97.746 |  | 5627.7892 | 2950.9662 |  | 1728.1371 | 5642.9231 | 748.7959 | 41.1014 | 432.9318 |  | 2237.4689 | 439.3542 | 0 |  |  | 2339.7689 | -339.631 |  | 2339.7689 | 4373.1167 | 0 | 1023.6317 |  |  | 94.3225 | 184.6933 | 668.673 | 0 |  |  |  | 97.746 |  | 52.803 | 0 |  | 22.25 | 644.25 | 0.21978 | 3.3442 | 0.023797
2 Occupant_USA_NM_Albuquer_Electric Storage_50-gallon | USA_NM_Albuquer | Electric Storage_50-gallon | 2 | 12681.8837 | 97.746 |  | 5032.8377 | 1558.7644 |  | 961.6656 | 2916.966 | 70.5006 | 21.5225 | 505.0757 |  | 3014.0527 | 460.0206 | 0 |  |  | 2252.2977 | -334.1352 |  | 2252.2977 | 4373.1167 | 0 | 1023.6317 |  |  | 94.3225 | 184.6933 | 668.673 | 0 |  |  |  | 97.746 |  | 52.803 | 0 |  | 0.25 | 69.75 | 0.24971 | 4.2335 | 0.026954
2 Occupant_USA_NM_Las.Cruc_Electric Storage_50-gallon | USA_NM_Las.Cruc | Electric Storage_50-gallon | 2 | 12512.6973 | 97.746 |  | 5014.4004 | 843.0343 |  | 424.4142 | 1333.1011 | 7.4876 | 9.3149 | 401.8176 |  | 3705.4012 | 465.9648 | 0 |  |  | 2101.5486 | -330.558 |  | 2101.5486 | 4373.1167 | 0 | 1023.6317 |  |  | 94.3225 | 184.6933 | 668.673 | 0 |  |  |  | 97.746 |  | 52.803 | 0 |  | 0 | 150.5 | 0.21156 | 4.262 | 0.026808
2 Occupant_USA_NM_Santa.Fe_Electric Storage_50-gallon | USA_NM_Santa.Fe | Electric Storage_50-gallon | 2 | 13145.7424 | 97.746 |  | 5329.5964 | 2744.3285 |  | 1784.7072 | 5395.4468 | 328.9476 | 56.8278 | 573.8459 |  | 2131.7051 | 453.5628 | 0 |  |  | 2419.3976 | -339.2899 |  | 2419.3976 | 4373.1167 | 0 | 1023.6317 |  |  | 94.3225 | 184.6933 | 668.673 | 0 |  |  |  | 97.746 |  | 52.803 | 0 |  | 1 | 27.75 | 0.2759 | 4.3842 | 0.02633
2 Occupant_USA_NV_Las.Vega_Electric Storage_50-gallon | USA_NV_Las.Vega | Electric Storage_50-gallon | 2 | 14392.4314 | 97.746 |  | 7140.2759 | 455.9231 |  | 189.0061 | 623.8166 | 0.92359 | 2.2249 | 263.7685 |  | 6051.5296 | 632.8232 | 0 |  |  | 1855.4072 | -326.7898 |  | 1855.4072 | 4373.1167 | 0 | 1023.6317 |  |  | 94.3225 | 184.6933 | 668.673 | 0 |  |  |  | 97.746 |  | 52.803 | 0 |  | 0 | 647.5 | 0.23524 | 4.0048 | 0.037684
2 Occupant_USA_NV_Reno-Tah_Electric Storage_50-gallon | USA_NV_Reno-Tah | Electric Storage_50-gallon | 2 | 12514.8808 | 97.746 |  | 4754.8313 | 1951.616 |  | 1218.0649 | 3757.1312 | 57.4573 | 44.5912 | 631.5027 |  | 2392.1998 | 411.0155 | 0 |  |  | 2363.3011 | -338.6345 |  | 2363.3011 | 4373.1167 | 0 | 1023.6317 |  |  | 94.3225 | 184.6933 | 668.673 | 0 |  |  |  | 97.746 |  | 52.803 | 0 |  | 0.25 | 61.75 | 0.23169 | 3.326 | 0.023844
2 Occupant_USA_NY_Buffalo._Electric Storage_50-gallon | USA_NY_Buffalo. | Electric Storage_50-gallon | 2 | 15730.5191 | 97.746 |  | 7808.5512 | 5594.9501 |  | 3582.4685 | 11183.0056 | 1475.2342 | 121.5704 | 415.677 |  | 1710.4584 | 503.1427 | 0 |  |  | 2525.2195 | -345.8083 |  | 2525.2195 | 4373.1167 | 0 | 1023.6317 |  |  | 94.3225 | 184.6933 | 668.673 | 0 |  |  |  | 97.746 |  | 52.803 | 0 |  | 26.5 | 43.25 | 0.30217 | 5.4741 | 0.02866
2 Occupant_USA_NY_New.York_Electric Storage_50-gallon | USA_NY_New.York | Electric Storage_50-gallon | 2 | 14117.6512 | 97.746 |  | 6371.0257 | 3662.1699 |  | 2118.5598 | 6910.389 | 1115.8598 | 31.5042 | 396.2461 |  | 2256.6845 | 452.1712 | 0 |  |  | 2349.8771 | -341.1252 |  | 2349.8771 | 4373.1167 | 0 | 1023.6317 |  |  | 94.3225 | 184.6933 | 668.673 | 0 |  |  |  | 97.746 |  | 52.803 | 0 |  | 25 | 477.75 | 0.32721 | 6.3412 | 0.026438
2 Occupant_USA_NY_Syracuse_Electric Storage_50-gallon | USA_NY_Syracuse | Electric Storage_50-gallon | 2 | 16016.2931 | 97.746 |  | 8099.6925 | 5755.4766 |  | 3277.9011 | 10189.4469 | 1962.137 | 103.324 | 412.1146 |  | 1806.29 | 537.9259 | 0 |  |  | 2519.8523 | -344.7769 |  | 2519.8523 | 4373.1167 | 0 | 1023.6317 |  |  | 94.3225 | 184.6933 | 668.673 | 0 |  |  |  | 97.746 |  | 52.803 | 0 |  | 18.75 | 183.75 | 0.27055 | 4.5581 | 0.030109
2 Occupant_USA_OH_Cincinna_Electric Storage_50-gallon | USA_OH_Cincinna | Electric Storage_50-gallon | 2 | 14040.2356 | 97.746 |  | 6291.6307 | 3352.014 |  | 1932.7119 | 6091.1494 | 951.2677 | 67.8493 | 400.1852 |  | 2451.1153 | 488.5013 | 0 |  |  | 2351.8566 | -339.5821 |  | 2351.8566 | 4373.1167 | 0 | 1023.6317 |  |  | 94.3225 | 184.6933 | 668.673 | 0 |  |  |  | 97.746 |  | 52.803 | 0 |  | 9.5 | 492 | 0.21544 | 3.1182 | 0.026745
2 Occupant_USA_OH_Columbus_Electric Storage_50-gallon | USA_OH_Columbus | Electric Storage_50-gallon | 2 | 14910.415 | 97.746 |  | 7134.7155 | 4217.7645 |  | 2284.2333 | 7207.504 | 1499.9404 | 76.0786 | 357.5122 |  | 2394.1318 | 522.8191 | 0 |  |  | 2378.9512 | -340.0157 |  | 2378.9512 | 4373.1167 | 0 | 1023.6317 |  |  | 94.3225 | 184.6933 | 668.673 | 0 |  |  |  | 97.746 |  | 52.803 | 0 |  | 26.5 | 634.75 | 0.25142 | 4.2365 | 0.02872
2 Occupant_USA_OK_Oklahoma_Electric Storage_50-gallon | USA_OK_Oklahoma | Electric Storage_50-gallon | 2 | 14243.1824 | 97.746 |  | 6685.4702 | 2490.3338 |  | 1392.8478 | 4357.8721 | 723.2643 | 47.8838 | 326.3378 |  | 3648.3984 | 546.7381 | 0 |  |  | 2160.9638 | -334.4578 |  | 2160.9638 | 4373.1167 | 0 | 1023.6317 |  |  | 94.3225 | 184.6933 | 668.673 | 0 |  |  |  | 97.746 |  | 52.803 | 0 |  | 6.75 | 707.75 | 0.34757 | 5.9192 | 0.032657
2 Occupant_USA_OR_Portland_Electric Storage_50-gallon | USA_OR_Portland | Electric Storage_50-gallon | 2 | 11565.6659 | 97.746 |  | 3811.9971 | 1801.1011 |  | 1216.2929 | 4229.0483 | 10.7568 | 51.7258 | 522.3257 |  | 1694.9543 | 315.9417 | 0 |  |  | 2356.9205 | -342.3745 |  | 2356.9205 | 4373.1167 | 0 | 1023.6317 |  |  | 94.3225 | 184.6933 | 668.673 | 0 |  |  |  | 97.746 |  | 52.803 | 0 |  | 10.25 | 124 | 0.22982 | 3.8681 | 0.018464
2 Occupant_USA_OR_Redmond._Electric Storage_50-gallon | USA_OR_Redmond. | Electric Storage_50-gallon | 2 | 13525.8312 | 97.746 |  | 5595.9328 | 3617.3544 |  | 2338.7161 | 7319.141 | 485.9985 | 107.5907 | 685.049 |  | 1542.293 | 436.2854 | 0 |  |  | 2533.1501 | -345.6909 |  | 2533.1501 | 4373.1167 | 0 | 1023.6317 |  |  | 94.3225 | 184.6933 | 668.673 | 0 |  |  |  | 97.746 |  | 52.803 | 0 |  | 6 | 67.75 | 0.2529 | 3.0669 | 0.024731
2 Occupant_USA_PA_Bradford_Electric Storage_50-gallon | USA_PA_Bradford | Electric Storage_50-gallon | 2 | 17554.6842 | 97.746 |  | 9525.3456 | 7733.2754 |  | 3244.9512 | 9977.0148 | 3973.9523 | 128.2631 | 386.1088 |  | 1275.8625 | 516.2077 | 0 |  |  | 2632.5902 | -346.6896 |  | 2632.5902 | 4373.1167 | 0 | 1023.6317 |  |  | 94.3225 | 184.6933 | 668.673 | 0 |  |  |  | 97.746 |  | 52.803 | 0 |  | 84.75 | 201 | 0.26245 | 3.6594 | 0.027872
2 Occupant_USA_PA_Philadel_Electric Storage_50-gallon | USA_PA_Philadel | Electric Storage_50-gallon | 2 | 13430.7904 | 97.746 |  | 5754.031 | 2685.436 |  | 1641.9294 | 5334.8329 | 613.7035 | 31.1999 | 398.6032 |  | 2602.5633 | 466.0316 | 0 |  |  | 2280.0111 | -338.2896 |  | 2280.0111 | 4373.1167 | 0 | 1023.6317 |  |  | 94.3225 | 184.6933 | 668.673 | 0 |  |  |  | 97.746 |  | 52.803 | 0 |  | 11.75 | 629.5 | 0.2559 | 4.7553 | 0.026209
2 Occupant_USA_PA_Pittsbur_Electric Storage_50-gallon | USA_PA_Pittsbur | Electric Storage_50-gallon | 2 | 14439.4551 | 97.746 |  | 6609.6115 | 4112.9547 |  | 2399.007 | 7582.2052 | 1232.1421 | 86.687 | 395.1186 |  | 2002.5881 | 494.0688 | 0 |  |  | 2433.0952 | -341.9678 |  | 2433.0952 | 4373.1167 | 0 | 1023.6317 |  |  | 94.3225 | 184.6933 | 668.673 | 0 |  |  |  | 97.746 |  | 52.803 | 0 |  | 21 | 360.5 | 0.24476 | 3.8567 | 0.027117
2 Occupant_USA_RI_Providen_Electric Storage_50-gallon | USA_RI_Providen | Electric Storage_50-gallon | 2 | 13982.471 | 97.746 |  | 6164.8778 | 3798.7036 |  | 2227.2158 | 7197.1429 | 1083.3511 | 66.5485 | 421.5882 |  | 1908.0886 | 458.0857 | 0 |  |  | 2420.8449 | -342.5872 |  | 2420.8449 | 4373.1167 | 0 | 1023.6317 |  |  | 94.3225 | 184.6933 | 668.673 | 0 |  |  |  | 97.746 |  | 52.803 | 0 |  | 24.75 | 306.75 | 0.26761 | 4.3378 | 0.0257
2 Occupant_USA_SC_JB.Charl_Electric Storage_50-gallon | USA_SC_JB.Charl | Electric Storage_50-gallon | 2 | 12686.1248 | 97.746 |  | 5285.9057 | 586.3924 |  | 320.2807 | 1050.2835 | 16.3778 | 14.8717 | 234.8622 |  | 4248.9358 | 450.5775 | 0 |  |  | 2003.4708 | -328.2709 |  | 2003.4708 | 4373.1167 | 0 | 1023.6317 |  |  | 94.3225 | 184.6933 | 668.673 | 0 |  |  |  | 97.746 |  | 52.803 | 0 |  | 1.25 | 416 | 0.18776 | 3.533 | 0.025374
2 Occupant_USA_SC_Columbia_Electric Storage_50-gallon | USA_SC_Columbia | Electric Storage_50-gallon | 2 | 12777.2441 | 97.746 |  | 5338.2521 | 805.4394 |  | 464.9522 | 1516.8273 | 20.325 | 21.3723 | 298.7899 |  | 4044.9674 | 487.8454 | 0 |  |  | 2042.2436 | -328.6167 |  | 2042.2436 | 4373.1167 | 0 | 1023.6317 |  |  | 94.3225 | 184.6933 | 668.673 | 0 |  |  |  | 97.746 |  | 52.803 | 0 |  | 2.25 | 943.25 | 0.15682 | 2.7548 | 0.026593
2 Occupant_USA_SD_Yankton-_Electric Storage_50-gallon | USA_SD_Yankton- | Electric Storage_50-gallon | 2 | 18512.0172 | 97.746 |  | 10566.1497 | 8033.6646 |  | 3709.9264 | 10886.3012 | 3793.2371 | 127.1699 | 403.3312 |  | 1986.4366 | 546.0485 | 0 |  |  | 2549.1191 | -344.9542 |  | 2549.1191 | 4373.1167 | 0 | 1023.6317 |  |  | 94.3225 | 184.6933 | 668.673 | 0 |  |  |  | 97.746 |  | 52.803 | 0 |  | 77 | 107.75 | 0.33179 | 5.6221 | 0.031785
2 Occupant_USA_SD_Sioux.Fa_Electric Storage_50-gallon | USA_SD_Sioux.Fa | Electric Storage_50-gallon | 2 | 19089.4195 | 97.746 |  | 11093.429 | 8645.2819 |  | 4135.1784 | 11858.1677 | 3971.4441 | 128.7169 | 409.9425 |  | 1867.4429 | 580.7042 | 0 |  |  | 2599.2421 | -345.6468 |  | 2599.2421 | 4373.1167 | 0 | 1023.6317 |  |  | 94.3225 | 184.6933 | 668.673 | 0 |  |  |  | 97.746 |  | 52.803 | 0 |  | 41 | 24.5 | 0.33617 | 5 | 0.033918
2 Occupant_USA_TN_Memphis._Electric Storage_50-gallon | USA_TN_Memphis. | Electric Storage_50-gallon | 2 | 13176.8622 | 97.746 |  | 5701.1886 | 1321.0873 |  | 828.0807 | 2717.216 | 145.1447 | 31.3775 | 316.4845 |  | 3869.1332 | 510.9681 | 0 |  |  | 2078.9253 | -330.5964 |  | 2078.9253 | 4373.1167 | 0 | 1023.6317 |  |  | 94.3225 | 184.6933 | 668.673 | 0 |  |  |  | 97.746 |  | 52.803 | 0 |  | 7 | 1094.5 | 0.22577 | 3.8992 | 0.028463
2 Occupant_USA_TN_Nashvill_Electric Storage_50-gallon | USA_TN_Nashvill | Electric Storage_50-gallon | 2 | 12746.7793 | 97.746 |  | 5195.4641 | 1406.4707 |  | 866.0877 | 2804.559 | 156.6736 | 30.343 | 353.3664 |  | 3324.1857 | 464.8077 | 0 |  |  | 2154.5669 | -332.6953 |  | 2154.5669 | 4373.1167 | 0 | 1023.6317 |  |  | 94.3225 | 184.6933 | 668.673 | 0 |  |  |  | 97.746 |  | 52.803 | 0 |  | 6.75 | 847.25 | 0.19822 | 2.9966 | 0.025453
2 Occupant_USA_TX_Austin-C_Electric Storage_50-gallon | USA_TX_Austin-C | Electric Storage_50-gallon | 2 | 13547.147 | 97.746 |  | 6255.8797 | 534.3401 |  | 287.4959 | 907.7837 | 51.4771 | 9.0479 | 186.3192 |  | 5136.4999 | 585.0397 | 0 |  |  | 1894.519 | -323.5699 |  | 1894.519 | 4373.1167 | 0 | 1023.6317 |  |  | 94.3225 | 184.6933 | 668.673 | 0 |  |  |  | 97.746 |  | 52.803 | 0 |  | 1 | 1244.75 | 0.1436 | 2.1945 | 0.031983
2 Occupant_USA_TX_Dallas-F_Electric Storage_50-gallon | USA_TX_Dallas-F | Electric Storage_50-gallon | 2 | 13453.6209 | 97.746 |  | 6082.0123 | 754.3578 |  | 456.6272 | 1508.8973 | 5.0484 | 14.7574 | 277.9249 |  | 4791.8383 | 535.8162 | 0 |  |  | 1974.8603 | -329.2637 |  | 1974.8603 | 4373.1167 | 0 | 1023.6317 |  |  | 94.3225 | 184.6933 | 668.673 | 0 |  |  |  | 97.746 |  | 52.803 | 0 |  | 0.75 | 532.25 | 0.29363 | 5.2582 | 0.032484
2 Occupant_USA_TX_Houston-_Electric Storage_50-gallon | USA_TX_Houston- | Electric Storage_50-gallon | 2 | 13416.6826 | 97.746 |  | 6168.6227 | 248.7151 |  | 119.637 | 414.1759 | 0.37717 | 3.7803 | 124.9207 |  | 5342.1882 | 577.7194 | 0 |  |  | 1851.3115 | -323.2043 |  | 1851.3115 | 4373.1167 | 0 | 1023.6317 |  |  | 94.3225 | 184.6933 | 668.673 | 0 |  |  |  | 97.746 |  | 52.803 | 0 |  | 0.25 | 1080.25 | 0.17686 | 3.5648 | 0.032653
2 Occupant_USA_TX_Lubbock._Electric Storage_50-gallon | USA_TX_Lubbock. | Electric Storage_50-gallon | 2 | 13483.913 | 97.746 |  | 5930.8897 | 1612.1555 |  | 1124.3932 | 3482.5163 | 50.5709 | 53.2503 | 383.9411 |  | 3781.1233 | 537.6108 | 0 |  |  | 2156.275 | -334.0331 |  | 2156.275 | 4373.1167 | 0 | 1023.6317 |  |  | 94.3225 | 184.6933 | 668.673 | 0 |  |  |  | 97.746 |  | 52.803 | 0 |  | 0 | 150.75 | 0.33021 | 6.4405 | 0.033251
2 Occupant_USA_TX_San.Anto_Electric Storage_50-gallon | USA_TX_San.Anto | Electric Storage_50-gallon | 2 | 13937.294 | 97.746 |  | 6660.7065 | 514.6513 |  | 294.941 | 932.7061 | 46.6719 | 7.6726 | 165.3658 |  | 5517.9316 | 628.1236 | 0 |  |  | 1879.8391 | -324.4358 |  | 1879.8391 | 4373.1167 | 0 | 1023.6317 |  |  | 94.3225 | 184.6933 | 668.673 | 0 |  |  |  | 97.746 |  | 52.803 | 0 |  | 0 | 959.75 | 0.22835 | 4.2629 | 0.03636
2 Occupant_USA_UT_Salt.Lak_Electric Storage_50-gallon | USA_UT_Salt.Lak | Electric Storage_50-gallon | 2 | 14087.5518 | 97.746 |  | 6302.8487 | 3114.68 |  | 2164.8035 | 6573.3978 | 309.1912 | 93.2499 | 547.4354 |  | 2649.8098 | 538.3589 | 0 |  |  | 2387.9547 | -340.5418 |  | 2387.9547 | 4373.1167 | 0 | 1023.6317 |  |  | 94.3225 | 184.6933 | 668.673 | 0 |  |  |  | 97.746 |  | 52.803 | 0 |  | 1.5 | 95.5 | 0.25989 | 3.508 | 0.031095
2 Occupant_USA_UT_St.Georg_Electric Storage_50-gallon | USA_UT_St.Georg | Electric Storage_50-gallon | 2 | 13487.1704 | 97.746 |  | 6036.8554 | 1028.7331 |  | 590.9561 | 1859.5386 | 10.3348 | 15.5568 | 411.8854 |  | 4476.4105 | 531.7118 | 0 |  |  | 2053.5666 | -331.3911 |  | 2053.5666 | 4373.1167 | 0 | 1023.6317 |  |  | 94.3225 | 184.6933 | 668.673 | 0 |  |  |  | 97.746 |  | 52.803 | 0 |  | 0 | 389.25 | 0.19313 | 3.2833 | 0.030786
2 Occupant_USA_UT_Vernal.R_Electric Storage_50-gallon | USA_UT_Vernal.R | Electric Storage_50-gallon | 2 | 15999.2014 | 97.746 |  | 8033.21 | 5393.4056 |  | 3003.707 | 8607.21 | 1745.1682 | 97.7652 | 546.7653 |  | 2058.1407 | 581.6637 | 0 |  |  | 2569.243 | -342.9379 |  | 2569.243 | 4373.1167 | 0 | 1023.6317 |  |  | 94.3225 | 184.6933 | 668.673 | 0 |  |  |  | 97.746 |  | 52.803 | 0 |  | 6 | 61.5 | 0.23695 | 2.4234 | 0.032192
2 Occupant_USA_VA_Norfolk._Electric Storage_50-gallon | USA_VA_Norfolk. | Electric Storage_50-gallon | 2 | 12506.8157 | 97.746 |  | 4964.5033 | 1263.8709 |  | 808.8644 | 2722.682 | 66.3698 | 24.7184 | 363.9183 |  | 3252.4032 | 448.2292 | 0 |  |  | 2145.5641 | -332.6435 |  | 2145.5641 | 4373.1167 | 0 | 1023.6317 |  |  | 94.3225 | 184.6933 | 668.673 | 0 |  |  |  | 97.746 |  | 52.803 | 0 |  | 16.5 | 842.5 | 0.25152 | 4.4613 | 0.02537
2 Occupant_USA_VT_Burlingt_Electric Storage_50-gallon | USA_VT_Burlingt | Electric Storage_50-gallon | 2 | 17483.0165 | 97.746 |  | 9511.0501 | 7367.8187 |  | 3299.9482 | 10199.6086 | 3600.6017 | 91.7069 | 375.5619 |  | 1595.6471 | 547.5843 | 0 |  |  | 2575.2181 | -346.3485 |  | 2575.2181 | 4373.1167 | 0 | 1023.6317 |  |  | 94.3225 | 184.6933 | 668.673 | 0 |  |  |  | 97.746 |  | 52.803 | 0 |  | 108.25 | 269 | 0.2867 | 3.5734 | 0.03019
2 Occupant_USA_WA_Seattle-_Electric Storage_50-gallon | USA_WA_Seattle- | Electric Storage_50-gallon | 2 | 11477.9367 | 97.746 |  | 3663.9702 | 2111.073 |  | 1483.9937 | 5339.3226 | 55.4859 | 55.3335 | 516.2599 |  | 1249.0658 | 303.8314 | 0 |  |  | 2417.2182 | -344.5203 |  | 2417.2182 | 4373.1167 | 0 | 1023.6317 |  |  | 94.3225 | 184.6933 | 668.673 | 0 |  |  |  | 97.746 |  | 52.803 | 0 |  | 95 | 271.25 | 0.25285 | 3.6252 | 0.016911
2 Occupant_USA_WA_Spokane._Electric Storage_50-gallon | USA_WA_Spokane. | Electric Storage_50-gallon | 2 | 14990.6504 | 97.746 |  | 7047.7066 | 4886.1574 |  | 3120.7663 | 9860.5863 | 1066.5617 | 175.1989 | 523.6306 |  | 1623.8777 | 537.6716 | 0 |  |  | 2546.1954 | -346.0483 |  | 2546.1954 | 4373.1167 | 0 | 1023.6317 |  |  | 94.3225 | 184.6933 | 668.673 | 0 |  |  |  | 97.746 |  | 52.803 | 0 |  | 28.75 | 148.25 | 0.29009 | 3.9911 | 0.030278
2 Occupant_USA_WI_Milwauke_Electric Storage_50-gallon | USA_WI_Milwauke | Electric Storage_50-gallon | 2 | 16218.8176 | 97.746 |  | 8297.4154 | 6053.8213 |  | 3222.9499 | 9998.947 | 2311.402 | 98.2453 | 421.2241 |  | 1713.4769 | 530.1172 | 0 |  |  | 2524.6538 | -345.1038 |  | 2524.6538 | 4373.1167 | 0 | 1023.6317 |  |  | 94.3225 | 184.6933 | 668.673 | 0 |  |  |  | 97.746 |  | 52.803 | 0 |  | 38.75 | 104.75 | 0.30222 | 5.0609 | 0.030261
2 Occupant_USA_WI_Rhinelan_Electric Storage_50-gallon | USA_WI_Rhinelan | Electric Storage_50-gallon | 2 | 20739.9253 | 97.746 |  | 12618.0137 | 10723.6468 |  | 3844.8906 | 11379.1557 | 6359.5211 | 139.4839 | 379.7512 |  | 1301.1157 | 593.2512 | 0 |  |  | 2725.1632 | -348.1097 |  | 2725.1632 | 4373.1167 | 0 | 1023.6317 |  |  | 94.3225 | 184.6933 | 668.673 | 0 |  |  |  | 97.746 |  | 52.803 | 0 |  | 101 | 164.5 | 0.27862 | 3.5699 | 0.032192
2 Occupant_USA_WV_Charlest_Electric Storage_50-gallon | USA_WV_Charlest | Electric Storage_50-gallon | 2 | 13320.9236 | 97.746 |  | 5602.9873 | 2608.6809 |  | 1574.1183 | 4920.8886 | 556.8358 | 63.901 | 413.8259 |  | 2530.5775 | 463.7289 | 0 |  |  | 2321.188 | -337.7147 |  | 2321.188 | 4373.1167 | 0 | 1023.6317 |  |  | 94.3225 | 184.6933 | 668.673 | 0 |  |  |  | 97.746 |  | 52.803 | 0 |  | 6.5 | 375 | 0.18302 | 2.2945 | 0.025257
2 Occupant_USA_WV_Morganto_Electric Storage_50-gallon | USA_WV_Morganto | Electric Storage_50-gallon | 2 | 13857.2614 | 97.746 |  | 6070.2806 | 3401.8206 |  | 2000.8827 | 6202.6548 | 930.692 | 62.026 | 408.2199 |  | 2193.8929 | 474.5671 | 0 |  |  | 2390.2324 | -339.8664 |  | 2390.2324 | 4373.1167 | 0 | 1023.6317 |  |  | 94.3225 | 184.6933 | 668.673 | 0 |  |  |  | 97.746 |  | 52.803 | 0 |  | 11.5 | 313 | 0.19081 | 2.1058 | 0.025576
2 Occupant_USA_WY_Cheyenne_Electric Storage_50-gallon | USA_WY_Cheyenne | Electric Storage_50-gallon | 2 | 15128.3059 | 97.746 |  | 7134.5073 | 5319.5591 |  | 3246.7911 | 9912.2521 | 1409.9982 | 79.135 | 583.6348 |  | 1302.9607 | 511.9875 | 0 |  |  | 2597.0502 | -347.0399 |  | 2597.0502 | 4373.1167 | 0 | 1023.6317 |  |  | 94.3225 | 184.6933 | 668.673 | 0 |  |  |  | 97.746 |  | 52.803 | 0 |  | 8.75 | 20.25 | 0.35637 | 6.8764 | 0.030136
2 Occupant_USA_WY_Jackson._Electric Storage_50-gallon | USA_WY_Jackson. | Electric Storage_50-gallon | 2 | 19235.7298 | 97.746 |  | 11007.5957 | 9462.3128 |  | 4630.667 | 13454.5574 | 4043.3734 | 187.5842 | 600.6882 |  | 901.6865 | 643.5964 | 0 |  |  | 2831.3858 | -351.2142 |  | 2831.3858 | 4373.1167 | 0 | 1023.6317 |  |  | 94.3225 | 184.6933 | 668.673 | 0 |  |  |  | 97.746 |  | 52.803 | 0 |  | 56.25 | 12.75 | 0.32138 | 3.3958 | 0.0358
3 Occupant_USA_AL_Birmingh_Electric Storage_50-gallon | USA_AL_Birmingh | Electric Storage_50-gallon | 3 | 13086.926 | 97.746 |  | 5143.03 | 885.7423 |  | 481.2226 | 1559.071 | 75.1953 | 19.1724 | 310.152 |  | 3779.7068 | 477.581 | 0 |  |  | 2547.1476 | -329.2988 |  | 2547.1476 | 4373.1167 | 0 | 1023.6317 |  |  | 94.3225 | 184.6933 | 668.673 | 0 |  |  |  | 97.746 |  | 52.803 | 0 |  | 4.75 | 986.75 | 0.17001 | 2.7878 | 0.025833
3 Occupant_USA_AL_Mobile.R_Electric Storage_50-gallon | USA_AL_Mobile.R | Electric Storage_50-gallon | 3 | 13205.1331 | 97.746 |  | 5414.6735 | 374.0401 |  | 179.1323 | 576.7523 | 10.2563 | 5.8971 | 178.7544 |  | 4514.119 | 526.5144 | 0 |  |  | 2393.7113 | -324.7938 |  | 2393.7113 | 4373.1167 | 0 | 1023.6317 |  |  | 94.3225 | 184.6933 | 668.673 | 0 |  |  |  | 97.746 |  | 52.803 | 0 |  | 1 | 1060.75 | 0.1785 | 3.2589 | 0.028998
3 Occupant_USA_AR_Fayettev_Electric Storage_50-gallon | USA_AR_Fayettev | Electric Storage_50-gallon | 3 | 13720.131 | 97.746 |  | 5560.5298 | 1988.3053 |  | 1251.6011 | 3894.0803 | 270.4086 | 62.8357 | 403.4599 |  | 3100.5981 | 471.6264 | 0 |  |  | 2762.8529 | -335.3951 |  | 2762.8529 | 4373.1167 | 0 | 1023.6317 |  |  | 94.3225 | 184.6933 | 668.673 | 0 |  |  |  | 97.746 |  | 52.803 | 0 |  | 4 | 395 | 0.21491 | 2.9764 | 0.026525
3 Occupant_USA_AR_Little.R_Electric Storage_50-gallon | USA_AR_Little.R | Electric Storage_50-gallon | 3 | 13569.642 | 97.746 |  | 5564.9889 | 1243.0016 |  | 742.3067 | 2367.2632 | 102.454 | 29.9093 | 368.3316 |  | 3827.5034 | 494.4838 | 0 |  |  | 2607.9048 | -331.0855 |  | 2607.9048 | 4373.1167 | 0 | 1023.6317 |  |  | 94.3225 | 184.6933 | 668.673 | 0 |  |  |  | 97.746 |  | 52.803 | 0 |  | 5 | 897.75 | 0.16782 | 2.6642 | 0.027172
3 Occupant_USA_AZ_Flagstaf_Electric Storage_50-gallon | USA_AZ_Flagstaf | Electric Storage_50-gallon | 3 | 14234.9827 | 97.746 |  | 5654.4873 | 3779.8034 |  | 2138.3965 | 6457.3348 | 893.4432 | 103.6966 | 644.2671 |  | 1446.4707 | 428.2131 | 0 |  |  | 3183.7471 | -342.3864 |  | 3183.7471 | 4373.1167 | 0 | 1023.6317 |  |  | 94.3225 | 184.6933 | 668.673 | 0 |  |  |  | 97.746 |  | 52.803 | 0 |  | 8.5 | 24.25 | 0.27537 | 3.7961 | 0.023851
3 Occupant_USA_AZ_Kingman._Electric Storage_50-gallon | USA_AZ_Kingman. | Electric Storage_50-gallon | 3 | 13474.4068 | 97.746 |  | 5530.6087 | 972.8356 |  | 525.3839 | 1683.3659 | 7.7889 | 12.6077 | 427.0551 |  | 4063.8738 | 493.8993 | 0 |  |  | 2547.0498 | -332.1421 |  | 2547.0498 | 4373.1167 | 0 | 1023.6317 |  |  | 94.3225 | 184.6933 | 668.673 | 0 |  |  |  | 97.746 |  | 52.803 | 0 |  | 0 | 256.5 | 0.27598 | 4.9717 | 0.029625
3 Occupant_USA_AZ_Phoenix-_Electric Storage_50-gallon | USA_AZ_Phoenix- | Electric Storage_50-gallon | 3 | 15974.0424 | 97.746 |  | 8533.8489 | 90.8052 |  | 6.2409 | 21.6811 | 0 | 0.11686 | 84.4475 |  | 7687.2975 | 755.7462 | 0 |  |  | 2043.4452 | -320.0964 |  | 2043.4452 | 4373.1167 | 0 | 1023.6317 |  |  | 94.3225 | 184.6933 | 668.673 | 0 |  |  |  | 97.746 |  | 52.803 | 0 |  | 0 | 1082.25 | 0.15344 | 3.52 | 0.044039
3 Occupant_USA_AZ_Prescott_Electric Storage_50-gallon | USA_AZ_Prescott | Electric Storage_50-gallon | 3 | 12938.2853 | 97.746 |  | 4754.0848 | 1465.6833 |  | 869.4648 | 2677.2467 | 36.7437 | 36.4143 | 523.0605 |  | 2853.1614 | 435.24 | 0 |  |  | 2787.4522 | -334.4389 |  | 2787.4522 | 4373.1167 | 0 | 1023.6317 |  |  | 94.3225 | 184.6933 | 668.673 | 0 |  |  |  | 97.746 |  | 52.803 | 0 |  | 0.5 | 64 | 0.22537 | 3.1788 | 0.024729
3 Occupant_USA_CA_Bakersfi_Electric Storage_50-gallon | USA_CA_Bakersfi | Electric Storage_50-gallon | 3 | 13325.4438 | 97.746 |  | 5511.7903 | 369.6784 |  | 117.1874 | 397.7183 | 1.1488 | 5.0586 | 246.2837 |  | 4627.4524 | 514.6595 | 0 |  |  | 2416.9052 | -326.6895 |  | 2416.9052 | 4373.1167 | 0 | 1023.6317 |  |  | 94.3225 | 184.6933 | 668.673 | 0 |  |  |  | 97.746 |  | 52.803 | 0 |  | 0 | 710.75 | 0.16417 | 2.6248 | 0.028914
3 Occupant_USA_CA_Bishop-E_Electric Storage_50-gallon | USA_CA_Bishop-E | Electric Storage_50-gallon | 3 | 13608.6644 | 97.746 |  | 5457.7799 | 1709.2539 |  | 1082.198 | 3309.0705 | 95.8456 | 19.9071 | 511.3033 |  | 3271.4333 | 477.0926 | 0 |  |  | 2754.1362 | -335.4565 |  | 2754.1362 | 4373.1167 | 0 | 1023.6317 |  |  | 94.3225 | 184.6933 | 668.673 | 0 |  |  |  | 97.746 |  | 52.803 | 0 |  | 0.5 | 286.75 | 0.25377 | 3.6554 | 0.02733
3 Occupant_USA_CA_Crescent_Electric Storage_50-gallon | USA_CA_Crescent | Electric Storage_50-gallon | 3 | 10314.9357 | 97.746 |  | 1908.0007 | 1027.8179 |  | 588.4744 | 2230.6021 | 30.554 | 16.0327 | 392.7567 |  | 725.74 | 154.4428 | 0 |  |  | 3010.1866 | -342.2075 |  | 3010.1866 | 4373.1167 | 0 | 1023.6317 |  |  | 94.3225 | 184.6933 | 668.673 | 0 |  |  |  | 97.746 |  | 52.803 | 0 |  | 153.75 | 195.25 | 0.2632 | 3.7246 | 0.0095359
3 Occupant_USA_CA_Imperial_Electric Storage_50-gallon | USA_CA_Imperial | Electric Storage_50-gallon | 3 | 15569.4707 | 97.746 |  | 8060.8937 | 174.9846 |  | 35.982 | 118.4036 | 0.26509 | 0.75776 | 137.9798 |  | 7195.1694 | 690.7396 | 0 |  |  | 2111.8287 | -321.095 |  | 2111.8287 | 4373.1167 | 0 | 1023.6317 |  |  | 94.3225 | 184.6933 | 668.673 | 0 |  |  |  | 97.746 |  | 52.803 | 0 |  | 0 | 1282.25 | 0.1606 | 3.7227 | 0.039717
3 Occupant_USA_CA_Los.Ange_Electric Storage_50-gallon | USA_CA_Los.Ange | Electric Storage_50-gallon | 3 | 11400.4829 | 97.746 |  | 3448.8077 | 38.0912 |  | 5.0254 | 18.6847 | 0 | 0.0013773 | 33.0644 |  | 3029.5194 | 381.1972 | 0 |  |  | 2554.9268 | -323.4805 |  | 2554.9268 | 4373.1167 | 0 | 1023.6317 |  |  | 94.3225 | 184.6933 | 668.673 | 0 |  |  |  | 97.746 |  | 52.803 | 0 |  | 0 | 808.5 | 0.18258 | 4.1188 | 0.020247
3 Occupant_USA_CA_Riversid_Electric Storage_50-gallon | USA_CA_Riversid | Electric Storage_50-gallon | 3 | 12731.0282 | 97.746 |  | 4872.6702 | 206.8656 |  | 44.1403 | 152.3878 | 0 | 1.2664 | 161.4589 |  | 4184.9787 | 480.8259 | 0 |  |  | 2461.6096 | -325.465 |  | 2461.6096 | 4373.1167 | 0 | 1023.6317 |  |  | 94.3225 | 184.6933 | 668.673 | 0 |  |  |  | 97.746 |  | 52.803 | 0 |  | 0 | 484.25 | 0.13963 | 2.5867 | 0.02665
3 Occupant_USA_CA_Sacramen_Electric Storage_50-gallon | USA_CA_Sacramen | Electric Storage_50-gallon | 3 | 12472.5101 | 97.746 |  | 4431.1248 | 707.7101 |  | 344.9461 | 1164.9839 | 5.3245 | 18.064 | 339.3755 |  | 3311.9738 | 411.4408 | 0 |  |  | 2644.6369 | -331.7804 |  | 2644.6369 | 4373.1167 | 0 | 1023.6317 |  |  | 94.3225 | 184.6933 | 668.673 | 0 |  |  |  | 97.746 |  | 52.803 | 0 |  | 1.25 | 459.75 | 0.23814 | 3.4557 | 0.024046
3 Occupant_USA_CA_San.Jose_Electric Storage_50-gallon | USA_CA_San.Jose | Electric Storage_50-gallon | 3 | 11415.1094 | 97.746 |  | 3320.848 | 382.443 |  | 136.0278 | 476.0222 | 0.45646 | 5.4167 | 240.5421 |  | 2604.2245 | 334.1805 | 0 |  |  | 2697.513 | -330.07 |  | 2697.513 | 4373.1167 | 0 | 1023.6317 |  |  | 94.3225 | 184.6933 | 668.673 | 0 |  |  |  | 97.746 |  | 52.803 | 0 |  | 2 | 227.25 | 0.20892 | 3.3053 | 0.018822
3 Occupant_USA_CA_Santa.An_Electric Storage_50-gallon | USA_CA_Santa.An | Electric Storage_50-gallon | 3 | 11867.2515 | 97.746 |  | 3959.1559 | 70.6049 |  | 8.1335 | 29.1265 | 0 | 0.14905 | 62.3224 |  | 3463.9952 | 424.5557 | 0 |  |  | 2511.3473 | -323.6584 |  | 2511.3473 | 4373.1167 | 0 | 1023.6317 |  |  | 94.3225 | 184.6933 | 668.673 | 0 |  |  |  | 97.746 |  | 52.803 | 0 |  | 0 | 553.75 | 0.15961 | 2.3246 | 0.022734
3 Occupant_USA_CO_Alamosa-_Electric Storage_50-gallon | USA_CO_Alamosa- | Electric Storage_50-gallon | 3 | 16714.2937 | 97.746 |  | 7976.4044 | 6182.2313 |  | 2941.0186 | 8137.9095 | 2492.9256 | 77.3901 | 670.897 |  | 1291.3567 | 502.8164 | 0 |  |  | 3341.1409 | -345.2836 |  | 3341.1409 | 4373.1167 | 0 | 1023.6317 |  |  | 94.3225 | 184.6933 | 668.673 | 0 |  |  |  | 97.746 |  | 52.803 | 0 |  | 20.5 | 17 | 0.30076 | 3.7774 | 0.028433
3 Occupant_USA_CO_Aspen-Pi_Electric Storage_50-gallon | USA_CO_Aspen-Pi | Electric Storage_50-gallon | 3 | 16099.2317 | 97.746 |  | 7314.7543 | 5729.802 |  | 3311.9834 | 9416.2724 | 1581.6767 | 115.7156 | 720.4263 |  | 1068.599 | 516.3533 | 0 |  |  | 3387.7291 | -347.07 |  | 3387.7291 | 4373.1167 | 0 | 1023.6317 |  |  | 94.3225 | 184.6933 | 668.673 | 0 |  |  |  | 97.746 |  | 52.803 | 0 |  | 6 | 24.25 | 0.27293 | 2.5124 | 0.028955
3 Occupant_USA_CO_Denver.I_Electric Storage_50-gallon | USA_CO_Denver.I | Electric Storage_50-gallon | 3 | 14790.8653 | 97.746 |  | 6371.0142 | 3578.3804 |  | 2284.5605 | 6742.9697 | 670.0177 | 61.6312 | 562.171 |  | 2273.712 | 518.9217 | 0 |  |  | 3023.1028 | -341.1386 |  | 3023.1028 | 4373.1167 | 0 | 1023.6317 |  |  | 94.3225 | 184.6933 | 668.673 | 0 |  |  |  | 97.746 |  | 52.803 | 0 |  | 5.75 | 23.75 | 0.31081 | 5.1177 | 0.031004
3 Occupant_USA_CO_Trinidad_Electric Storage_50-gallon | USA_CO_Trinidad | Electric Storage_50-gallon | 3 | 13919.1192 | 97.746 |  | 5572.7448 | 2809.3983 |  | 1678.7607 | 5044.4753 | 551.5429 | 44.8945 | 534.2002 |  | 2304.6055 | 458.741 | 0 |  |  | 2949.6261 | -338.7977 |  | 2949.6261 | 4373.1167 | 0 | 1023.6317 |  |  | 94.3225 | 184.6933 | 668.673 | 0 |  |  |  | 97.746 |  | 52.803 | 0 |  | 1.5 | 65.5 | 0.28454 | 5.5896 | 0.026397
3 Occupant_USA_CT_Bridgepo_Electric Storage_50-gallon | USA_CT_Bridgepo | Electric Storage_50-gallon | 3 | 14206.8356 | 97.746 |  | 5872.554 | 3405.1135 |  | 1951.5816 | 6315.5442 | 959.8358 | 48.0959 | 445.6002 |  | 2034.6785 | 432.7621 | 0 |  |  | 2937.5332 | -341.0298 |  | 2937.5332 | 4373.1167 | 0 | 1023.6317 |  |  | 94.3225 | 184.6933 | 668.673 | 0 |  |  |  | 97.746 |  | 52.803 | 0 |  | 43.25 | 418.25 | 0.26288 | 4.5461 | 0.024154
3 Occupant_USA_DE_Wilmingt_Electric Storage_50-gallon | USA_DE_Wilmingt | Electric Storage_50-gallon | 3 | 14062.0825 | 97.746 |  | 5817.2216 | 2875.3315 |  | 1802.5369 | 5763.646 | 588.9925 | 53.4795 | 430.3226 |  | 2484.6715 | 457.2186 | 0 |  |  | 2848.1125 | -339.5092 |  | 2848.1125 | 4373.1167 | 0 | 1023.6317 |  |  | 94.3225 | 184.6933 | 668.673 | 0 |  |  |  | 97.746 |  | 52.803 | 0 |  | 12.25 | 341 | 0.25211 | 4.4219 | 0.025804
3 Occupant_USA_FL_Fort.Mye_Electric Storage_50-gallon | USA_FL_Fort.Mye | Electric Storage_50-gallon | 3 | 14318.4997 | 97.746 |  | 6804.5394 | 38.9044 |  | 9.1873 | 31.6663 | 0 | 0.05383 | 29.6633 |  | 6092.4931 | 673.1419 | 0 |  |  | 2117.212 | -317.7927 |  | 2117.212 | 4373.1167 | 0 | 1023.6317 |  |  | 94.3225 | 184.6933 | 668.673 | 0 |  |  |  | 97.746 |  | 52.803 | 0 |  | 0 | 1937 | 0.14488 | 3.5187 | 0.035951
3 Occupant_USA_FL_Jacksonv_Electric Storage_50-gallon | USA_FL_Jacksonv | Electric Storage_50-gallon | 3 | 13283.508 | 97.746 |  | 5509.3203 | 290.1404 |  | 122.6338 | 395.9854 | 2.26 | 6.7497 | 158.497 |  | 4692.0142 | 527.1657 | 0 |  |  | 2377.4394 | -323.9105 |  | 2377.4394 | 4373.1167 | 0 | 1023.6317 |  |  | 94.3225 | 184.6933 | 668.673 | 0 |  |  |  | 97.746 |  | 52.803 | 0 |  | 0.75 | 965.75 | 0.16693 | 3.3528 | 0.028912
3 Occupant_USA_FL_Miami.Na_Electric Storage_50-gallon | USA_FL_Miami.Na | Electric Storage_50-gallon | 3 | 14985.9163 | 97.746 |  | 7565.8179 | 4.4911 |  | 0.44465 | 1.589 | 0 | 0 | 4.0465 |  | 6826.0254 | 735.3014 | 0 |  |  | 2023.3501 | -317.6971 |  | 2023.3501 | 4373.1167 | 0 | 1023.6317 |  |  | 94.3225 | 184.6933 | 668.673 | 0 |  |  |  | 97.746 |  | 52.803 | 0 |  | 0 | 1607 | 0.15384 | 4.189 | 0.039886
3 Occupant_USA_GA_Atlanta-_Electric Storage_50-gallon | USA_GA_Atlanta- | Electric Storage_50-gallon | 3 | 13022.7904 | 97.746 |  | 5058.4175 | 883.5 |  | 511.0743 | 1689.1361 | 36.4779 | 18.2748 | 317.673 |  | 3701.1183 | 473.7993 | 0 |  |  | 2567.6245 | -330.5882 |  | 2567.6245 | 4373.1167 | 0 | 1023.6317 |  |  | 94.3225 | 184.6933 | 668.673 | 0 |  |  |  | 97.746 |  | 52.803 | 0 |  | 2.75 | 681.25 | 0.20204 | 3.9716 | 0.026574
3 Occupant_USA_GA_Rome-Rus_Electric Storage_50-gallon | USA_GA_Rome-Rus | Electric Storage_50-gallon | 3 | 13112.2804 | 97.746 |  | 5082.0435 | 1128.5422 |  | 647.487 | 2076.0094 | 95.6095 | 20.942 | 364.5038 |  | 3490.0692 | 463.4321 | 0 |  |  | 2633.4885 | -331.5896 |  | 2633.4885 | 4373.1167 | 0 | 1023.6317 |  |  | 94.3225 | 184.6933 | 668.673 | 0 |  |  |  | 97.746 |  | 52.803 | 0 |  | 2.5 | 727.25 | 0.15212 | 1.9279 | 0.025186
3 Occupant_USA_GA_Savannah_Electric Storage_50-gallon | USA_GA_Savannah | Electric Storage_50-gallon | 3 | 13251.8527 | 97.746 |  | 5426.9462 | 452.6359 |  | 215.5611 | 701.571 | 6.7316 | 10.43 | 219.9132 |  | 4484.2881 | 490.0222 | 0 |  |  | 2428.1582 | -326.8404 |  | 2428.1582 | 4373.1167 | 0 | 1023.6317 |  |  | 94.3225 | 184.6933 | 668.673 | 0 |  |  |  | 97.746 |  | 52.803 | 0 |  | 0.25 | 616 | 0.17475 | 3.4 | 0.027442
3 Occupant_USA_IA_Des.Moin_Electric Storage_50-gallon | USA_IA_Des.Moin | Electric Storage_50-gallon | 3 | 17406.2866 | 97.746 |  | 9007.4894 | 5939.3737 |  | 2912.9915 | 8746.5192 | 2515.6633 | 86.4239 | 424.295 |  | 2482.3642 | 585.7515 | 0 |  |  | 3002.0489 | -341.9646 |  | 3002.0489 | 4373.1167 | 0 | 1023.6317 |  |  | 94.3225 | 184.6933 | 668.673 | 0 |  |  |  | 97.746 |  | 52.803 | 0 |  | 27.25 | 264 | 0.30048 | 4.8688 | 0.033638
3 Occupant_USA_IA_Sioux.Ci_Electric Storage_50-gallon | USA_IA_Sioux.Ci | Electric Storage_50-gallon | 3 | 18875.7016 | 97.746 |  | 10377.3244 | 7549.4632 |  | 3606.3816 | 10577.5563 | 3440.7598 | 109.0389 | 393.2828 |  | 2237.2326 | 590.6287 | 0 |  |  | 3101.6288 | -343.4387 |  | 3101.6288 | 4373.1167 | 0 | 1023.6317 |  |  | 94.3225 | 184.6933 | 668.673 | 0 |  |  |  | 97.746 |  | 52.803 | 0 |  | 29.75 | 110.25 | 0.32611 | 5.1089 | 0.034304
3 Occupant_USA_ID_Boise.AP_Electric Storage_50-gallon | USA_ID_Boise.AP | Electric Storage_50-gallon | 3 | 14169.2228 | 97.746 |  | 5823.46 | 2911.8679 |  | 2026.3771 | 6353.3817 | 200.0971 | 93.9702 | 591.4236 |  | 2417.6981 | 493.8941 | 0 |  |  | 2949.0144 | -341.5863 |  | 2949.0144 | 4373.1167 | 0 | 1023.6317 |  |  | 94.3225 | 184.6933 | 668.673 | 0 |  |  |  | 97.746 |  | 52.803 | 0 |  | 2 | 151.5 | 0.24438 | 3.5837 | 0.02852
3 Occupant_USA_ID_Idaho.Fa_Electric Storage_50-gallon | USA_ID_Idaho.Fa | Electric Storage_50-gallon | 3 | 17374.9732 | 97.746 |  | 8728.9522 | 6538.2678 |  | 3791.489 | 11330.7585 | 2025.2442 | 161.3305 | 560.2041 |  | 1579.1068 | 611.5777 | 0 |  |  | 3249.2726 | -346.912 |  | 3249.2726 | 4373.1167 | 0 | 1023.6317 |  |  | 94.3225 | 184.6933 | 668.673 | 0 |  |  |  | 97.746 |  | 52.803 | 0 |  | 27.25 | 57.5 | 0.33548 | 4.3065 | 0.035071
3 Occupant_USA_IL_Bellevil_Electric Storage_50-gallon | USA_IL_Bellevil | Electric Storage_50-gallon | 3 | 14543.7553 | 97.746 |  | 6310.2729 | 2844.6693 |  | 1761.8234 | 5538.5473 | 564.3329 | 87.5276 | 430.9854 |  | 2941.9548 | 523.6488 | 0 |  |  | 2836.7341 | -337.5381 |  | 2836.7341 | 4373.1167 | 0 | 1023.6317 |  |  | 94.3225 | 184.6933 | 668.673 | 0 |  |  |  | 97.746 |  | 52.803 | 0 |  | 8.25 | 594.25 | 0.22427 | 3.3626 | 0.029315
3 Occupant_USA_IL_Chicago._Electric Storage_50-gallon | USA_IL_Chicago. | Electric Storage_50-gallon | 3 | 16715.4691 | 97.746 |  | 8298.3866 | 5613.5226 |  | 2943.0194 | 8876.5236 | 2195.9546 | 80.2286 | 394.3199 |  | 2177.4868 | 507.3772 | 0 |  |  | 3020.3342 | -342.6633 |  | 3020.3342 | 4373.1167 | 0 | 1023.6317 |  |  | 94.3225 | 184.6933 | 668.673 | 0 |  |  |  | 97.746 |  | 52.803 | 0 |  | 27 | 116 | 0.29631 | 5.3723 | 0.029201
3 Occupant_USA_IN_Evansvil_Electric Storage_50-gallon | USA_IN_Evansvil | Electric Storage_50-gallon | 3 | 14004.7627 | 97.746 |  | 5831.1373 | 2387.506 |  | 1476.7796 | 4678.2327 | 459.0385 | 50.6995 | 400.9884 |  | 2951.66 | 491.9714 | 0 |  |  | 2776.877 | -336.7771 |  | 2776.877 | 4373.1167 | 0 | 1023.6317 |  |  | 94.3225 | 184.6933 | 668.673 | 0 |  |  |  | 97.746 |  | 52.803 | 0 |  | 10.5 | 559 | 0.21501 | 3.2764 | 0.027266
3 Occupant_USA_IN_Indianap_Electric Storage_50-gallon | USA_IN_Indianap | Electric Storage_50-gallon | 3 | 15674.1027 | 97.746 |  | 7354.4821 | 4260.303 |  | 2327.6485 | 7218.3201 | 1464.1843 | 76.9568 | 391.5134 |  | 2549.0511 | 545.128 | 0 |  |  | 2922.8722 | -340.12 |  | 2922.8722 | 4373.1167 | 0 | 1023.6317 |  |  | 94.3225 | 184.6933 | 668.673 | 0 |  |  |  | 97.746 |  | 52.803 | 0 |  | 19.75 | 447.5 | 0.27793 | 5.0446 | 0.030923
3 Occupant_USA_KS_Hays.Rgn_Electric Storage_50-gallon | USA_KS_Hays.Rgn | Electric Storage_50-gallon | 3 | 15912.1058 | 97.746 |  | 7617.7616 | 4106.6169 |  | 2421.7482 | 7453.9708 | 1183.3923 | 72.4118 | 429.0646 |  | 2928.7129 | 582.4318 | 0 |  |  | 2897.5958 | -339.8559 |  | 2897.5958 | 4373.1167 | 0 | 1023.6317 |  |  | 94.3225 | 184.6933 | 668.673 | 0 |  |  |  | 97.746 |  | 52.803 | 0 |  | 10 | 489.25 | 0.36317 | 6.1523 | 0.034688
3 Occupant_USA_KS_Wichita._Electric Storage_50-gallon | USA_KS_Wichita. | Electric Storage_50-gallon | 3 | 14564.571 | 97.746 |  | 6403.3376 | 2428.6913 |  | 1701.1872 | 5274.955 | 207.9328 | 71.5228 | 448.0484 |  | 3456.1969 | 518.4494 | 0 |  |  | 2764.485 | -337.6205 |  | 2764.485 | 4373.1167 | 0 | 1023.6317 |  |  | 94.3225 | 184.6933 | 668.673 | 0 |  |  |  | 97.746 |  | 52.803 | 0 |  | 2.25 | 281 | 0.34875 | 5.9527 | 0.031863
3 Occupant_USA_KY_Louisvil_Electric Storage_50-gallon | USA_KY_Louisvil | Electric Storage_50-gallon | 3 | 13921.9455 | 97.746 |  | 5759.8352 | 2266.1261 |  | 1438 | 4588.6613 | 353.1343 | 48.9383 | 426.0535 |  | 2999.4718 | 494.2373 | 0 |  |  | 2765.3619 | -336.4684 |  | 2765.3619 | 4373.1167 | 0 | 1023.6317 |  |  | 94.3225 | 184.6933 | 668.673 | 0 |  |  |  | 97.746 |  | 52.803 | 0 |  | 8 | 506.5 | 0.18707 | 2.7513 | 0.027099
3 Occupant_USA_LA_New.Orle_Electric Storage_50-gallon | USA_LA_New.Orle | Electric Storage_50-gallon | 3 | 13797.4925 | 97.746 |  | 6114.7957 | 333.2958 |  | 188.9857 | 634.179 | 2.2595 | 7.7311 | 134.3195 |  | 5194.1957 | 587.3042 | 0 |  |  | 2285.9485 | -322.6769 |  | 2285.9485 | 4373.1167 | 0 | 1023.6317 |  |  | 94.3225 | 184.6933 | 668.673 | 0 |  |  |  | 97.746 |  | 52.803 | 0 |  | 2.25 | 1403.25 | 0.19814 | 3.9332 | 0.032449
3 Occupant_USA_LA_Shrevepo_Electric Storage_50-gallon | USA_LA_Shrevepo | Electric Storage_50-gallon | 3 | 13646.2744 | 97.746 |  | 5798.4424 | 790.501 |  | 458.5136 | 1448.3166 | 64.6267 | 21.3991 | 245.9617 |  | 4484.9921 | 522.9493 | 0 |  |  | 2451.0837 | -326.8887 |  | 2451.0837 | 4373.1167 | 0 | 1023.6317 |  |  | 94.3225 | 184.6933 | 668.673 | 0 |  |  |  | 97.746 |  | 52.803 | 0 |  | 1 | 953.75 | 0.18528 | 3.1133 | 0.028996
3 Occupant_USA_MA_Boston-L_Electric Storage_50-gallon | USA_MA_Boston-L | Electric Storage_50-gallon | 3 | 14873.6407 | 97.746 |  | 6483.1463 | 4195.7991 |  | 2368.2872 | 7737.9459 | 1346.3501 | 73.3188 | 407.843 |  | 1825.2479 | 462.0993 | 0 |  |  | 2993.746 | -343.1913 |  | 2993.746 | 4373.1167 | 0 | 1023.6317 |  |  | 94.3225 | 184.6933 | 668.673 | 0 |  |  |  | 97.746 |  | 52.803 | 0 |  | 59 | 382 | 0.31311 | 6.2333 | 0.026467
3 Occupant_USA_MD_Baltimor_Electric Storage_50-gallon | USA_MD_Baltimor | Electric Storage_50-gallon | 3 | 13790.1358 | 97.746 |  | 5576.5571 | 2414.0849 |  | 1479.56 | 4703.0805 | 454.0099 | 41.5248 | 438.9901 |  | 2698.2243 | 464.2479 | 0 |  |  | 2816.8303 | -337.2185 |  | 2816.8303 | 4373.1167 | 0 | 1023.6317 |  |  | 94.3225 | 184.6933 | 668.673 | 0 |  |  |  | 97.746 |  | 52.803 | 0 |  | 10.25 | 603.75 | 0.20879 | 3.479 | 0.025651
3 Occupant_USA_ME_Portland_Electric Storage_50-gallon | USA_ME_Portland | Electric Storage_50-gallon | 3 | 16667.4336 | 97.746 |  | 8091.9588 | 6190.8888 |  | 2865.4255 | 9009.0397 | 2801.5604 | 76.8936 | 447.0093 |  | 1423.2192 | 477.8508 | 0 |  |  | 3178.7264 | -345.7105 |  | 3178.7264 | 4373.1167 | 0 | 1023.6317 |  |  | 94.3225 | 184.6933 | 668.673 | 0 |  |  |  | 97.746 |  | 52.803 | 0 |  | 54 | 232.25 | 0.27248 | 3.8473 | 0.026199
3 Occupant_USA_ME_Presque._Electric Storage_50-gallon | USA_ME_Presque. | Electric Storage_50-gallon | 3 | 23800.4407 | 97.746 |  | 14984.4644 | 13484.0029 |  | 3397.7999 | 10322.5549 | 9642.2406 | 93.0626 | 350.8998 |  | 997.6004 | 502.861 | 0 |  |  | 3419.228 | -349.4924 |  | 3419.228 | 4373.1167 | 0 | 1023.6317 |  |  | 94.3225 | 184.6933 | 668.673 | 0 |  |  |  | 97.746 |  | 52.803 | 0 |  | 316 | 344.75 | 0.29906 | 3.6383 | 0.0268
3 Occupant_USA_MI_Detroit-_Electric Storage_50-gallon | USA_MI_Detroit- | Electric Storage_50-gallon | 3 | 15815.8743 | 97.746 |  | 7381.0096 | 4904.5608 |  | 2729.7758 | 8485.8978 | 1676.7241 | 83.7952 | 414.2657 |  | 1950.5171 | 525.9317 | 0 |  |  | 3038.1163 | -342.7053 |  | 3038.1163 | 4373.1167 | 0 | 1023.6317 |  |  | 94.3225 | 184.6933 | 668.673 | 0 |  |  |  | 97.746 |  | 52.803 | 0 |  | 15.75 | 165.5 | 0.26192 | 4.278 | 0.029456
3 Occupant_USA_MI_Houghton_Electric Storage_50-gallon | USA_MI_Houghton | Electric Storage_50-gallon | 3 | 18583.7899 | 97.746 |  | 9942.8044 | 7905.4635 |  | 3505.4226 | 10650.5633 | 3844.9579 | 138.2626 | 416.8205 |  | 1469.7005 | 567.6405 | 0 |  |  | 3244.2372 | -346.3623 |  | 3244.2372 | 4373.1167 | 0 | 1023.6317 |  |  | 94.3225 | 184.6933 | 668.673 | 0 |  |  |  | 97.746 |  | 52.803 | 0 |  | 61 | 164.5 | 0.28436 | 4.2419 | 0.031358
3 Occupant_USA_MI_Traverse_Electric Storage_50-gallon | USA_MI_Traverse | Electric Storage_50-gallon | 3 | 17824.3335 | 97.746 |  | 9246.2931 | 7115.1876 |  | 3149.8454 | 9814.1279 | 3444.0216 | 110.817 | 410.5036 |  | 1593.9455 | 537.16 | 0 |  |  | 3181.2921 | -345.199 |  | 3181.2921 | 4373.1167 | 0 | 1023.6317 |  |  | 94.3225 | 184.6933 | 668.673 | 0 |  |  |  | 97.746 |  | 52.803 | 0 |  | 74.75 | 350.5 | 0.25788 | 3.3041 | 0.028938
3 Occupant_USA_MN_Duluth.I_Electric Storage_50-gallon | USA_MN_Duluth.I | Electric Storage_50-gallon | 3 | 22274.9253 | 97.746 |  | 13477.3029 | 11712.6622 |  | 4286.2081 | 12591.4909 | 6860.7096 | 134.0731 | 431.6715 |  | 1157.5799 | 607.0608 | 0 |  |  | 3400.874 | -349.9031 |  | 3400.874 | 4373.1167 | 0 | 1023.6317 |  |  | 94.3225 | 184.6933 | 668.673 | 0 |  |  |  | 97.746 |  | 52.803 | 0 |  | 86.75 | 89.75 | 0.3338 | 5.5417 | 0.034241
3 Occupant_USA_MN_Minneapo_Electric Storage_50-gallon | USA_MN_Minneapo | Electric Storage_50-gallon | 3 | 20113.6387 | 97.746 |  | 11548.8872 | 8884.3155 |  | 3623.2536 | 10537.4771 | 4791.6544 | 91.4611 | 377.9463 |  | 2025.0573 | 639.5144 | 0 |  |  | 3168.0032 | -344.4541 |  | 3168.0032 | 4373.1167 | 0 | 1023.6317 |  |  | 94.3225 | 184.6933 | 668.673 | 0 |  |  |  | 97.746 |  | 52.803 | 0 |  | 76.25 | 184 | 0.30647 | 4.9705 | 0.036355
3 Occupant_USA_MO_Kansas.C_Electric Storage_50-gallon | USA_MO_Kansas.C | Electric Storage_50-gallon | 3 | 14622.7686 | 97.746 |  | 6442.7436 | 2884.3117 |  | 1733.9858 | 5369.5423 | 712.4264 | 48.2173 | 389.6822 |  | 3033.942 | 524.4899 | 0 |  |  | 2783.2767 | -337.408 |  | 2783.2767 | 4373.1167 | 0 | 1023.6317 |  |  | 94.3225 | 184.6933 | 668.673 | 0 |  |  |  | 97.746 |  | 52.803 | 0 |  | 7.75 | 464.5 | 0.24636 | 3.9842 | 0.029729
3 Occupant_USA_MO_St.Josep_Electric Storage_50-gallon | USA_MO_St.Josep | Electric Storage_50-gallon | 3 | 16377.7705 | 97.746 |  | 8062.9572 | 4878.0049 |  | 2460.3327 | 7466.8232 | 1960.2718 | 77.6786 | 379.7219 |  | 2631.4189 | 553.5334 | 0 |  |  | 2918.0649 | -340.0612 |  | 2918.0649 | 4373.1167 | 0 | 1023.6317 |  |  | 94.3225 | 184.6933 | 668.673 | 0 |  |  |  | 97.746 |  | 52.803 | 0 |  | 26 | 363.25 | 0.28408 | 4.3064 | 0.031523
3 Occupant_USA_MS_Gulfport_Electric Storage_50-gallon | USA_MS_Gulfport | Electric Storage_50-gallon | 3 | 13391.9709 | 97.746 |  | 5638.4372 | 396.0394 |  | 189.5742 | 629.1771 | 12.5834 | 7.9804 | 185.9013 |  | 4717.9224 | 524.4755 | 0 |  |  | 2356.7854 | -324.4875 |  | 2356.7854 | 4373.1167 | 0 | 1023.6317 |  |  | 94.3225 | 184.6933 | 668.673 | 0 |  |  |  | 97.746 |  | 52.803 | 0 |  | 2.25 | 1214 | 0.17753 | 3.3111 | 0.028555
3 Occupant_USA_MS_Jackson-_Electric Storage_50-gallon | USA_MS_Jackson- | Electric Storage_50-gallon | 3 | 13300.3583 | 97.746 |  | 5424.5334 | 706.9421 |  | 391.4361 | 1278.9895 | 17.8963 | 19.6332 | 277.9765 |  | 4208.8598 | 508.7315 | 0 |  |  | 2479.0766 | -328.2238 |  | 2479.0766 | 4373.1167 | 0 | 1023.6317 |  |  | 94.3225 | 184.6933 | 668.673 | 0 |  |  |  | 97.746 |  | 52.803 | 0 |  | 2.75 | 894.25 | 0.1711 | 2.7519 | 0.028057
3 Occupant_USA_MT_Billings_Electric Storage_50-gallon | USA_MT_Billings | Electric Storage_50-gallon | 3 | 16868.1495 | 97.746 |  | 8316.8622 | 6083.6123 |  | 3291.3763 | 10030.0426 | 2184.3211 | 86.9161 | 520.9988 |  | 1677.677 | 555.5729 | 0 |  |  | 3154.539 | -346.2681 |  | 3154.539 | 4373.1167 | 0 | 1023.6317 |  |  | 94.3225 | 184.6933 | 668.673 | 0 |  |  |  | 97.746 |  | 52.803 | 0 |  | 11.25 | 83.25 | 0.33006 | 5.8718 | 0.032117
3 Occupant_USA_NC_Charlott_Electric Storage_50-gallon | USA_NC_Charlott | Electric Storage_50-gallon | 3 | 12942.8436 | 97.746 |  | 4906.5293 | 1090.8808 |  | 638.0947 | 2052.658 | 76.3028 | 24.8358 | 351.6475 |  | 3362.3045 | 453.344 | 0 |  |  | 2639.566 | -331.4926 |  | 2639.566 | 4373.1167 | 0 | 1023.6317 |  |  | 94.3225 | 184.6933 | 668.673 | 0 |  |  |  | 97.746 |  | 52.803 | 0 |  | 3.75 | 627 | 0.19383 | 2.9322 | 0.025125
3 Occupant_USA_NC_Raleigh-_Electric Storage_50-gallon | USA_NC_Raleigh- | Electric Storage_50-gallon | 3 | 13048.6901 | 97.746 |  | 5042.8315 | 985.8656 |  | 561.6024 | 1811.1817 | 39.8581 | 22.883 | 361.5222 |  | 3590.6845 | 466.2814 | 0 |  |  | 2609.1103 | -330.1619 |  | 2609.1103 | 4373.1167 | 0 | 1023.6317 |  |  | 94.3225 | 184.6933 | 668.673 | 0 |  |  |  | 97.746 |  | 52.803 | 0 |  | 2.5 | 907 | 0.18752 | 2.9337 | 0.025687
3 Occupant_USA_ND_Bismarck_Electric Storage_50-gallon | USA_ND_Bismarck | Electric Storage_50-gallon | 3 | 21935.3519 | 97.746 |  | 13218.1674 | 10921.9598 |  | 4122.0274 | 12127.0887 | 6286.8374 | 134.3819 | 378.7132 |  | 1639.1466 | 657.061 | 0 |  |  | 3320.4362 | -347.2916 |  | 3320.4362 | 4373.1167 | 0 | 1023.6317 |  |  | 94.3225 | 184.6933 | 668.673 | 0 |  |  |  | 97.746 |  | 52.803 | 0 |  | 30 | 254.25 | 0.32928 | 4.9207 | 0.036684
3 Occupant_USA_ND_Fargo-He_Electric Storage_50-gallon | USA_ND_Fargo-He | Electric Storage_50-gallon | 3 | 26221.172 | 97.746 |  | 17492.2714 | 15162.835 |  | 4268.2076 | 12171.595 | 10473.0351 | 101.6952 | 319.8972 |  | 1654.1494 | 675.2869 | 0 |  |  | 3332.1523 | -347.3082 |  | 3332.1523 | 4373.1167 | 0 | 1023.6317 |  |  | 94.3225 | 184.6933 | 668.673 | 0 |  |  |  | 97.746 |  | 52.803 | 0 |  | 120 | 257.75 | 0.38873 | 5.7079 | 0.038871
3 Occupant_USA_NE_Omaha-Mi_Electric Storage_50-gallon | USA_NE_Omaha-Mi | Electric Storage_50-gallon | 3 | 16730.939 | 97.746 |  | 8344.7935 | 5212.7955 |  | 2597.0767 | 7799.7198 | 2107.9354 | 84.9909 | 422.7924 |  | 2554.0258 | 577.9722 | 0 |  |  | 2989.3972 | -340.6031 |  | 2989.3972 | 4373.1167 | 0 | 1023.6317 |  |  | 94.3225 | 184.6933 | 668.673 | 0 |  |  |  | 97.746 |  | 52.803 | 0 |  | 25 | 444.75 | 0.24431 | 3.1513 | 0.032121
3 Occupant_USA_NH_Concord._Electric Storage_50-gallon | USA_NH_Concord. | Electric Storage_50-gallon | 3 | 16664.4796 | 97.746 |  | 8110.321 | 5927.0507 |  | 2783.2201 | 8601.9297 | 2592.3346 | 89.5921 | 461.904 |  | 1680.5094 | 502.7609 | 0 |  |  | 3157.4103 | -344.9253 |  | 3157.4103 | 4373.1167 | 0 | 1023.6317 |  |  | 94.3225 | 184.6933 | 668.673 | 0 |  |  |  | 97.746 |  | 52.803 | 0 |  | 77.25 | 337 | 0.23547 | 2.7559 | 0.026835
3 Occupant_USA_NH_Manchest_Electric Storage_50-gallon | USA_NH_Manchest | Electric Storage_50-gallon | 3 | 15274.2731 | 97.746 |  | 6824.7864 | 4538.0198 |  | 2434.6195 | 7606.2264 | 1567.6048 | 68.5213 | 467.2741 |  | 1811.8352 | 474.9314 | 0 |  |  | 3052.7384 | -343.1325 |  | 3052.7384 | 4373.1167 | 0 | 1023.6317 |  |  | 94.3225 | 184.6933 | 668.673 | 0 |  |  |  | 97.746 |  | 52.803 | 0 |  | 47.75 | 232.5 | 0.23564 | 2.9886 | 0.025887
3 Occupant_USA_NJ_Newark.L_Electric Storage_50-gallon | USA_NJ_Newark.L | Electric Storage_50-gallon | 3 | 14282.4064 | 97.746 |  | 6033.2397 | 3015.994 |  | 1871.4046 | 6004.8401 | 701.6162 | 31.7462 | 411.2271 |  | 2533.3284 | 483.9173 | 0 |  |  | 2852.4183 | -339.3027 |  | 2852.4183 | 4373.1167 | 0 | 1023.6317 |  |  | 94.3225 | 184.6933 | 668.673 | 0 |  |  |  | 97.746 |  | 52.803 | 0 |  | 11 | 500.75 | 0.27633 | 5.1011 | 0.027645
3 Occupant_USA_NJ_Trenton-_Electric Storage_50-gallon | USA_NJ_Trenton- | Electric Storage_50-gallon | 3 | 13840.4804 | 97.746 |  | 5572.58 | 2797.5729 |  | 1643.1807 | 5335.3127 | 666.5785 | 39.1919 | 448.6217 |  | 2332.8882 | 442.1189 | 0 |  |  | 2871.152 | -338.9005 |  | 2871.152 | 4373.1167 | 0 | 1023.6317 |  |  | 94.3225 | 184.6933 | 668.673 | 0 |  |  |  | 97.746 |  | 52.803 | 0 |  | 17.5 | 665.5 | 0.22081 | 3.342 | 0.024013
3 Occupant_USA_NM_Albuquer_Electric Storage_50-gallon | USA_NM_Albuquer | Electric Storage_50-gallon | 3 | 13256.9161 | 97.746 |  | 5098.0667 | 1489.433 |  | 896.5743 | 2705.1317 | 60.2501 | 20.2138 | 512.3948 |  | 3140.3331 | 468.3007 | 0 |  |  | 2762.1011 | -333.6656 |  | 2762.1011 | 4373.1167 | 0 | 1023.6317 |  |  | 94.3225 | 184.6933 | 668.673 | 0 |  |  |  | 97.746 |  | 52.803 | 0 |  | 0.5 | 44.75 | 0.25109 | 4.2308 | 0.027482
3 Occupant_USA_NM_Las.Cruc_Electric Storage_50-gallon | USA_NM_Las.Cruc | Electric Storage_50-gallon | 3 | 13097.8383 | 97.746 |  | 5130.1448 | 802.5082 |  | 381.2672 | 1190.3329 | 6.4239 | 8.3467 | 406.4703 |  | 3849.4857 | 478.151 | 0 |  |  | 2570.9452 | -330.2692 |  | 2570.9452 | 4373.1167 | 0 | 1023.6317 |  |  | 94.3225 | 184.6933 | 668.673 | 0 |  |  |  | 97.746 |  | 52.803 | 0 |  | 0 | 136.75 | 0.21315 | 4.2587 | 0.02755
3 Occupant_USA_NM_Santa.Fe_Electric Storage_50-gallon | USA_NM_Santa.Fe | Electric Storage_50-gallon | 3 | 13676.2691 | 97.746 |  | 5307.3192 | 2619.7671 |  | 1691.6963 | 5090.8696 | 287.952 | 53.9196 | 586.1992 |  | 2231.7566 | 455.7954 | 0 |  |  | 2972.2016 | -338.6655 |  | 2972.2016 | 4373.1167 | 0 | 1023.6317 |  |  | 94.3225 | 184.6933 | 668.673 | 0 |  |  |  | 97.746 |  | 52.803 | 0 |  | 0.75 | 32.5 | 0.2769 | 4.3822 | 0.026518
3 Occupant_USA_NV_Las.Vega_Electric Storage_50-gallon | USA_NV_Las.Vega | Electric Storage_50-gallon | 3 | 14942.1331 | 97.746 |  | 7286.0009 | 432.6675 |  | 163.9586 | 537.2613 | 0.76301 | 1.9941 | 265.9518 |  | 6206.3683 | 646.9651 | 0 |  |  | 2259.3839 | -326.3747 |  | 2259.3839 | 4373.1167 | 0 | 1023.6317 |  |  | 94.3225 | 184.6933 | 668.673 | 0 |  |  |  | 97.746 |  | 52.803 | 0 |  | 0 | 662 | 0.23707 | 4.0017 | 0.038598
3 Occupant_USA_NV_Reno-Tah_Electric Storage_50-gallon | USA_NV_Reno-Tah | Electric Storage_50-gallon | 3 | 13069.4318 | 97.746 |  | 4771.3715 | 1859.9752 |  | 1127.6542 | 3460.0863 | 48.7273 | 41.5646 | 642.0291 |  | 2497.3713 | 414.025 | 0 |  |  | 2901.312 | -337.9103 |  | 2901.312 | 4373.1167 | 0 | 1023.6317 |  |  | 94.3225 | 184.6933 | 668.673 | 0 |  |  |  | 97.746 |  | 52.803 | 0 |  | 0.25 | 51.75 | 0.23308 | 3.3233 | 0.024074
3 Occupant_USA_NY_Buffalo._Electric Storage_50-gallon | USA_NY_Buffalo. | Electric Storage_50-gallon | 3 | 16151.3632 | 97.746 |  | 7649.493 | 5360.0948 |  | 3478.5651 | 10804.1174 | 1329.8373 | 117.6207 | 434.0717 |  | 1788.2838 | 501.1144 | 0 |  |  | 3105.1219 | -345.3255 |  | 3105.1219 | 4373.1167 | 0 | 1023.6317 |  |  | 94.3225 | 184.6933 | 668.673 | 0 |  |  |  | 97.746 |  | 52.803 | 0 |  | 24 | 48.75 | 0.30269 | 5.4727 | 0.02863
3 Occupant_USA_NY_New.York_Electric Storage_50-gallon | USA_NY_New.York | Electric Storage_50-gallon | 3 | 14570.4466 | 97.746 |  | 6290.0531 | 3488.7212 |  | 2033.1771 | 6594.1461 | 1012.6311 | 30.0973 | 412.8156 |  | 2348.5681 | 452.7639 | 0 |  |  | 2883.6451 | -340.5216 |  | 2883.6451 | 4373.1167 | 0 | 1023.6317 |  |  | 94.3225 | 184.6933 | 668.673 | 0 |  |  |  | 97.746 |  | 52.803 | 0 |  | 20 | 469 | 0.32779 | 6.3396 | 0.026531
3 Occupant_USA_NY_Syracuse_Electric Storage_50-gallon | USA_NY_Syracuse | Electric Storage_50-gallon | 3 | 16432.0955 | 97.746 |  | 7936.6483 | 5511.3645 |  | 3185.5667 | 9848.6665 | 1794.8998 | 99.5673 | 431.3307 |  | 1889.2467 | 536.037 | 0 |  |  | 3098.6989 | -344.3185 |  | 3098.6989 | 4373.1167 | 0 | 1023.6317 |  |  | 94.3225 | 184.6933 | 668.673 | 0 |  |  |  | 97.746 |  | 52.803 | 0 |  | 14.75 | 180 | 0.27116 | 4.5564 | 0.030095
3 Occupant_USA_OH_Cincinna_Electric Storage_50-gallon | USA_OH_Cincinna | Electric Storage_50-gallon | 3 | 14522.2942 | 97.746 |  | 6239.0801 | 3193.766 |  | 1850.5886 | 5798.4913 | 864.1871 | 64.7078 | 414.2825 |  | 2553.3103 | 492.0038 | 0 |  |  | 2886.4657 | -338.9208 |  | 2886.4657 | 4373.1167 | 0 | 1023.6317 |  |  | 94.3225 | 184.6933 | 668.673 | 0 |  |  |  | 97.746 |  | 52.803 | 0 |  | 8.75 | 509 | 0.21651 | 3.116 | 0.027008
3 Occupant_USA_OH_Columbus_Electric Storage_50-gallon | USA_OH_Columbus | Electric Storage_50-gallon | 3 | 15352.7586 | 97.746 |  | 7035.6408 | 4019.2594 |  | 2210.4005 | 6936.4793 | 1362.4354 | 73.6223 | 372.8012 |  | 2489.8384 | 526.5429 | 0 |  |  | 2920.3695 | -339.3992 |  | 2920.3695 | 4373.1167 | 0 | 1023.6317 |  |  | 94.3225 | 184.6933 | 668.673 | 0 |  |  |  | 97.746 |  | 52.803 | 0 |  | 21.5 | 659.5 | 0.25237 | 4.2344 | 0.028995
3 Occupant_USA_OK_Oklahoma_Electric Storage_50-gallon | USA_OK_Oklahoma | Electric Storage_50-gallon | 3 | 14755.6488 | 97.746 |  | 6713.9439 | 2390.0942 |  | 1329.9017 | 4135.3796 | 679.0979 | 45.6405 | 335.4541 |  | 3769.6718 | 554.178 | 0 |  |  | 2644.9565 | -334.0246 |  | 2644.9565 | 4373.1167 | 0 | 1023.6317 |  |  | 94.3225 | 184.6933 | 668.673 | 0 |  |  |  | 97.746 |  | 52.803 | 0 |  | 6 | 712.5 | 0.34848 | 5.917 | 0.033143
3 Occupant_USA_OR_Portland_Electric Storage_50-gallon | USA_OR_Portland | Electric Storage_50-gallon | 3 | 12087.8871 | 97.746 |  | 3799.5053 | 1706.6429 |  | 1114.9955 | 3856.2401 | 7.9911 | 48.5045 | 535.1518 |  | 1778.2561 | 314.6062 | 0 |  |  | 2891.6335 | -341.6097 |  | 2891.6335 | 4373.1167 | 0 | 1023.6317 |  |  | 94.3225 | 184.6933 | 668.673 | 0 |  |  |  | 97.746 |  | 52.803 | 0 |  | 7.75 | 119.5 | 0.23086 | 3.8664 | 0.01845
3 Occupant_USA_OR_Redmond._Electric Storage_50-gallon | USA_OR_Redmond. | Electric Storage_50-gallon | 3 | 14013.0675 | 97.746 |  | 5502.3266 | 3450.4359 |  | 2217.2184 | 6903.9563 | 428.5971 | 101.9891 | 702.6313 |  | 1619.2438 | 432.6468 | 0 |  |  | 3113.9926 | -344.9232 |  | 3113.9926 | 4373.1167 | 0 | 1023.6317 |  |  | 94.3225 | 184.6933 | 668.673 | 0 |  |  |  | 97.746 |  | 52.803 | 0 |  | 4.75 | 69.25 | 0.25372 | 3.0654 | 0.024607
3 Occupant_USA_PA_Bradford_Electric Storage_50-gallon | USA_PA_Bradford | Electric Storage_50-gallon | 3 | 17905.0039 | 97.746 |  | 9268.45 | 7403.1596 |  | 3183.8058 | 9736.4029 | 3689.9143 | 125.2827 | 404.1568 |  | 1346.6779 | 518.6125 | 0 |  |  | 3239.8056 | -345.9283 |  | 3239.8056 | 4373.1167 | 0 | 1023.6317 |  |  | 94.3225 | 184.6933 | 668.673 | 0 |  |  |  | 97.746 |  | 52.803 | 0 |  | 71.75 | 223.25 | 0.26351 | 3.6572 | 0.028073
3 Occupant_USA_PA_Philadel_Electric Storage_50-gallon | USA_PA_Philadel | Electric Storage_50-gallon | 3 | 13920.1046 | 97.746 |  | 5727.5234 | 2553.9297 |  | 1561.9109 | 5046.3745 | 550.218 | 29.5694 | 412.2314 |  | 2703.6837 | 469.91 | 0 |  |  | 2795.8328 | -337.6109 |  | 2795.8328 | 4373.1167 | 0 | 1023.6317 |  |  | 94.3225 | 184.6933 | 668.673 | 0 |  |  |  | 97.746 |  | 52.803 | 0 |  | 10.75 | 646 | 0.2568 | 4.7533 | 0.026488
3 Occupant_USA_PA_Pittsbur_Electric Storage_50-gallon | USA_PA_Pittsbur | Electric Storage_50-gallon | 3 | 14894.8902 | 97.746 |  | 6509.2991 | 3922.4699 |  | 2308.1128 | 7253.0652 | 1118.1735 | 83.3479 | 412.8357 |  | 2091.5124 | 495.3168 | 0 |  |  | 2988.8427 | -341.3428 |  | 2988.8427 | 4373.1167 | 0 | 1023.6317 |  |  | 94.3225 | 184.6933 | 668.673 | 0 |  |  |  | 97.746 |  | 52.803 | 0 |  | 18.25 | 374.25 | 0.24565 | 3.8547 | 0.027262
3 Occupant_USA_RI_Providen_Electric Storage_50-gallon | USA_RI_Providen | Electric Storage_50-gallon | 3 | 14429.3705 | 97.746 |  | 6059.2673 | 3606.2948 |  | 2137.2012 | 6868.0225 | 965.2391 | 64.09 | 439.7645 |  | 1995.7729 | 457.1996 | 0 |  |  | 2973.3548 | -341.9861 |  | 2973.3548 | 4373.1167 | 0 | 1023.6317 |  |  | 94.3225 | 184.6933 | 668.673 | 0 |  |  |  | 97.746 |  | 52.803 | 0 |  | 18.75 | 306 | 0.2683 | 4.3361 | 0.025729
3 Occupant_USA_SC_JB.Charl_Electric Storage_50-gallon | USA_SC_JB.Charl | Electric Storage_50-gallon | 3 | 13266.7114 | 97.746 |  | 5422.7309 | 555.5857 |  | 288.8999 | 940.653 | 14.4072 | 13.6602 | 238.6184 |  | 4404.882 | 462.2632 | 0 |  |  | 2447.2322 | -327.9638 |  | 2447.2322 | 4373.1167 | 0 | 1023.6317 |  |  | 94.3225 | 184.6933 | 668.673 | 0 |  |  |  | 97.746 |  | 52.803 | 0 |  | 1 | 426 | 0.18904 | 3.5302 | 0.026071
3 Occupant_USA_SC_Columbia_Electric Storage_50-gallon | USA_SC_Columbia | Electric Storage_50-gallon | 3 | 13344.692 | 97.746 |  | 5451.6575 | 761.5669 |  | 421.0818 | 1364.1112 | 15.7107 | 19.6016 | 305.1727 |  | 4192.7412 | 497.3493 | 0 |  |  | 2496.2862 | -328.3128 |  | 2496.2862 | 4373.1167 | 0 | 1023.6317 |  |  | 94.3225 | 184.6933 | 668.673 | 0 |  |  |  | 97.746 |  | 52.803 | 0 |  | 1.5 | 944.75 | 0.15814 | 2.7521 | 0.02718
3 Occupant_USA_SD_Yankton-_Electric Storage_50-gallon | USA_SD_Yankton- | Electric Storage_50-gallon | 3 | 18911.8712 | 97.746 |  | 10379.6587 | 7763.8165 |  | 3638.1761 | 10614.7494 | 3584.0854 | 123.6099 | 417.9451 |  | 2068.8884 | 546.9538 | 0 |  |  | 3135.4642 | -344.4246 |  | 3135.4642 | 4373.1167 | 0 | 1023.6317 |  |  | 94.3225 | 184.6933 | 668.673 | 0 |  |  |  | 97.746 |  | 52.803 | 0 |  | 76.25 | 100 | 0.33239 | 5.6205 | 0.031911
3 Occupant_USA_SD_Sioux.Fa_Electric Storage_50-gallon | USA_SD_Sioux.Fa | Electric Storage_50-gallon | 3 | 19490.1999 | 97.746 |  | 10894.4715 | 8367.6171 |  | 4058.4453 | 11572.0662 | 3760.0891 | 124.9328 | 424.1498 |  | 1946.0886 | 580.7658 | 0 |  |  | 3198.98 | -345.1005 |  | 3198.98 | 4373.1167 | 0 | 1023.6317 |  |  | 94.3225 | 184.6933 | 668.673 | 0 |  |  |  | 97.746 |  | 52.803 | 0 |  | 39.75 | 31.75 | 0.33678 | 4.9985 | 0.034005
3 Occupant_USA_TN_Memphis._Electric Storage_50-gallon | USA_TN_Memphis. | Electric Storage_50-gallon | 3 | 13712.1517 | 97.746 |  | 5773.7788 | 1254.5652 |  | 772.4036 | 2518.6039 | 127.56 | 29.5758 | 325.0258 |  | 3999.0372 | 520.1764 | 0 |  |  | 2541.6245 | -330.2164 |  | 2541.6245 | 4373.1167 | 0 | 1023.6317 |  |  | 94.3225 | 184.6933 | 668.673 | 0 |  |  |  | 97.746 |  | 52.803 | 0 |  | 6 | 1117 | 0.22689 | 3.8967 | 0.029036
3 Occupant_USA_TN_Nashvill_Electric Storage_50-gallon | USA_TN_Nashvill | Electric Storage_50-gallon | 3 | 13287.1039 | 97.746 |  | 5252.7803 | 1331.9064 |  | 804.7233 | 2590.194 | 135.8632 | 28.37 | 362.95 |  | 3447.9764 | 472.8975 | 0 |  |  | 2637.5753 | -332.1944 |  | 2637.5753 | 4373.1167 | 0 | 1023.6317 |  |  | 94.3225 | 184.6933 | 668.673 | 0 |  |  |  | 97.746 |  | 52.803 | 0 |  | 5.75 | 865.25 | 0.19952 | 2.9939 | 0.025956
3 Occupant_USA_TX_Austin-C_Electric Storage_50-gallon | USA_TX_Austin-C | Electric Storage_50-gallon | 3 | 14118.4641 | 97.746 |  | 6412.9714 | 506.8479 |  | 264.2112 | 827.7547 | 44.925 | 8.3059 | 189.4058 |  | 5304.6446 | 601.4789 | 0 |  |  | 2308.7444 | -323.2875 |  | 2308.7444 | 4373.1167 | 0 | 1023.6317 |  |  | 94.3225 | 184.6933 | 668.673 | 0 |  |  |  | 97.746 |  | 52.803 | 0 |  | 0.75 | 1271.75 | 0.14527 | 2.1908 | 0.032967
3 Occupant_USA_TX_Dallas-F_Electric Storage_50-gallon | USA_TX_Dallas-F | Electric Storage_50-gallon | 3 | 14012.5273 | 97.746 |  | 6206.069 | 716.914 |  | 416.0476 | 1366.7193 | 4.689 | 13.7864 | 282.3909 |  | 4943.0674 | 546.0876 | 0 |  |  | 2409.7099 | -328.9653 |  | 2409.7099 | 4373.1167 | 0 | 1023.6317 |  |  | 94.3225 | 184.6933 | 668.673 | 0 |  |  |  | 97.746 |  | 52.803 | 0 |  | 0.75 | 530.5 | 0.29474 | 5.2558 | 0.033141
3 Occupant_USA_TX_Houston-_Electric Storage_50-gallon | USA_TX_Houston- | Electric Storage_50-gallon | 3 | 13997.9145 | 97.746 |  | 6348.0384 | 235.3304 |  | 104.7927 | 360.832 | 0.36446 | 3.47 | 126.7032 |  | 5519.8492 | 592.8588 | 0 |  |  | 2253.1278 | -322.9896 |  | 2253.1278 | 4373.1167 | 0 | 1023.6317 |  |  | 94.3225 | 184.6933 | 668.673 | 0 |  |  |  | 97.746 |  | 52.803 | 0 |  | 0 | 1081.25 | 0.17813 | 3.5619 | 0.033572
3 Occupant_USA_TX_Lubbock._Electric Storage_50-gallon | USA_TX_Lubbock. | Electric Storage_50-gallon | 3 | 14033.6638 | 97.746 |  | 5997.2811 | 1541.9091 |  | 1057.3529 | 3259.9393 | 42.6533 | 50.3383 | 391.5646 |  | 3910.048 | 545.324 | 0 |  |  | 2639.6343 | -333.6769 |  | 2639.6343 | 4373.1167 | 0 | 1023.6317 |  |  | 94.3225 | 184.6933 | 668.673 | 0 |  |  |  | 97.746 |  | 52.803 | 0 |  | 0 | 155 | 0.3311 | 6.4383 | 0.033762
3 Occupant_USA_TX_San.Anto_Electric Storage_50-gallon | USA_TX_San.Anto | Electric Storage_50-gallon | 3 | 14508.6248 | 97.746 |  | 6821.9947 | 488.6985 |  | 273.2317 | 858.1993 | 40.4417 | 7.0383 | 167.9867 |  | 5688.2578 | 645.0384 | 0 |  |  | 2289.8818 | -324.2003 |  | 2289.8818 | 4373.1167 | 0 | 1023.6317 |  |  | 94.3225 | 184.6933 | 668.673 | 0 |  |  |  | 97.746 |  | 52.803 | 0 |  | 0 | 986.75 | 0.22975 | 4.2599 | 0.037391
3 Occupant_USA_UT_Salt.Lak_Electric Storage_50-gallon | USA_UT_Salt.Lak | Electric Storage_50-gallon | 3 | 14602.555 | 97.746 |  | 6273.9366 | 2981.3373 |  | 2058.88 | 6220.9025 | 272.3118 | 88.7508 | 561.3947 |  | 2753.4001 | 539.1993 | 0 |  |  | 2931.8701 | -340.0553 |  | 2931.8701 | 4373.1167 | 0 | 1023.6317 |  |  | 94.3225 | 184.6933 | 668.673 | 0 |  |  |  | 97.746 |  | 52.803 | 0 |  | 1 | 94.5 | 0.26067 | 3.5062 | 0.031229
3 Occupant_USA_UT_St.Georg_Electric Storage_50-gallon | USA_UT_St.Georg | Electric Storage_50-gallon | 3 | 14046.1652 | 97.746 |  | 6140.4852 | 978.7582 |  | 538.3785 | 1684.3635 | 8.902 | 14.3905 | 417.0871 |  | 4619.6596 | 542.0674 | 0 |  |  | 2508.9317 | -330.981 |  | 2508.9317 | 4373.1167 | 0 | 1023.6317 |  |  | 94.3225 | 184.6933 | 668.673 | 0 |  |  |  | 97.746 |  | 52.803 | 0 |  | 0 | 397 | 0.19496 | 3.2799 | 0.031453
3 Occupant_USA_UT_Vernal.R_Electric Storage_50-gallon | USA_UT_Vernal.R | Electric Storage_50-gallon | 3 | 16470.7755 | 97.746 |  | 7912.0337 | 5177.2742 |  | 2908.6899 | 8292.779 | 1612.3066 | 94.1793 | 562.0983 |  | 2152.1705 | 582.589 | 0 |  |  | 3161.9934 | -342.3942 |  | 3161.9934 | 4373.1167 | 0 | 1023.6317 |  |  | 94.3225 | 184.6933 | 668.673 | 0 |  |  |  | 97.746 |  | 52.803 | 0 |  | 5.25 | 59.5 | 0.23798 | 2.4215 | 0.032339
3 Occupant_USA_VA_Norfolk._Electric Storage_50-gallon | USA_VA_Norfolk. | Electric Storage_50-gallon | 3 | 13049.4173 | 97.746 |  | 5026.8689 | 1196.5422 |  | 746.2699 | 2497.0712 | 53.4275 | 23.1119 | 373.7328 |  | 3376.3996 | 453.9271 | 0 |  |  | 2625.8001 | -332.2393 |  | 2625.8001 | 4373.1167 | 0 | 1023.6317 |  |  | 94.3225 | 184.6933 | 668.673 | 0 |  |  |  | 97.746 |  | 52.803 | 0 |  | 14.5 | 852.75 | 0.25246 | 4.4594 | 0.025741
3 Occupant_USA_VT_Burlingt_Electric Storage_50-gallon | USA_VT_Burlingt | Electric Storage_50-gallon | 3 | 17862.8971 | 97.746 |  | 9298.238 | 7081.1031 |  | 3223.6518 | 9908.9863 | 3375.3055 | 88.8988 | 393.247 |  | 1668.4955 | 548.6394 | 0 |  |  | 3167.9108 | -345.7311 |  | 3167.9108 | 4373.1167 | 0 | 1023.6317 |  |  | 94.3225 | 184.6933 | 668.673 | 0 |  |  |  | 97.746 |  | 52.803 | 0 |  | 88.75 | 271.25 | 0.28757 | 3.5716 | 0.030326
3 Occupant_USA_WA_Seattle-_Electric Storage_50-gallon | USA_WA_Seattle- | Electric Storage_50-gallon | 3 | 11990.1574 | 97.746 |  | 3625.1347 | 2003.6012 |  | 1371.7667 | 4908.282 | 43.5419 | 52.5318 | 535.7607 |  | 1319.7535 | 301.7801 | 0 |  |  | 2968.2743 | -343.67 |  | 2968.2743 | 4373.1167 | 0 | 1023.6317 |  |  | 94.3225 | 184.6933 | 668.673 | 0 |  |  |  | 97.746 |  | 52.803 | 0 |  | 65.5 | 282.75 | 0.25381 | 3.6236 | 0.016862
3 Occupant_USA_WA_Spokane._Electric Storage_50-gallon | USA_WA_Spokane. | Electric Storage_50-gallon | 3 | 15438.0061 | 97.746 |  | 6909.9058 | 4679.124 |  | 3004.2326 | 9443.2481 | 962.1611 | 168.5059 | 544.2243 |  | 1696.7689 | 534.013 | 0 |  |  | 3131.3519 | -345.5022 |  | 3131.3519 | 4373.1167 | 0 | 1023.6317 |  |  | 94.3225 | 184.6933 | 668.673 | 0 |  |  |  | 97.746 |  | 52.803 | 0 |  | 26.5 | 153.75 | 0.29061 | 3.9898 | 0.030176
3 Occupant_USA_WI_Milwauke_Electric Storage_50-gallon | USA_WI_Milwauke | Electric Storage_50-gallon | 3 | 16639.5624 | 97.746 |  | 8138.0741 | 5817.5029 |  | 3129.5291 | 9652.8331 | 2153.4765 | 94.8718 | 439.6255 |  | 1792.6644 | 527.9068 | 0 |  |  | 3104.74 | -344.5696 |  | 3104.74 | 4373.1167 | 0 | 1023.6317 |  |  | 94.3225 | 184.6933 | 668.673 | 0 |  |  |  | 97.746 |  | 52.803 | 0 |  | 34.5 | 113.25 | 0.30272 | 5.0595 | 0.030227
3 Occupant_USA_WI_Rhinelan_Electric Storage_50-gallon | USA_WI_Rhinelan | Electric Storage_50-gallon | 3 | 21076.2291 | 97.746 |  | 12323.0406 | 10359.8404 |  | 3788.1275 | 11150.5945 | 6038.7964 | 136.3273 | 396.5892 |  | 1367.6462 | 595.554 | 0 |  |  | 3356.4402 | -347.4171 |  | 3356.4402 | 4373.1167 | 0 | 1023.6317 |  |  | 94.3225 | 184.6933 | 668.673 | 0 |  |  |  | 97.746 |  | 52.803 | 0 |  | 96.5 | 175.25 | 0.27955 | 3.5679 | 0.032401
3 Occupant_USA_WV_Charlest_Electric Storage_50-gallon | USA_WV_Charlest | Electric Storage_50-gallon | 3 | 13839.3711 | 97.746 |  | 5594.355 | 2485.9546 |  | 1492.3546 | 4635.8652 | 506.2843 | 60.3193 | 426.9964 |  | 2640.2524 | 468.1479 | 0 |  |  | 2848.2678 | -337.0645 |  | 2848.2678 | 4373.1167 | 0 | 1023.6317 |  |  | 94.3225 | 184.6933 | 668.673 | 0 |  |  |  | 97.746 |  | 52.803 | 0 |  | 6.25 | 400.75 | 0.18433 | 2.2919 | 0.025568
3 Occupant_USA_WV_Morganto_Electric Storage_50-gallon | USA_WV_Morganto | Electric Storage_50-gallon | 3 | 14347.2333 | 97.746 |  | 6015.342 | 3243.1628 |  | 1915.2574 | 5901.4227 | 845.8156 | 58.9519 | 423.1379 |  | 2294.4913 | 477.688 | 0 |  |  | 2935.1429 | -339.262 |  | 2935.1429 | 4373.1167 | 0 | 1023.6317 |  |  | 94.3225 | 184.6933 | 668.673 | 0 |  |  |  | 97.746 |  | 52.803 | 0 |  | 11 | 326 | 0.19204 | 2.1034 | 0.025819
3 Occupant_USA_WY_Cheyenne_Electric Storage_50-gallon | USA_WY_Cheyenne | Electric Storage_50-gallon | 3 | 15572.4838 | 97.746 |  | 6980.9044 | 5099.3468 |  | 3129.3434 | 9502.9175 | 1291.6806 | 75.8703 | 602.4525 |  | 1372.9942 | 508.5634 | 0 |  |  | 3194.831 | -346.3933 |  | 3194.831 | 4373.1167 | 0 | 1023.6317 |  |  | 94.3225 | 184.6933 | 668.673 | 0 |  |  |  | 97.746 |  | 52.803 | 0 |  | 7.75 | 8.5 | 0.35685 | 6.8748 | 0.030032
3 Occupant_USA_WY_Jackson._Electric Storage_50-gallon | USA_WY_Jackson. | Electric Storage_50-gallon | 3 | 19597.8743 | 97.746 |  | 10710.6875 | 9113.8018 |  | 4537.6977 | 13117.5423 | 3773.4715 | 182.2258 | 620.4069 |  | 956.4501 | 640.4355 | 0 |  |  | 3490.4385 | -350.2715 |  | 3490.4385 | 4373.1167 | 0 | 1023.6317 |  |  | 94.3225 | 184.6933 | 668.673 | 0 |  |  |  | 97.746 |  | 52.803 | 0 |  | 53.25 | 34.75 | 0.32208 | 3.3944 | 0.035741
4 Occupant_USA_AL_Birmingh_Electric Storage_50-gallon | USA_AL_Birmingh | Electric Storage_50-gallon | 4 | 13579.4321 | 97.746 |  | 5243.1284 | 836.976 |  | 437.7051 | 1407.3132 | 65.1613 | 17.6414 | 316.4681 |  | 3917.065 | 489.0874 | 0 |  |  | 2939.5553 | -327.9941 |  | 2939.5553 | 4373.1167 | 0 | 1023.6317 |  |  | 94.3225 | 184.6933 | 668.673 | 0 |  |  |  | 97.746 |  | 52.803 | 0 |  | 4.5 | 1007.5 | 0.17144 | 2.785 | 0.026517
4 Occupant_USA_AL_Mobile.R_Electric Storage_50-gallon | USA_AL_Mobile.R | Electric Storage_50-gallon | 4 | 13733.4056 | 97.746 |  | 5572.6542 | 354.2641 |  | 159.3092 | 508.8971 | 8.2411 | 5.2428 | 181.4709 |  | 4677.3226 | 541.0675 | 0 |  |  | 2764.0031 | -323.705 |  | 2764.0031 | 4373.1167 | 0 | 1023.6317 |  |  | 94.3225 | 184.6933 | 668.673 | 0 |  |  |  | 97.746 |  | 52.803 | 0 |  | 0.75 | 1070.25 | 0.17983 | 3.2562 | 0.029858
4 Occupant_USA_AR_Fayettev_Electric Storage_50-gallon | USA_AR_Fayettev | Electric Storage_50-gallon | 4 | 14171.6405 | 97.746 |  | 5586.226 | 1889.5469 |  | 1179.1054 | 3645.4481 | 236.7763 | 59.1424 | 414.5228 |  | 3221.0346 | 475.6445 | 0 |  |  | 3188.6661 | -334.087 |  | 3188.6661 | 4373.1167 | 0 | 1023.6317 |  |  | 94.3225 | 184.6933 | 668.673 | 0 |  |  |  | 97.746 |  | 52.803 | 0 |  | 2.75 | 417.25 | 0.21593 | 2.9741 | 0.026819
4 Occupant_USA_AR_Little.R_Electric Storage_50-gallon | USA_AR_Little.R | Electric Storage_50-gallon | 4 | 14048.6557 | 97.746 |  | 5641.5518 | 1175.9882 |  | 685.9883 | 2172.028 | 85.5499 | 27.8194 | 376.6306 |  | 3964.0769 | 501.4867 | 0 |  |  | 3010.3555 | -329.9142 |  | 3010.3555 | 4373.1167 | 0 | 1023.6317 |  |  | 94.3225 | 184.6933 | 668.673 | 0 |  |  |  | 97.746 |  | 52.803 | 0 |  | 3.5 | 912.75 | 0.16898 | 2.6617 | 0.027631
4 Occupant_USA_AZ_Flagstaf_Electric Storage_50-gallon | USA_AZ_Flagstaf | Electric Storage_50-gallon | 4 | 14624.5867 | 97.746 |  | 5552.5875 | 3593.8595 |  | 2041.7406 | 6133.4967 | 791.4387 | 99.0504 | 661.6297 |  | 1530.5238 | 428.2042 | 0 |  |  | 3675.2509 | -340.5201 |  | 3675.2509 | 4373.1167 | 0 | 1023.6317 |  |  | 94.3225 | 184.6933 | 668.673 | 0 |  |  |  | 97.746 |  | 52.803 | 0 |  | 7.75 | 42.25 | 0.27641 | 3.7939 | 0.023914
4 Occupant_USA_AZ_Kingman._Electric Storage_50-gallon | USA_AZ_Kingman. | Electric Storage_50-gallon | 4 | 13964.75 | 97.746 |  | 5627.7815 | 925.8869 |  | 475.3452 | 1513.9116 | 7.0908 | 11.5354 | 431.9154 |  | 4197.8987 | 503.9959 | 0 |  |  | 2940.2201 | -331.0081 |  | 2940.2201 | 4373.1167 | 0 | 1023.6317 |  |  | 94.3225 | 184.6933 | 668.673 | 0 |  |  |  | 97.746 |  | 52.803 | 0 |  | 0 | 259.75 | 0.27742 | 4.969 | 0.030264
4 Occupant_USA_AZ_Phoenix-_Electric Storage_50-gallon | USA_AZ_Phoenix- | Electric Storage_50-gallon | 4 | 16502.7961 | 97.746 |  | 8741.8547 | 88.4475 |  | 3.7276 | 12.7548 | 0 | 0.091043 | 84.6288 |  | 7881.9027 | 771.5045 | 0 |  |  | 2364.1931 | -319.4738 |  | 2364.1931 | 4373.1167 | 0 | 1023.6317 |  |  | 94.3225 | 184.6933 | 668.673 | 0 |  |  |  | 97.746 |  | 52.803 | 0 |  | 0 | 1078.5 | 0.15525 | 3.5161 | 0.045065
4 Occupant_USA_AZ_Prescott_Electric Storage_50-gallon | USA_AZ_Prescott | Electric Storage_50-gallon | 4 | 13429.9711 | 97.746 |  | 4817.0037 | 1396.5744 |  | 801.4123 | 2454.8309 | 29.8365 | 33.8215 | 531.5041 |  | 2977.651 | 442.7783 | 0 |  |  | 3216.219 | -333.1651 |  | 3216.219 | 4373.1167 | 0 | 1023.6317 |  |  | 94.3225 | 184.6933 | 668.673 | 0 |  |  |  | 97.746 |  | 52.803 | 0 |  | 0.25 | 63.75 | 0.22678 | 3.1764 | 0.025202
4 Occupant_USA_CA_Bakersfi_Electric Storage_50-gallon | USA_CA_Bakersfi | Electric Storage_50-gallon | 4 | 13853.3143 | 97.746 |  | 5667.0963 | 350.5509 |  | 96.7283 | 325.4041 | 1.0598 | 4.4302 | 248.3326 |  | 4785.8837 | 530.6617 | 0 |  |  | 2789.4697 | -325.4326 |  | 2789.4697 | 4373.1167 | 0 | 1023.6317 |  |  | 94.3225 | 184.6933 | 668.673 | 0 |  |  |  | 97.746 |  | 52.803 | 0 |  | 0 | 723 | 0.16604 | 2.6216 | 0.029876
4 Occupant_USA_CA_Bishop-E_Electric Storage_50-gallon | USA_CA_Bishop-E | Electric Storage_50-gallon | 4 | 14078.8003 | 97.746 |  | 5503.4798 | 1629.197 |  | 1009.4909 | 3070.5449 | 80.6889 | 18.6089 | 520.4082 |  | 3391.0447 | 483.2381 | 0 |  |  | 3178.5722 | -334.2218 |  | 3178.5722 | 4373.1167 | 0 | 1023.6317 |  |  | 94.3225 | 184.6933 | 668.673 | 0 |  |  |  | 97.746 |  | 52.803 | 0 |  | 0.5 | 273.25 | 0.25514 | 3.6529 | 0.027737
4 Occupant_USA_CA_Crescent_Electric Storage_50-gallon | USA_CA_Crescent | Electric Storage_50-gallon | 4 | 10779.8656 | 97.746 |  | 1910.9942 | 959.0002 |  | 512.6414 | 1928.0597 | 25.1168 | 15.052 | 406.19 |  | 795.4208 | 156.5732 | 0 |  |  | 3472.123 | -339.9907 |  | 3472.123 | 4373.1167 | 0 | 1023.6317 |  |  | 94.3225 | 184.6933 | 668.673 | 0 |  |  |  | 97.746 |  | 52.803 | 0 |  | 125 | 209 | 0.26483 | 3.7227 | 0.0096446
4 Occupant_USA_CA_Imperial_Electric Storage_50-gallon | USA_CA_Imperial | Electric Storage_50-gallon | 4 | 16101.1369 | 97.746 |  | 8261.9306 | 167.6201 |  | 28.0895 | 91.4381 | 0.19822 | 0.61906 | 138.7134 |  | 7388.3435 | 705.9669 | 0 |  |  | 2442.4581 | -320.4545 |  | 2442.4581 | 4373.1167 | 0 | 1023.6317 |  |  | 94.3225 | 184.6933 | 668.673 | 0 |  |  |  | 97.746 |  | 52.803 | 0 |  | 0 | 1278 | 0.16224 | 3.7192 | 0.040684
4 Occupant_USA_CA_Los.Ange_Electric Storage_50-gallon | USA_CA_Los.Ange | Electric Storage_50-gallon | 4 | 11959.2641 | 97.746 |  | 3613.8205 | 36.2623 |  | 2.9088 | 10.7951 | 0 | 0.0010676 | 33.3524 |  | 3178.3391 | 399.2191 | 0 |  |  | 2948.6952 | -322.1854 |  | 2948.6952 | 4373.1167 | 0 | 1023.6317 |  |  | 94.3225 | 184.6933 | 668.673 | 0 |  |  |  | 97.746 |  | 52.803 | 0 |  | 0 | 839.75 | 0.18448 | 4.1153 | 0.021207
4 Occupant_USA_CA_Riversid_Electric Storage_50-gallon | USA_CA_Riversid | Electric Storage_50-gallon | 4 | 13282.2306 | 97.746 |  | 5044.2812 | 197.7788 |  | 34.3191 | 117.4745 | 0 | 1.0719 | 162.3878 |  | 4347.7415 | 498.7609 | 0 |  |  | 2841.201 | -324.2799 |  | 2841.201 | 4373.1167 | 0 | 1023.6317 |  |  | 94.3225 | 184.6933 | 668.673 | 0 |  |  |  | 97.746 |  | 52.803 | 0 |  | 0 | 506.25 | 0.14181 | 2.5826 | 0.027708
4 Occupant_USA_CA_Sacramen_Electric Storage_50-gallon | USA_CA_Sacramen | Electric Storage_50-gallon | 4 | 12973.7818 | 97.746 |  | 4526.4214 | 667.1432 |  | 301.4655 | 1011.1253 | 5.1028 | 16.2246 | 344.3503 |  | 3437.9783 | 421.2999 | 0 |  |  | 3050.6121 | -330.408 |  | 3050.6121 | 4373.1167 | 0 | 1023.6317 |  |  | 94.3225 | 184.6933 | 668.673 | 0 |  |  |  | 97.746 |  | 52.803 | 0 |  | 0.75 | 474.5 | 0.23967 | 3.4533 | 0.024652
4 Occupant_USA_CA_San.Jose_Electric Storage_50-gallon | USA_CA_San.Jose | Electric Storage_50-gallon | 4 | 11946.6968 | 97.746 |  | 3440.586 | 359.7433 |  | 111.278 | 385.7936 | 0.40523 | 4.7923 | 243.2678 |  | 2733.1725 | 347.6702 | 0 |  |  | 3109.3625 | -328.5225 |  | 3109.3625 | 4373.1167 | 0 | 1023.6317 |  |  | 94.3225 | 184.6933 | 668.673 | 0 |  |  |  | 97.746 |  | 52.803 | 0 |  | 1.5 | 235.75 | 0.21081 | 3.3025 | 0.019582
4 Occupant_USA_CA_Santa.An_Electric Storage_50-gallon | USA_CA_Santa.An | Electric Storage_50-gallon | 4 | 12429.1222 | 97.746 |  | 4133.2909 | 68.0169 |  | 5.218 | 18.4498 | 0 | 0.1224 | 62.6765 |  | 3621.9449 | 443.3291 | 0 |  |  | 2899.0829 | -322.4765 |  | 2899.0829 | 4373.1167 | 0 | 1023.6317 |  |  | 94.3225 | 184.6933 | 668.673 | 0 |  |  |  | 97.746 |  | 52.803 | 0 |  | 0 | 577 | 0.16183 | 2.3209 | 0.023779
4 Occupant_USA_CO_Alamosa-_Electric Storage_50-gallon | USA_CO_Alamosa- | Electric Storage_50-gallon | 4 | 17066.1655 | 97.746 |  | 7809.5069 | 5939.7226 |  | 2846.5073 | 7828.5308 | 2332.1711 | 74.2202 | 686.8241 |  | 1367.4476 | 502.3366 | 0 |  |  | 3859.9103 | -343.2176 |  | 3859.9103 | 4373.1167 | 0 | 1023.6317 |  |  | 94.3225 | 184.6933 | 668.673 | 0 |  |  |  | 97.746 |  | 52.803 | 0 |  | 19.5 | 17.75 | 0.30161 | 3.7757 | 0.028485
4 Occupant_USA_CO_Aspen-Pi_Electric Storage_50-gallon | USA_CO_Aspen-Pi | Electric Storage_50-gallon | 4 | 16453.3427 | 97.746 |  | 7142.6338 | 5494.6708 |  | 3191.2785 | 9024.156 | 1453.8546 | 110.5097 | 739.028 |  | 1136.1467 | 511.8163 | 0 |  |  | 3913.9606 | -344.914 |  | 3913.9606 | 4373.1167 | 0 | 1023.6317 |  |  | 94.3225 | 184.6933 | 668.673 | 0 |  |  |  | 97.746 |  | 52.803 | 0 |  | 5 | 27.75 | 0.27369 | 2.5111 | 0.028797
4 Occupant_USA_CO_Denver.I_Electric Storage_50-gallon | USA_CO_Denver.I | Electric Storage_50-gallon | 4 | 15208.8495 | 97.746 |  | 6323.9948 | 3433.2042 |  | 2188.168 | 6423.758 | 612.003 | 58.6624 | 574.3708 |  | 2370.315 | 520.4756 | 0 |  |  | 3488.1063 | -339.5699 |  | 3488.1063 | 4373.1167 | 0 | 1023.6317 |  |  | 94.3225 | 184.6933 | 668.673 | 0 |  |  |  | 97.746 |  | 52.803 | 0 |  | 5.5 | 17.25 | 0.31148 | 5.1159 | 0.031166
4 Occupant_USA_CO_Trinidad_Electric Storage_50-gallon | USA_CO_Trinidad | Electric Storage_50-gallon | 4 | 14349.6442 | 97.746 |  | 5549.7901 | 2679.4445 |  | 1596.6873 | 4770.8955 | 494.1008 | 42.4407 | 546.2157 |  | 2407.7504 | 462.5953 | 0 |  |  | 3403.1057 | -337.3357 |  | 3403.1057 | 4373.1167 | 0 | 1023.6317 |  |  | 94.3225 | 184.6933 | 668.673 | 0 |  |  |  | 97.746 |  | 52.803 | 0 |  | 1.25 | 60 | 0.28542 | 5.5873 | 0.026671
4 Occupant_USA_CT_Bridgepo_Electric Storage_50-gallon | USA_CT_Bridgepo | Electric Storage_50-gallon | 4 | 14572.6797 | 97.746 |  | 5785.7178 | 3229.3132 |  | 1864.5494 | 5997.2739 | 855.1402 | 45.8172 | 463.8064 |  | 2124.0722 | 432.3324 | 0 |  |  | 3390.2135 | -339.4886 |  | 3390.2135 | 4373.1167 | 0 | 1023.6317 |  |  | 94.3225 | 184.6933 | 668.673 | 0 |  |  |  | 97.746 |  | 52.803 | 0 |  | 35.5 | 414 | 0.26354 | 4.5444 | 0.024202
4 Occupant_USA_DE_Wilmingt_Electric Storage_50-gallon | USA_DE_Wilmingt | Electric Storage_50-gallon | 4 | 14464.1403 | 97.746 |  | 5780.8222 | 2735.8526 |  | 1717.2948 | 5460.0344 | 522.6682 | 50.6875 | 445.2021 |  | 2586.6389 | 458.3306 | 0 |  |  | 3286.5697 | -338.091 |  | 3286.5697 | 4373.1167 | 0 | 1023.6317 |  |  | 94.3225 | 184.6933 | 668.673 | 0 |  |  |  | 97.746 |  | 52.803 | 0 |  | 10 | 335.5 | 0.25282 | 4.4201 | 0.025937
4 Occupant_USA_FL_Fort.Mye_Electric Storage_50-gallon | USA_FL_Fort.Mye | Electric Storage_50-gallon | 4 | 14858.8336 | 97.746 |  | 7010.9982 | 37.1492 |  | 7.1789 | 24.5091 | 0 | 0.041277 | 29.9289 |  | 6279.8255 | 694.0235 | 0 |  |  | 2451.087 | -317.0693 |  | 2451.087 | 4373.1167 | 0 | 1023.6317 |  |  | 94.3225 | 184.6933 | 668.673 | 0 |  |  |  | 97.746 |  | 52.803 | 0 |  | 0 | 1982.75 | 0.14616 | 3.5155 | 0.037165
4 Occupant_USA_FL_Jacksonv_Electric Storage_50-gallon | USA_FL_Jacksonv | Electric Storage_50-gallon | 4 | 13819.3522 | 97.746 |  | 5676.8629 | 275.1575 |  | 106.7868 | 342.0737 | 1.7975 | 5.9212 | 160.652 |  | 4860.0018 | 541.7036 | 0 |  |  | 2745.741 | -322.8569 |  | 2745.741 | 4373.1167 | 0 | 1023.6317 |  |  | 94.3225 | 184.6933 | 668.673 | 0 |  |  |  | 97.746 |  | 52.803 | 0 |  | 0.5 | 968 | 0.16828 | 3.35 | 0.029772
4 Occupant_USA_FL_Miami.Na_Electric Storage_50-gallon | USA_FL_Miami.Na | Electric Storage_50-gallon | 4 | 15531.0249 | 97.746 |  | 7790.7949 | 4.3824 |  | 0.32025 | 1.1366 | 0 | 0 | 4.0621 |  | 7032.3181 | 754.0944 | 0 |  |  | 2343.4817 | -317.2258 |  | 2343.4817 | 4373.1167 | 0 | 1023.6317 |  |  | 94.3225 | 184.6933 | 668.673 | 0 |  |  |  | 97.746 |  | 52.803 | 0 |  | 0 | 1614.25 | 0.15482 | 4.1862 | 0.041008
4 Occupant_USA_GA_Atlanta-_Electric Storage_50-gallon | USA_GA_Atlanta- | Electric Storage_50-gallon | 4 | 13518.6124 | 97.746 |  | 5159.4984 | 837.7999 |  | 466.3569 | 1531.2809 | 30.808 | 17.0089 | 323.6261 |  | 3836.5981 | 485.1003 | 0 |  |  | 2962.3657 | -329.2843 |  | 2962.3657 | 4373.1167 | 0 | 1023.6317 |  |  | 94.3225 | 184.6933 | 668.673 | 0 |  |  |  | 97.746 |  | 52.803 | 0 |  | 2 | 724.25 | 0.20336 | 3.9688 | 0.027254
4 Occupant_USA_GA_Rome-Rus_Electric Storage_50-gallon | USA_GA_Rome-Rus | Electric Storage_50-gallon | 4 | 13601.5764 | 97.746 |  | 5166.1175 | 1068.6722 |  | 595.6318 | 1895.7586 | 82.3362 | 19.2342 | 371.4701 |  | 3623.7262 | 473.7191 | 0 |  |  | 3038.7105 | -330.2952 |  | 3038.7105 | 4373.1167 | 0 | 1023.6317 |  |  | 94.3225 | 184.6933 | 668.673 | 0 |  |  |  | 97.746 |  | 52.803 | 0 |  | 2.25 | 738.25 | 0.15372 | 1.925 | 0.025812
4 Occupant_USA_GA_Savannah_Electric Storage_50-gallon | USA_GA_Savannah | Electric Storage_50-gallon | 4 | 13774.1067 | 97.746 |  | 5574.8561 | 427.7798 |  | 189.5805 | 612.2815 | 5.8084 | 9.3723 | 223.0186 |  | 4644.1776 | 502.8987 | 0 |  |  | 2802.5023 | -325.6821 |  | 2802.5023 | 4373.1167 | 0 | 1023.6317 |  |  | 94.3225 | 184.6933 | 668.673 | 0 |  |  |  | 97.746 |  | 52.803 | 0 |  | 0.25 | 623.75 | 0.1761 | 3.3971 | 0.028213
4 Occupant_USA_IA_Des.Moin_Electric Storage_50-gallon | USA_IA_Des.Moin | Electric Storage_50-gallon | 4 | 17742.8083 | 97.746 |  | 8881.2161 | 5716.5409 |  | 2838.2213 | 8470.1798 | 2355.7436 | 83.2491 | 439.3269 |  | 2577.9538 | 586.7214 | 0 |  |  | 3464.8438 | -340.5379 |  | 3464.8438 | 4373.1167 | 0 | 1023.6317 |  |  | 94.3225 | 184.6933 | 668.673 | 0 |  |  |  | 97.746 |  | 52.803 | 0 |  | 26 | 253.25 | 0.30105 | 4.8672 | 0.033781
4 Occupant_USA_IA_Sioux.Ci_Electric Storage_50-gallon | USA_IA_Sioux.Ci | Electric Storage_50-gallon | 4 | 19184.0455 | 97.746 |  | 10208.0103 | 7290.5376 |  | 3534.2337 | 10310.416 | 3242.8975 | 105.6033 | 407.8031 |  | 2325.9591 | 591.5136 | 0 |  |  | 3579.2869 | -341.8604 |  | 3579.2869 | 4373.1167 | 0 | 1023.6317 |  |  | 94.3225 | 184.6933 | 668.673 | 0 |  |  |  | 97.746 |  | 52.803 | 0 |  | 27.5 | 112.75 | 0.32667 | 5.1074 | 0.034435
4 Occupant_USA_ID_Boise.AP_Electric Storage_50-gallon | USA_ID_Boise.AP | Electric Storage_50-gallon | 4 | 14590.6312 | 97.746 |  | 5790.562 | 2786.5076 |  | 1914.6 | 5972.3792 | 177.1296 | 88.9149 | 605.8631 |  | 2511.0603 | 492.9941 | 0 |  |  | 3403.3208 | -340.0515 |  | 3403.3208 | 4373.1167 | 0 | 1023.6317 |  |  | 94.3225 | 184.6933 | 668.673 | 0 |  |  |  | 97.746 |  | 52.803 | 0 |  | 1.5 | 171.75 | 0.24521 | 3.582 | 0.028555
4 Occupant_USA_ID_Idaho.Fa_Electric Storage_50-gallon | USA_ID_Idaho.Fa | Electric Storage_50-gallon | 4 | 17700.4515 | 97.746 |  | 8552.6054 | 6291.5243 |  | 3687.0259 | 10963.6214 | 1870.5383 | 156.2034 | 577.7568 |  | 1651.8466 | 609.2345 | 0 |  |  | 3751.0978 | -345.0789 |  | 3751.0978 | 4373.1167 | 0 | 1023.6317 |  |  | 94.3225 | 184.6933 | 668.673 | 0 |  |  |  | 97.746 |  | 52.803 | 0 |  | 26.25 | 42.75 | 0.33607 | 4.3051 | 0.035042
4 Occupant_USA_IL_Bellevil_Electric Storage_50-gallon | USA_IL_Bellevil | Electric Storage_50-gallon | 4 | 14965.2102 | 97.746 |  | 6294.1148 | 2716.0747 |  | 1676.3526 | 5240.4156 | 511.74 | 83.1875 | 444.7947 |  | 3050.7237 | 527.3164 | 0 |  |  | 3274.347 | -336.1693 |  | 3274.347 | 4373.1167 | 0 | 1023.6317 |  |  | 94.3225 | 184.6933 | 668.673 | 0 |  |  |  | 97.746 |  | 52.803 | 0 |  | 6.75 | 598 | 0.22517 | 3.3604 | 0.029598
4 Occupant_USA_IL_Chicago._Electric Storage_50-gallon | USA_IL_Chicago. | Electric Storage_50-gallon | 4 | 17060.628 | 97.746 |  | 8178.5215 | 5402.4742 |  | 2866.3716 | 8593.8053 | 2050.2657 | 77.3744 | 408.4626 |  | 2267.4754 | 508.5719 | 0 |  |  | 3485.3581 | -341.0687 |  | 3485.3581 | 4373.1167 | 0 | 1023.6317 |  |  | 94.3225 | 184.6933 | 668.673 | 0 |  |  |  | 97.746 |  | 52.803 | 0 |  | 24.75 | 116 | 0.29697 | 5.3707 | 0.029339
4 Occupant_USA_IN_Evansvil_Electric Storage_50-gallon | USA_IN_Evansvil | Electric Storage_50-gallon | 4 | 14435.7842 | 97.746 |  | 5834.12 | 2273.8117 |  | 1398.1217 | 4402.8253 | 414.2991 | 47.9668 | 413.4242 |  | 3063.4126 | 496.8957 | 0 |  |  | 3204.9159 | -335.4234 |  | 3204.9159 | 4373.1167 | 0 | 1023.6317 |  |  | 94.3225 | 184.6933 | 668.673 | 0 |  |  |  | 97.746 |  | 52.803 | 0 |  | 9.25 | 578.75 | 0.21603 | 3.2741 | 0.027608
4 Occupant_USA_IN_Indianap_Electric Storage_50-gallon | USA_IN_Indianap | Electric Storage_50-gallon | 4 | 16045.8182 | 97.746 |  | 7275.3314 | 4081.0022 |  | 2246.4518 | 6927.605 | 1354.643 | 74.0268 | 405.8805 |  | 2646.126 | 548.2032 | 0 |  |  | 3373.7384 | -338.659 |  | 3373.7384 | 4373.1167 | 0 | 1023.6317 |  |  | 94.3225 | 184.6933 | 668.673 | 0 |  |  |  | 97.746 |  | 52.803 | 0 |  | 17.25 | 469.25 | 0.27866 | 5.0427 | 0.031171
4 Occupant_USA_KS_Hays.Rgn_Electric Storage_50-gallon | USA_KS_Hays.Rgn | Electric Storage_50-gallon | 4 | 16289.8068 | 97.746 |  | 7548.2754 | 3935.8877 |  | 2337.7038 | 7160.5463 | 1086.1654 | 69.7539 | 442.2647 |  | 3027.2684 | 585.1193 | 0 |  |  | 3344.783 | -338.4476 |  | 3344.783 | 4373.1167 | 0 | 1023.6317 |  |  | 94.3225 | 184.6933 | 668.673 | 0 |  |  |  | 97.746 |  | 52.803 | 0 |  | 9.25 | 498.5 | 0.3638 | 6.1506 | 0.034914
4 Occupant_USA_KS_Wichita._Electric Storage_50-gallon | USA_KS_Wichita. | Electric Storage_50-gallon | 4 | 14999.958 | 97.746 |  | 6412.3042 | 2322.8495 |  | 1613.5751 | 4976.2158 | 182.0174 | 68.0991 | 459.1579 |  | 3568.9533 | 520.5013 | 0 |  |  | 3190.9054 | -336.4077 |  | 3190.9054 | 4373.1167 | 0 | 1023.6317 |  |  | 94.3225 | 184.6933 | 668.673 | 0 |  |  |  | 97.746 |  | 52.803 | 0 |  | 1.25 | 279.25 | 0.34931 | 5.9511 | 0.032053
4 Occupant_USA_KY_Louisvil_Electric Storage_50-gallon | USA_KY_Louisvil | Electric Storage_50-gallon | 4 | 14361.0458 | 97.746 |  | 5772.4693 | 2159.3658 |  | 1357.2933 | 4306.2302 | 317.425 | 46.226 | 438.4215 |  | 3113.8565 | 499.247 | 0 |  |  | 3191.8281 | -335.151 |  | 3191.8281 | 4373.1167 | 0 | 1023.6317 |  |  | 94.3225 | 184.6933 | 668.673 | 0 |  |  |  | 97.746 |  | 52.803 | 0 |  | 7.5 | 540.5 | 0.18817 | 2.7488 | 0.027449
4 Occupant_USA_LA_New.Orle_Electric Storage_50-gallon | USA_LA_New.Orle | Electric Storage_50-gallon | 4 | 14323.5829 | 97.746 |  | 6284.2808 | 317.2674 |  | 171.5288 | 571.9445 | 1.7826 | 7.1429 | 136.8132 |  | 5365.5066 | 601.5069 | 0 |  |  | 2642.5538 | -321.7613 |  | 2642.5538 | 4373.1167 | 0 | 1023.6317 |  |  | 94.3225 | 184.6933 | 668.673 | 0 |  |  |  | 97.746 |  | 52.803 | 0 |  | 2 | 1407.5 | 0.19926 | 3.9306 | 0.033298
4 Occupant_USA_LA_Shrevepo_Electric Storage_50-gallon | USA_LA_Shrevepo | Electric Storage_50-gallon | 4 | 14151.9904 | 97.746 |  | 5925.6336 | 750.2158 |  | 425.977 | 1336.4482 | 53.5074 | 19.9018 | 250.8297 |  | 4641.1664 | 534.2514 | 0 |  |  | 2829.6085 | -325.7583 |  | 2829.6085 | 4373.1167 | 0 | 1023.6317 |  |  | 94.3225 | 184.6933 | 668.673 | 0 |  |  |  | 97.746 |  | 52.803 | 0 |  | 1 | 962.5 | 0.18655 | 3.1107 | 0.029686
4 Occupant_USA_MA_Boston-L_Electric Storage_50-gallon | USA_MA_Boston-L | Electric Storage_50-gallon | 4 | 15206.8501 | 97.746 |  | 6355.9341 | 3988.8423 |  | 2283.0828 | 7419.1524 | 1207.8858 | 70.9133 | 426.9603 |  | 1906.4785 | 460.6134 | 0 |  |  | 3454.1676 | -341.5996 |  | 3454.1676 | 4373.1167 | 0 | 1023.6317 |  |  | 94.3225 | 184.6933 | 668.673 | 0 |  |  |  | 97.746 |  | 52.803 | 0 |  | 44.25 | 378 | 0.31362 | 6.2317 | 0.026458
4 Occupant_USA_MD_Baltimor_Electric Storage_50-gallon | USA_MD_Baltimor | Electric Storage_50-gallon | 4 | 14216.872 | 97.746 |  | 5569.2498 | 2295.8887 |  | 1403.0273 | 4435.6941 | 402.2188 | 39.1276 | 451.515 |  | 2804.4566 | 468.9045 | 0 |  |  | 3250.8739 | -335.7693 |  | 3250.8739 | 4373.1167 | 0 | 1023.6317 |  |  | 94.3225 | 184.6933 | 668.673 | 0 |  |  |  | 97.746 |  | 52.803 | 0 |  | 9.5 | 615.5 | 0.20988 | 3.4768 | 0.025975
4 Occupant_USA_ME_Portland_Electric Storage_50-gallon | USA_ME_Portland | Electric Storage_50-gallon | 4 | 16942.9257 | 97.746 |  | 7878.1072 | 5906.3025 |  | 2786.586 | 8712.3521 | 2576.9911 | 74.5406 | 468.1848 |  | 1495.4592 | 476.3455 | 0 |  |  | 3668.0702 | -343.8804 |  | 3668.0702 | 4373.1167 | 0 | 1023.6317 |  |  | 94.3225 | 184.6933 | 668.673 | 0 |  |  |  | 97.746 |  | 52.803 | 0 |  | 37.75 | 233.75 | 0.27321 | 3.8457 | 0.026194
4 Occupant_USA_ME_Presque._Electric Storage_50-gallon | USA_ME_Presque. | Electric Storage_50-gallon | 4 | 23965.8841 | 97.746 |  | 14618.3476 | 13057.5785 |  | 3365.7636 | 10163.4495 | 9230.6764 | 91.6625 | 369.476 |  | 1053.9128 | 506.8563 | 0 |  |  | 3950.7881 | -347.2921 |  | 3950.7881 | 4373.1167 | 0 | 1023.6317 |  |  | 94.3225 | 184.6933 | 668.673 | 0 |  |  |  | 97.746 |  | 52.803 | 0 |  | 264 | 350 | 0.30013 | 3.6364 | 0.027059
4 Occupant_USA_MI_Detroit-_Electric Storage_50-gallon | USA_MI_Detroit- | Electric Storage_50-gallon | 4 | 16162.9516 | 97.746 |  | 7260.9009 | 4695.8293 |  | 2642.0696 | 8170.7973 | 1542.8384 | 80.6225 | 430.2989 |  | 2037.7545 | 527.3171 | 0 |  |  | 3505.3023 | -341.1372 |  | 3505.3023 | 4373.1167 | 0 | 1023.6317 |  |  | 94.3225 | 184.6933 | 668.673 | 0 |  |  |  | 97.746 |  | 52.803 | 0 |  | 13.5 | 181.75 | 0.2627 | 4.2761 | 0.029612
4 Occupant_USA_MI_Houghton_Electric Storage_50-gallon | USA_MI_Houghton | Electric Storage_50-gallon | 4 | 18848.241 | 97.746 |  | 9706.0932 | 7595.807 |  | 3436.6336 | 10389.1007 | 3591.0179 | 134.5549 | 433.6006 |  | 1541.1706 | 569.1156 | 0 |  |  | 3745.3994 | -344.4971 |  | 3745.3994 | 4373.1167 | 0 | 1023.6317 |  |  | 94.3225 | 184.6933 | 668.673 | 0 |  |  |  | 97.746 |  | 52.803 | 0 |  | 56.25 | 173.25 | 0.28515 | 4.24 | 0.031521
4 Occupant_USA_MI_Traverse_Electric Storage_50-gallon | USA_MI_Traverse | Electric Storage_50-gallon | 4 | 18095.8753 | 97.746 |  | 9027.4327 | 6819.6258 |  | 3081.503 | 9552.9793 | 3202.2298 | 107.6427 | 428.2503 |  | 1668.6878 | 539.1191 | 0 |  |  | 3671.6943 | -343.4129 |  | 3671.6943 | 4373.1167 | 0 | 1023.6317 |  |  | 94.3225 | 184.6933 | 668.673 | 0 |  |  |  | 97.746 |  | 52.803 | 0 |  | 65.25 | 371.25 | 0.25884 | 3.3022 | 0.029123
4 Occupant_USA_MN_Duluth.I_Electric Storage_50-gallon | USA_MN_Duluth.I | Electric Storage_50-gallon | 4 | 22463.4865 | 97.746 |  | 13137.3878 | 11316.4357 |  | 4234.8055 | 12367.8424 | 6501.5129 | 131.121 | 448.9963 |  | 1214.3783 | 606.5737 | 0 |  |  | 3929.3504 | -347.805 |  | 3929.3504 | 4373.1167 | 0 | 1023.6317 |  |  | 94.3225 | 184.6933 | 668.673 | 0 |  |  |  | 97.746 |  | 52.803 | 0 |  | 79.25 | 92.75 | 0.33444 | 5.5402 | 0.034305
4 Occupant_USA_MN_Minneapo_Electric Storage_50-gallon | USA_MN_Minneapo | Electric Storage_50-gallon | 4 | 20404.3485 | 97.746 |  | 11351.2854 | 8601.576 |  | 3555.4648 | 10281.4548 | 4565.3089 | 88.7426 | 392.0597 |  | 2107.2914 | 642.4181 | 0 |  |  | 3656.3147 | -342.734 |  | 3656.3147 | 4373.1167 | 0 | 1023.6317 |  |  | 94.3225 | 184.6933 | 668.673 | 0 |  |  |  | 97.746 |  | 52.803 | 0 |  | 73.5 | 195.25 | 0.30719 | 4.9688 | 0.036607
4 Occupant_USA_MO_Kansas.C_Electric Storage_50-gallon | USA_MO_Kansas.C | Electric Storage_50-gallon | 4 | 15038.3483 | 97.746 |  | 6428.9909 | 2754.2723 |  | 1660.0945 | 5110.929 | 646.641 | 46.2302 | 401.3065 |  | 3145.0673 | 529.6513 | 0 |  |  | 3212.609 | -336.0741 |  | 3212.609 | 4373.1167 | 0 | 1023.6317 |  |  | 94.3225 | 184.6933 | 668.673 | 0 |  |  |  | 97.746 |  | 52.803 | 0 |  | 6 | 474 | 0.24732 | 3.9818 | 0.030089
4 Occupant_USA_MO_St.Josep_Electric Storage_50-gallon | USA_MO_St.Josep | Electric Storage_50-gallon | 4 | 16728.262 | 97.746 |  | 7963.5376 | 4674.7801 |  | 2395.7544 | 7228.9734 | 1811.3219 | 75.1479 | 392.5559 |  | 2732.6817 | 556.0758 | 0 |  |  | 3367.976 | -338.633 |  | 3367.976 | 4373.1167 | 0 | 1023.6317 |  |  | 94.3225 | 184.6933 | 668.673 | 0 |  |  |  | 97.746 |  | 52.803 | 0 |  | 22.5 | 365.75 | 0.28483 | 4.3046 | 0.031744
4 Occupant_USA_MS_Gulfport_Electric Storage_50-gallon | USA_MS_Gulfport | Electric Storage_50-gallon | 4 | 13916.0201 | 97.746 |  | 5797.3433 | 375.4317 |  | 168.2531 | 554.6989 | 11.1135 | 7.1215 | 188.9437 |  | 4883.7738 | 538.1377 | 0 |  |  | 2721.9285 | -323.4343 |  | 2721.9285 | 4373.1167 | 0 | 1023.6317 |  |  | 94.3225 | 184.6933 | 668.673 | 0 |  |  |  | 97.746 |  | 52.803 | 0 |  | 1.75 | 1206.75 | 0.17878 | 3.3085 | 0.02936
4 Occupant_USA_MS_Jackson-_Electric Storage_50-gallon | USA_MS_Jackson- | Electric Storage_50-gallon | 4 | 13804.5436 | 97.746 |  | 5546.3976 | 668.2807 |  | 353.1564 | 1145.9236 | 14.1704 | 18.0029 | 282.951 |  | 4356.357 | 521.7599 | 0 |  |  | 2861.3977 | -326.9859 |  | 2861.3977 | 4373.1167 | 0 | 1023.6317 |  |  | 94.3225 | 184.6933 | 668.673 | 0 |  |  |  | 97.746 |  | 52.803 | 0 |  | 2 | 915.75 | 0.17254 | 2.749 | 0.028839
4 Occupant_USA_MT_Billings_Electric Storage_50-gallon | USA_MT_Billings | Electric Storage_50-gallon | 4 | 17186.936 | 97.746 |  | 8150.2486 | 5846.1749 |  | 3194.0353 | 9679.9479 | 2030.3963 | 84.2303 | 537.513 |  | 1749.6912 | 554.3825 | 0 |  |  | 3639.9391 | -344.4844 |  | 3639.9391 | 4373.1167 | 0 | 1023.6317 |  |  | 94.3225 | 184.6933 | 668.673 | 0 |  |  |  | 97.746 |  | 52.803 | 0 |  | 10.25 | 100.5 | 0.33068 | 5.8702 | 0.032145
4 Occupant_USA_NC_Charlott_Electric Storage_50-gallon | USA_NC_Charlott | Electric Storage_50-gallon | 4 | 13433.4906 | 97.746 |  | 4990.5871 | 1034.1764 |  | 588.0809 | 1880.2127 | 64.2892 | 23.0612 | 358.7451 |  | 3492.8473 | 463.5634 | 0 |  |  | 3046.1552 | -330.1713 |  | 3046.1552 | 4373.1167 | 0 | 1023.6317 |  |  | 94.3225 | 184.6933 | 668.673 | 0 |  |  |  | 97.746 |  | 52.803 | 0 |  | 3.5 | 655.5 | 0.19522 | 2.9295 | 0.025743
4 Occupant_USA_NC_Raleigh-_Electric Storage_50-gallon | USA_NC_Raleigh- | Electric Storage_50-gallon | 4 | 13542.012 | 97.746 |  | 5135.0032 | 935.8566 |  | 513.0012 | 1644.3293 | 33.2067 | 21.0574 | 368.5913 |  | 3722.4707 | 476.6759 | 0 |  |  | 3010.2605 | -328.8483 |  | 3010.2605 | 4373.1167 | 0 | 1023.6317 |  |  | 94.3225 | 184.6933 | 668.673 | 0 |  |  |  | 97.746 |  | 52.803 | 0 |  | 2.5 | 925.5 | 0.18893 | 2.9311 | 0.026316
4 Occupant_USA_ND_Bismarck_Electric Storage_50-gallon | USA_ND_Bismarck | Electric Storage_50-gallon | 4 | 22146.6781 | 97.746 |  | 12915.8136 | 10546.9615 |  | 4068.7548 | 11918.4708 | 5952.8323 | 131.6635 | 393.7109 |  | 1708.8511 | 660.001 | 0 |  |  | 3834.1161 | -345.3808 |  | 3834.1161 | 4373.1167 | 0 | 1023.6317 |  |  | 94.3225 | 184.6933 | 668.673 | 0 |  |  |  | 97.746 |  | 52.803 | 0 |  | 25.75 | 254.25 | 0.33002 | 4.919 | 0.036934
4 Occupant_USA_ND_Fargo-He_Electric Storage_50-gallon | USA_ND_Fargo-He | Electric Storage_50-gallon | 4 | 26422.8822 | 97.746 |  | 17178.4778 | 14773.5328 |  | 4238.5836 | 12026.8624 | 10103.9651 | 99.9166 | 331.0675 |  | 1723.9095 | 681.0354 | 0 |  |  | 3847.6561 | -345.3662 |  | 3847.6561 | 4373.1167 | 0 | 1023.6317 |  |  | 94.3225 | 184.6933 | 668.673 | 0 |  |  |  | 97.746 |  | 52.803 | 0 |  | 109.75 | 253 | 0.38956 | 5.7061 | 0.039258
4 Occupant_USA_NE_Omaha-Mi_Electric Storage_50-gallon | USA_NE_Omaha-Mi | Electric Storage_50-gallon | 4 | 17087.4971 | 97.746 |  | 8240.1915 | 5007.3368 |  | 2518.0176 | 7518.648 | 1969.927 | 81.6109 | 437.7813 |  | 2651.715 | 581.1397 | 0 |  |  | 3450.5573 | -339.1298 |  | 3450.5573 | 4373.1167 | 0 | 1023.6317 |  |  | 94.3225 | 184.6933 | 668.673 | 0 |  |  |  | 97.746 |  | 52.803 | 0 |  | 23.25 | 459.5 | 0.24517 | 3.1495 | 0.032382
4 Occupant_USA_NH_Concord._Electric Storage_50-gallon | USA_NH_Concord. | Electric Storage_50-gallon | 4 | 16966.1368 | 97.746 |  | 7926.0293 | 5665.0254 |  | 2694.549 | 8282.6271 | 2402.0948 | 86.3256 | 482.056 |  | 1758.1354 | 502.8686 | 0 |  |  | 3643.3591 | -343.1679 |  | 3643.3591 | 4373.1167 | 0 | 1023.6317 |  |  | 94.3225 | 184.6933 | 668.673 | 0 |  |  |  | 97.746 |  | 52.803 | 0 |  | 69.25 | 351 | 0.23638 | 2.754 | 0.026922
4 Occupant_USA_NH_Manchest_Electric Storage_50-gallon | USA_NH_Manchest | Electric Storage_50-gallon | 4 | 15624.2167 | 97.746 |  | 6705.2573 | 4334.2415 |  | 2343.6053 | 7283.3445 | 1440.2861 | 65.633 | 484.717 |  | 1895.4451 | 475.5707 | 0 |  |  | 3522.2111 | -341.4453 |  | 3522.2111 | 4373.1167 | 0 | 1023.6317 |  |  | 94.3225 | 184.6933 | 668.673 | 0 |  |  |  | 97.746 |  | 52.803 | 0 |  | 44.5 | 249.75 | 0.23659 | 2.9868 | 0.025997
4 Occupant_USA_NJ_Newark.L_Electric Storage_50-gallon | USA_NJ_Newark.L | Electric Storage_50-gallon | 4 | 14679.2393 | 97.746 |  | 5990.6187 | 2873.9836 |  | 1783.8181 | 5693.5401 | 634.2997 | 30.1593 | 425.7066 |  | 2630.1139 | 486.5211 | 0 |  |  | 3291.8723 | -337.8489 |  | 3291.8723 | 4373.1167 | 0 | 1023.6317 |  |  | 94.3225 | 184.6933 | 668.673 | 0 |  |  |  | 97.746 |  | 52.803 | 0 |  | 8.5 | 524.75 | 0.27711 | 5.0993 | 0.027859
4 Occupant_USA_NJ_Trenton-_Electric Storage_50-gallon | USA_NJ_Trenton- | Electric Storage_50-gallon | 4 | 14233.9879 | 97.746 |  | 5523.8668 | 2647.806 |  | 1560.6565 | 5036.7783 | 585.1561 | 37.2238 | 464.7696 |  | 2432.5719 | 443.489 | 0 |  |  | 3313.3727 | -337.4738 |  | 3313.3727 | 4373.1167 | 0 | 1023.6317 |  |  | 94.3225 | 184.6933 | 668.673 | 0 |  |  |  | 97.746 |  | 52.803 | 0 |  | 13.25 | 655.75 | 0.22167 | 3.34 | 0.024158
4 Occupant_USA_NM_Albuquer_Electric Storage_50-gallon | USA_NM_Albuquer | Electric Storage_50-gallon | 4 | 13751.5068 | 97.746 |  | 5167.0612 | 1422.928 |  | 833.7259 | 2501.8478 | 50.9101 | 18.914 | 519.378 |  | 3267.2979 | 476.8354 | 0 |  |  | 3187.6973 | -332.3683 |  | 3187.6973 | 4373.1167 | 0 | 1023.6317 |  |  | 94.3225 | 184.6933 | 668.673 | 0 |  |  |  | 97.746 |  | 52.803 | 0 |  | 0.25 | 58.25 | 0.25244 | 4.2283 | 0.028026
4 Occupant_USA_NM_Las.Cruc_Electric Storage_50-gallon | USA_NM_Las.Cruc | Electric Storage_50-gallon | 4 | 13613.0397 | 97.746 |  | 5249.2763 | 764.229 |  | 340.5477 | 1056.9218 | 5.5207 | 7.4118 | 410.7488 |  | 3994.3978 | 490.6495 | 0 |  |  | 2967.0151 | -329.1259 |  | 2967.0151 | 4373.1167 | 0 | 1023.6317 |  |  | 94.3225 | 184.6933 | 668.673 | 0 |  |  |  | 97.746 |  | 52.803 | 0 |  | 0 | 145.75 | 0.21471 | 4.2555 | 0.028312
4 Occupant_USA_NM_Santa.Fe_Electric Storage_50-gallon | USA_NM_Santa.Fe | Electric Storage_50-gallon | 4 | 14120.9081 | 97.746 |  | 5294.6394 | 2501.5046 |  | 1601.0782 | 4796.6396 | 251.3358 | 51.0377 | 598.0529 |  | 2334.4676 | 458.6672 | 0 |  |  | 3429.5204 | -337.1532 |  | 3429.5204 | 4373.1167 | 0 | 1023.6317 |  |  | 94.3225 | 184.6933 | 668.673 | 0 |  |  |  | 97.746 |  | 52.803 | 0 |  | 0.5 | 30 | 0.27787 | 4.3802 | 0.026739
4 Occupant_USA_NV_Las.Vega_Electric Storage_50-gallon | USA_NV_Las.Vega | Electric Storage_50-gallon | 4 | 15443.8639 | 97.746 |  | 7437.8434 | 411.3772 |  | 141.0737 | 458.9447 | 0.59629 | 1.7771 | 267.9301 |  | 6364.7351 | 661.7311 | 0 |  |  | 2609.2722 | -325.4719 |  | 2609.2722 | 4373.1167 | 0 | 1023.6317 |  |  | 94.3225 | 184.6933 | 668.673 | 0 |  |  |  | 97.746 |  | 52.803 | 0 |  | 0 | 696 | 0.23885 | 3.9986 | 0.039549
4 Occupant_USA_NV_Reno-Tah_Electric Storage_50-gallon | USA_NV_Reno-Tah | Electric Storage_50-gallon | 4 | 13538.7482 | 97.746 |  | 4793.9986 | 1771.9254 |  | 1039.7642 | 3173.7353 | 41.4767 | 38.543 | 652.1415 |  | 2604.5607 | 417.5125 | 0 |  |  | 3348.0013 | -336.3898 |  | 3348.0013 | 4373.1167 | 0 | 1023.6317 |  |  | 94.3225 | 184.6933 | 668.673 | 0 |  |  |  | 97.746 |  | 52.803 | 0 |  | 0.25 | 73.5 | 0.23443 | 3.3208 | 0.024329
4 Occupant_USA_NY_Buffalo._Electric Storage_50-gallon | USA_NY_Buffalo. | Electric Storage_50-gallon | 4 | 16480.736 | 97.746 |  | 7501.6158 | 5135.0927 |  | 3371.5631 | 10419.4019 | 1197.5791 | 113.5372 | 452.4133 |  | 1867.5626 | 498.9605 | 0 |  |  | 3582.3718 | -343.6989 |  | 3582.3718 | 4373.1167 | 0 | 1023.6317 |  |  | 94.3225 | 184.6933 | 668.673 | 0 |  |  |  | 97.746 |  | 52.803 | 0 |  | 22.75 | 48.75 | 0.30318 | 5.4713 | 0.028593
4 Occupant_USA_NY_New.York_Electric Storage_50-gallon | USA_NY_New.York | Electric Storage_50-gallon | 4 | 14943.3909 | 97.746 |  | 6218.4862 | 3323.9952 |  | 1947.1033 | 6279.0826 | 919.1826 | 28.6264 | 429.0829 |  | 2441.1083 | 453.3827 | 0 |  |  | 3328.1564 | -339.0981 |  | 3328.1564 | 4373.1167 | 0 | 1023.6317 |  |  | 94.3225 | 184.6933 | 668.673 | 0 |  |  |  | 97.746 |  | 52.803 | 0 |  | 17.5 | 467 | 0.32836 | 6.3381 | 0.026626
4 Occupant_USA_NY_Syracuse_Electric Storage_50-gallon | USA_NY_Syracuse | Electric Storage_50-gallon | 4 | 16758.4073 | 97.746 |  | 7786.4759 | 5279.3506 |  | 3090.8639 | 9503.7143 | 1642.51 | 95.6842 | 450.2926 |  | 1973.0669 | 534.0583 | 0 |  |  | 3575.1831 | -342.7604 |  | 3575.1831 | 4373.1167 | 0 | 1023.6317 |  |  | 94.3225 | 184.6933 | 668.673 | 0 |  |  |  | 97.746 |  | 52.803 | 0 |  | 12.25 | 180 | 0.27174 | 4.5548 | 0.030075
4 Occupant_USA_OH_Cincinna_Electric Storage_50-gallon | USA_OH_Cincinna | Electric Storage_50-gallon | 4 | 14921.9349 | 97.746 |  | 6194.077 | 3042.4905 |  | 1768.8041 | 5509.9332 | 784.049 | 61.5869 | 428.0506 |  | 2655.9861 | 495.6003 | 0 |  |  | 3331.1096 | -337.4459 |  | 3331.1096 | 4373.1167 | 0 | 1023.6317 |  |  | 94.3225 | 184.6933 | 668.673 | 0 |  |  |  | 97.746 |  | 52.803 | 0 |  | 7.75 | 524.5 | 0.21755 | 3.1137 | 0.027278
4 Occupant_USA_OH_Columbus_Electric Storage_50-gallon | USA_OH_Columbus | Electric Storage_50-gallon | 4 | 15714.9134 | 97.746 |  | 6947.2777 | 3829.5141 |  | 2136.2888 | 6667.4951 | 1234.3915 | 71.0767 | 387.7571 |  | 2587.3195 | 530.4441 | 0 |  |  | 3370.8874 | -337.9594 |  | 3370.8874 | 4373.1167 | 0 | 1023.6317 |  |  | 94.3225 | 184.6933 | 668.673 | 0 |  |  |  | 97.746 |  | 52.803 | 0 |  | 17.5 | 676.5 | 0.25329 | 4.2323 | 0.029281
4 Occupant_USA_OK_Oklahoma_Electric Storage_50-gallon | USA_OK_Oklahoma | Electric Storage_50-gallon | 4 | 15196.1725 | 97.746 |  | 6746.6078 | 2294.2622 |  | 1267.9429 | 3918.4783 | 638.6373 | 43.3614 | 344.3206 |  | 3890.6896 | 561.6561 | 0 |  |  | 3052.8163 | -332.8095 |  | 3052.8163 | 4373.1167 | 0 | 1023.6317 |  |  | 94.3225 | 184.6933 | 668.673 | 0 |  |  |  | 97.746 |  | 52.803 | 0 |  | 5 | 735.75 | 0.34938 | 5.9148 | 0.033633
4 Occupant_USA_OR_Portland_Electric Storage_50-gallon | USA_OR_Portland | Electric Storage_50-gallon | 4 | 12524.9122 | 97.746 |  | 3793.0455 | 1616.0888 |  | 1017.1152 | 3498.6942 | 6.3346 | 45.2829 | 547.3561 |  | 1863.1502 | 313.8064 | 0 |  |  | 3335.1184 | -339.9726 |  | 3335.1184 | 4373.1167 | 0 | 1023.6317 |  |  | 94.3225 | 184.6933 | 668.673 | 0 |  |  |  | 97.746 |  | 52.803 | 0 |  | 6 | 126.25 | 0.23191 | 3.8648 | 0.018465
4 Occupant_USA_OR_Redmond._Electric Storage_50-gallon | USA_OR_Redmond. | Electric Storage_50-gallon | 4 | 14407.719 | 97.746 |  | 5418.1738 | 3291.2056 |  | 2097.4692 | 6497.6144 | 377.7155 | 96.3916 | 719.6292 |  | 1697.6316 | 429.3366 | 0 |  |  | 3592.7968 | -343.0957 |  | 3592.7968 | 4373.1167 | 0 | 1023.6317 |  |  | 94.3225 | 184.6933 | 668.673 | 0 |  |  |  | 97.746 |  | 52.803 | 0 |  | 4 | 72 | 0.25454 | 3.0638 | 0.0245
4 Occupant_USA_PA_Bradford_Electric Storage_50-gallon | USA_PA_Bradford | Electric Storage_50-gallon | 4 | 18165.7148 | 97.746 |  | 9028.464 | 7087.1384 |  | 3120.8234 | 9493.3603 | 3422.1619 | 122.106 | 422.0471 |  | 1420.1699 | 521.1557 | 0 |  |  | 3740.5024 | -344.063 |  | 3740.5024 | 4373.1167 | 0 | 1023.6317 |  |  | 94.3225 | 184.6933 | 668.673 | 0 |  |  |  | 97.746 |  | 52.803 | 0 |  | 64.25 | 213.5 | 0.26449 | 3.6551 | 0.028282
4 Occupant_USA_PA_Philadel_Electric Storage_50-gallon | USA_PA_Philadel | Electric Storage_50-gallon | 4 | 14332.1917 | 97.746 |  | 5708.9031 | 2428.5768 |  | 1482.7315 | 4763.7688 | 492.365 | 27.8899 | 425.5904 |  | 2806.3001 | 474.0262 | 0 |  |  | 3226.5403 | -336.2075 |  | 3226.5403 | 4373.1167 | 0 | 1023.6317 |  |  | 94.3225 | 184.6933 | 668.673 | 0 |  |  |  | 97.746 |  | 52.803 | 0 |  | 10 | 667 | 0.25769 | 4.7514 | 0.02678
4 Occupant_USA_PA_Pittsbur_Electric Storage_50-gallon | USA_PA_Pittsbur | Electric Storage_50-gallon | 4 | 15264.0522 | 97.746 |  | 6418.7513 | 3741.1869 |  | 2215.7468 | 6922.6816 | 1015.1863 | 79.7982 | 430.4556 |  | 2181.1154 | 496.4489 | 0 |  |  | 3448.5526 | -339.8109 |  | 3448.5526 | 4373.1167 | 0 | 1023.6317 |  |  | 94.3225 | 184.6933 | 668.673 | 0 |  |  |  | 97.746 |  | 52.803 | 0 |  | 15.75 | 395 | 0.2465 | 3.8528 | 0.027401
4 Occupant_USA_RI_Providen_Electric Storage_50-gallon | USA_RI_Providen | Electric Storage_50-gallon | 4 | 14793.785 | 97.746 |  | 5966.2993 | 3424.5903 |  | 2046.7145 | 6541.0746 | 858.8519 | 61.4968 | 457.5271 |  | 2085.1857 | 456.5233 | 0 |  |  | 3430.7373 | -340.4766 |  | 3430.7373 | 4373.1167 | 0 | 1023.6317 |  |  | 94.3225 | 184.6933 | 668.673 | 0 |  |  |  | 97.746 |  | 52.803 | 0 |  | 13.75 | 302.25 | 0.26897 | 4.3345 | 0.025767
4 Occupant_USA_SC_JB.Charl_Electric Storage_50-gallon | USA_SC_JB.Charl | Electric Storage_50-gallon | 4 | 13785.0812 | 97.746 |  | 5564.4822 | 527.6751 |  | 260.6092 | 842.6082 | 12.6256 | 12.4873 | 241.953 |  | 4562.41 | 474.3972 | 0 |  |  | 2823.8506 | -326.8368 |  | 2823.8506 | 4373.1167 | 0 | 1023.6317 |  |  | 94.3225 | 184.6933 | 668.673 | 0 |  |  |  | 97.746 |  | 52.803 | 0 |  | 0.5 | 419.25 | 0.19028 | 3.5275 | 0.026795
4 Occupant_USA_SC_Columbia_Electric Storage_50-gallon | USA_SC_Columbia | Electric Storage_50-gallon | 4 | 13848.2998 | 97.746 |  | 5570.6058 | 721.1941 |  | 379.2512 | 1219.7946 | 12.9737 | 17.8617 | 311.1074 |  | 4342.1882 | 507.2235 | 0 |  |  | 2880.9456 | -327.1338 |  | 2880.9456 | 4373.1167 | 0 | 1023.6317 |  |  | 94.3225 | 184.6933 | 668.673 | 0 |  |  |  | 97.746 |  | 52.803 | 0 |  | 1 | 956.5 | 0.15943 | 2.7495 | 0.02779
4 Occupant_USA_SD_Yankton-_Electric Storage_50-gallon | USA_SD_Yankton- | Electric Storage_50-gallon | 4 | 19215.4523 | 97.746 |  | 10200.4707 | 7501.321 |  | 3564.093 | 10339.0571 | 3384.8464 | 119.8734 | 432.5082 |  | 2151.5069 | 547.6428 | 0 |  |  | 3618.2333 | -342.7277 |  | 3618.2333 | 4373.1167 | 0 | 1023.6317 |  |  | 94.3225 | 184.6933 | 668.673 | 0 |  |  |  | 97.746 |  | 52.803 | 0 |  | 72.25 | 103 | 0.33297 | 5.6189 | 0.032026
4 Occupant_USA_SD_Sioux.Fa_Electric Storage_50-gallon | USA_SD_Sioux.Fa | Electric Storage_50-gallon | 4 | 19795.4312 | 97.746 |  | 10707.2389 | 8099.4795 |  | 3979.7933 | 11283.5888 | 3560.4158 | 121.031 | 438.2394 |  | 2026.8653 | 580.8942 | 0 |  |  | 3691.444 | -343.3138 |  | 3691.444 | 4373.1167 | 0 | 1023.6317 |  |  | 94.3225 | 184.6933 | 668.673 | 0 |  |  |  | 97.746 |  | 52.803 | 0 |  | 36.25 | 25 | 0.33736 | 4.997 | 0.034094
4 Occupant_USA_TN_Memphis._Electric Storage_50-gallon | USA_TN_Memphis. | Electric Storage_50-gallon | 4 | 14182.7557 | 97.746 |  | 5851.4581 | 1191.4191 |  | 718.0511 | 2326.6568 | 112.3845 | 27.7655 | 333.2179 |  | 4130.3482 | 529.6908 | 0 |  |  | 2934.5493 | -328.9974 |  | 2934.5493 | 4373.1167 | 0 | 1023.6317 |  |  | 94.3225 | 184.6933 | 668.673 | 0 |  |  |  | 97.746 |  | 52.803 | 0 |  | 5.5 | 1145 | 0.228 | 3.8942 | 0.029628
4 Occupant_USA_TN_Nashvill_Electric Storage_50-gallon | USA_TN_Nashvill | Electric Storage_50-gallon | 4 | 13756.8594 | 97.746 |  | 5315.993 | 1261.5965 |  | 745.5083 | 2384.9588 | 117.6423 | 26.4335 | 372.0123 |  | 3573.0213 | 481.3752 | 0 |  |  | 3044.1181 | -330.9243 |  | 3044.1181 | 4373.1167 | 0 | 1023.6317 |  |  | 94.3225 | 184.6933 | 668.673 | 0 |  |  |  | 97.746 |  | 52.803 | 0 |  | 5 | 880.25 | 0.2008 | 2.9912 | 0.026482
4 Occupant_USA_TX_Austin-C_Electric Storage_50-gallon | USA_TX_Austin-C | Electric Storage_50-gallon | 4 | 14637.5954 | 97.746 |  | 6572.7217 | 480.9784 |  | 242.3889 | 753.4679 | 38.7435 | 7.5639 | 192.2821 |  | 5473.5643 | 618.179 | 0 |  |  | 2668.1253 | -322.2723 |  | 2668.1253 | 4373.1167 | 0 | 1023.6317 |  |  | 94.3225 | 184.6933 | 668.673 | 0 |  |  |  | 97.746 |  | 52.803 | 0 |  | 0.25 | 1308.5 | 0.14691 | 2.1872 | 0.03397
4 Occupant_USA_TX_Dallas-F_Electric Storage_50-gallon | USA_TX_Dallas-F | Electric Storage_50-gallon | 4 | 14513.9964 | 97.746 |  | 6335.3374 | 682.3187 |  | 378.6798 | 1236.8267 | 4.3479 | 12.8463 | 286.4447 |  | 5096.1813 | 556.8374 | 0 |  |  | 2781.9107 | -327.8825 |  | 2781.9107 | 4373.1167 | 0 | 1023.6317 |  |  | 94.3225 | 184.6933 | 668.673 | 0 |  |  |  | 97.746 |  | 52.803 | 0 |  | 0.75 | 534 | 0.29585 | 5.2534 | 0.033828
4 Occupant_USA_TX_Houston-_Electric Storage_50-gallon | USA_TX_Houston- | Electric Storage_50-gallon | 4 | 14532.3032 | 97.746 |  | 6530.0076 | 223.0261 |  | 91.1864 | 312.2911 | 0.35174 | 3.1678 | 128.3202 |  | 5698.7833 | 608.1982 | 0 |  |  | 2605.5472 | -322.0974 |  | 2605.5472 | 4373.1167 | 0 | 1023.6317 |  |  | 94.3225 | 184.6933 | 668.673 | 0 |  |  |  | 97.746 |  | 52.803 | 0 |  | 0 | 1084.25 | 0.17937 | 3.5591 | 0.034506
4 Occupant_USA_TX_Lubbock._Electric Storage_50-gallon | USA_TX_Lubbock. | Electric Storage_50-gallon | 4 | 14510.579 | 97.746 |  | 6067.2259 | 1474.2514 |  | 991.8467 | 3043.9866 | 36.1156 | 47.435 | 398.8541 |  | 4039.7265 | 553.248 | 0 |  |  | 3046.6047 | -332.5459 |  | 3046.6047 | 4373.1167 | 0 | 1023.6317 |  |  | 94.3225 | 184.6933 | 668.673 | 0 |  |  |  | 97.746 |  | 52.803 | 0 |  | 0 | 169.25 | 0.332 | 6.436 | 0.034288
4 Occupant_USA_TX_San.Anto_Electric Storage_50-gallon | USA_TX_San.Anto | Electric Storage_50-gallon | 4 | 15031.0189 | 97.746 |  | 6987.8409 | 464.7268 |  | 252.8793 | 788.9224 | 34.9822 | 6.4288 | 170.4366 |  | 5860.7339 | 662.3801 | 0 |  |  | 2646.4297 | -323.2788 |  | 2646.4297 | 4373.1167 | 0 | 1023.6317 |  |  | 94.3225 | 184.6933 | 668.673 | 0 |  |  |  | 97.746 |  | 52.803 | 0 |  | 0 | 999.25 | 0.23112 | 4.257 | 0.03845
4 Occupant_USA_UT_Salt.Lak_Electric Storage_50-gallon | USA_UT_Salt.Lak | Electric Storage_50-gallon | 4 | 15032.0527 | 97.746 |  | 6251.1635 | 2852.7197 |  | 1954.1362 | 5875.2342 | 239.3792 | 84.2332 | 574.9711 |  | 2858.1678 | 540.2759 | 0 |  |  | 3384.1409 | -338.5797 |  | 3384.1409 | 4373.1167 | 0 | 1023.6317 |  |  | 94.3225 | 184.6933 | 668.673 | 0 |  |  |  | 97.746 |  | 52.803 | 0 |  | 1 | 104.25 | 0.26145 | 3.5044 | 0.031375
4 Occupant_USA_UT_St.Georg_Electric Storage_50-gallon | USA_UT_St.Georg | Electric Storage_50-gallon | 4 | 14545.7933 | 97.746 |  | 6252.2744 | 931.4268 |  | 488.6842 | 1520.0259 | 7.5861 | 13.2494 | 421.9072 |  | 4767.4983 | 553.3492 | 0 |  |  | 2896.7706 | -329.8314 |  | 2896.7706 | 4373.1167 | 0 | 1023.6317 |  |  | 94.3225 | 184.6933 | 668.673 | 0 |  |  |  | 97.746 |  | 52.803 | 0 |  | 0 | 401.5 | 0.19668 | 3.2767 | 0.032173
4 Occupant_USA_UT_Vernal.R_Electric Storage_50-gallon | USA_UT_Vernal.R | Electric Storage_50-gallon | 4 | 16847.1429 | 97.746 |  | 7801.5786 | 4970.7717 |  | 2813.5989 | 7981.1292 | 1489.6224 | 90.5622 | 576.9883 |  | 2247.1544 | 583.6525 | 0 |  |  | 3648.8159 | -340.6334 |  | 3648.8159 | 4373.1167 | 0 | 1023.6317 |  |  | 94.3225 | 184.6933 | 668.673 | 0 |  |  |  | 97.746 |  | 52.803 | 0 |  | 5 | 61.5 | 0.23898 | 2.4197 | 0.032491
4 Occupant_USA_VA_Norfolk._Electric Storage_50-gallon | USA_VA_Norfolk. | Electric Storage_50-gallon | 4 | 13523.1762 | 97.746 |  | 5095.8167 | 1133.9841 |  | 686.8862 | 2284.7406 | 42.722 | 21.5495 | 382.8265 |  | 3501.7406 | 460.092 | 0 |  |  | 3030.6112 | -331.019 |  | 3030.6112 | 4373.1167 | 0 | 1023.6317 |  |  | 94.3225 | 184.6933 | 668.673 | 0 |  |  |  | 97.746 |  | 52.803 | 0 |  | 12.25 | 858.25 | 0.25339 | 4.4576 | 0.026137
4 Occupant_USA_VT_Burlingt_Electric Storage_50-gallon | USA_VT_Burlingt | Electric Storage_50-gallon | 4 | 18147.9186 | 97.746 |  | 9095.6841 | 6804.2085 |  | 3144.8189 | 9612.8796 | 3162.5511 | 85.8904 | 410.948 |  | 1742.0173 | 549.4583 | 0 |  |  | 3655.4861 | -343.934 |  | 3655.4861 | 4373.1167 | 0 | 1023.6317 |  |  | 94.3225 | 184.6933 | 668.673 | 0 |  |  |  | 97.746 |  | 52.803 | 0 |  | 81 | 284.25 | 0.28839 | 3.5699 | 0.030451
4 Occupant_USA_WA_Seattle-_Electric Storage_50-gallon | USA_WA_Seattle- | Electric Storage_50-gallon | 4 | 12412.6545 | 97.746 |  | 3593.3309 | 1900.4096 |  | 1261.8805 | 4490.1918 | 34.4365 | 49.5486 | 554.544 |  | 1392.7184 | 300.203 | 0 |  |  | 3422.5752 | -341.9064 |  | 3422.5752 | 4373.1167 | 0 | 1023.6317 |  |  | 94.3225 | 184.6933 | 668.673 | 0 |  |  |  | 97.746 |  | 52.803 | 0 |  | 45.25 | 291.5 | 0.25476 | 3.6221 | 0.016835
4 Occupant_USA_WA_Spokane._Electric Storage_50-gallon | USA_WA_Spokane. | Electric Storage_50-gallon | 4 | 15792.4862 | 97.746 |  | 6783.2966 | 4481.8112 |  | 2886.5434 | 9025.8698 | 869.207 | 161.6162 | 564.4447 |  | 1771.1003 | 530.385 | 0 |  |  | 3612.4413 | -343.7894 |  | 3612.4413 | 4373.1167 | 0 | 1023.6317 |  |  | 94.3225 | 184.6933 | 668.673 | 0 |  |  |  | 97.746 |  | 52.803 | 0 |  | 24.5 | 155.75 | 0.2911 | 3.9884 | 0.030074
4 Occupant_USA_WI_Milwauke_Electric Storage_50-gallon | USA_WI_Milwauke | Electric Storage_50-gallon | 4 | 16970.0586 | 97.746 |  | 7991.3669 | 5591.5382 |  | 3034.7637 | 9306.0444 | 2007.701 | 91.4027 | 457.6708 |  | 1873.9502 | 525.8784 | 0 |  |  | 3581.9433 | -342.9595 |  | 3581.9433 | 4373.1167 | 0 | 1023.6317 |  |  | 94.3225 | 184.6933 | 668.673 | 0 |  |  |  | 97.746 |  | 52.803 | 0 |  | 30 | 101.5 | 0.30318 | 5.0581 | 0.030202
4 Occupant_USA_WI_Rhinelan_Electric Storage_50-gallon | USA_WI_Rhinelan | Electric Storage_50-gallon | 4 | 21318.0995 | 97.746 |  | 12044.4979 | 10011.052 |  | 3727.2289 | 10911.007 | 5737.321 | 132.897 | 413.6051 |  | 1435.8488 | 597.5972 | 0 |  |  | 3876.8533 | -345.4168 |  | 3876.8533 | 4373.1167 | 0 | 1023.6317 |  |  | 94.3225 | 184.6933 | 668.673 | 0 |  |  |  | 97.746 |  | 52.803 | 0 |  | 91.25 | 180.25 | 0.28042 | 3.5661 | 0.032598
4 Occupant_USA_WV_Charlest_Electric Storage_50-gallon | USA_WV_Charlest | Electric Storage_50-gallon | 4 | 14275.1634 | 97.746 |  | 5591.9319 | 2368.325 |  | 1412.4849 | 4360.5484 | 459.3236 | 56.7778 | 439.7388 |  | 2750.7346 | 472.8723 | 0 |  |  | 3286.4832 | -335.6318 |  | 3286.4832 | 4373.1167 | 0 | 1023.6317 |  |  | 94.3225 | 184.6933 | 668.673 | 0 |  |  |  | 97.746 |  | 52.803 | 0 |  | 5.75 | 420.5 | 0.1856 | 2.2895 | 0.025896
4 Occupant_USA_WV_Morganto_Electric Storage_50-gallon | USA_WV_Morganto | Electric Storage_50-gallon | 4 | 14753.816 | 97.746 |  | 5969.2865 | 3092.4088 |  | 1829.7217 | 5603.7649 | 769.1059 | 55.8073 | 437.7739 |  | 2395.9665 | 480.9112 | 0 |  |  | 3387.7812 | -337.7288 |  | 3387.7812 | 4373.1167 | 0 | 1023.6317 |  |  | 94.3225 | 184.6933 | 668.673 | 0 |  |  |  | 97.746 |  | 52.803 | 0 |  | 9.25 | 347 | 0.1932 | 2.1012 | 0.026068
4 Occupant_USA_WY_Cheyenne_Electric Storage_50-gallon | USA_WY_Cheyenne | Electric Storage_50-gallon | 4 | 15920.8078 | 97.746 |  | 6836.7776 | 4888.1974 |  | 3011.8449 | 9097.6675 | 1182.997 | 72.5603 | 620.7951 |  | 1443.4618 | 505.1184 | 0 |  |  | 3687.2818 | -344.5802 |  | 3687.2818 | 4373.1167 | 0 | 1023.6317 |  |  | 94.3225 | 184.6933 | 668.673 | 0 |  |  |  | 97.746 |  | 52.803 | 0 |  | 6.5 | 13.75 | 0.35733 | 6.8733 | 0.029925
4 Occupant_USA_WY_Jackson._Electric Storage_50-gallon | USA_WY_Jackson. | Electric Storage_50-gallon | 4 | 19863.4667 | 97.746 |  | 10432.9979 | 8780.8355 |  | 4443.4532 | 12780.5606 | 3521.1683 | 176.7834 | 639.4306 |  | 1014.5228 | 637.6396 | 0 |  |  | 4033.7204 | -348.093 |  | 4033.7204 | 4373.1167 | 0 | 1023.6317 |  |  | 94.3225 | 184.6933 | 668.673 | 0 |  |  |  | 97.746 |  | 52.803 | 0 |  | 49.75 | 14.75 | 0.32273 | 3.393 | 0.035699
5 Occupant_USA_AL_Birmingh_Electric Storage_50-gallon | USA_AL_Birmingh | Electric Storage_50-gallon | 5 | 14720.8351 | 97.746 |  | 5349.5122 | 791.9493 |  | 397.5017 | 1268.5623 | 56.1708 | 16.1349 | 322.142 |  | 4056.3756 | 501.1873 | 0 |  |  | 3974.5745 | -326.1702 |  | 3974.5745 | 4373.1167 | 0 | 1023.6317 |  |  | 94.3225 | 184.6933 | 668.673 | 0 |  |  |  | 97.746 |  | 52.803 | 0 |  | 3.25 | 1023 | 0.17287 | 2.7822 | 0.027236
5 Occupant_USA_AL_Mobile.R_Electric Storage_50-gallon | USA_AL_Mobile.R | Electric Storage_50-gallon | 5 | 14870.0071 | 97.746 |  | 5735.2046 | 336.5979 |  | 141.3338 | 448.0769 | 6.7354 | 4.6221 | 183.9066 |  | 4843.2292 | 555.3775 | 0 |  |  | 3738.0541 | -322.4859 |  | 3738.0541 | 4373.1167 | 0 | 1023.6317 |  |  | 94.3225 | 184.6933 | 668.673 | 0 |  |  |  | 97.746 |  | 52.803 | 0 |  | 0.5 | 1072.75 | 0.18111 | 3.2537 | 0.030708
5 Occupant_USA_AR_Fayettev_Electric Storage_50-gallon | USA_AR_Fayettev | Electric Storage_50-gallon | 5 | 15324.8449 | 97.746 |  | 5620.1798 | 1796.521 |  | 1109.2613 | 3407.8367 | 206.8632 | 55.4905 | 424.906 |  | 3343.4733 | 480.1855 | 0 |  |  | 4307.9167 | -331.7138 |  | 4307.9167 | 4373.1167 | 0 | 1023.6317 |  |  | 94.3225 | 184.6933 | 668.673 | 0 |  |  |  | 97.746 |  | 52.803 | 0 |  | 2.5 | 413.75 | 0.21692 | 2.9719 | 0.027142
5 Occupant_USA_AR_Little.R_Electric Storage_50-gallon | USA_AR_Little.R | Electric Storage_50-gallon | 5 | 15192.5248 | 97.746 |  | 5726.5091 | 1114.0221 |  | 632.7726 | 1989.0707 | 71.1281 | 25.7674 | 384.3539 |  | 4103.3477 | 509.1393 | 0 |  |  | 4069.2674 | -328.0311 |  | 4069.2674 | 4373.1167 | 0 | 1023.6317 |  |  | 94.3225 | 184.6933 | 668.673 | 0 |  |  |  | 97.746 |  | 52.803 | 0 |  | 2.5 | 907 | 0.17012 | 2.6593 | 0.028126
5 Occupant_USA_AZ_Flagstaf_Electric Storage_50-gallon | USA_AZ_Flagstaf | Electric Storage_50-gallon | 5 | 15826.2112 | 97.746 |  | 5464.6417 | 3418.8031 |  | 1945.9493 | 5815.6685 | 700.201 | 94.3508 | 678.3021 |  | 1617.1655 | 428.6731 | 0 |  |  | 4964.8211 | -336.9101 |  | 4964.8211 | 4373.1167 | 0 | 1023.6317 |  |  | 94.3225 | 184.6933 | 668.673 | 0 |  |  |  | 97.746 |  | 52.803 | 0 |  | 6.25 | 44 | 0.27739 | 3.7918 | 0.023999
5 Occupant_USA_AZ_Kingman._Electric Storage_50-gallon | USA_AZ_Kingman. | Electric Storage_50-gallon | 5 | 15100.1586 | 97.746 |  | 5730.1915 | 880.9139 |  | 427.6139 | 1353.3526 | 6.3706 | 10.4815 | 436.4479 |  | 4334.645 | 514.6326 | 0 |  |  | 3973.2187 | -329.2316 |  | 3973.2187 | 4373.1167 | 0 | 1023.6317 |  |  | 94.3225 | 184.6933 | 668.673 | 0 |  |  |  | 97.746 |  | 52.803 | 0 |  | 0 | 272.5 | 0.27885 | 4.9664 | 0.030935
5 Occupant_USA_AZ_Phoenix-_Electric Storage_50-gallon | USA_AZ_Phoenix- | Electric Storage_50-gallon | 5 | 17538.2631 | 97.746 |  | 8954.9546 | 86.8018 |  | 2.0048 | 6.7228 | 0 | 0.066259 | 84.7308 |  | 8080.3741 | 787.7786 | 0 |  |  | 3186.5602 | -318.6686 |  | 3186.5602 | 4373.1167 | 0 | 1023.6317 |  |  | 94.3225 | 184.6933 | 668.673 | 0 |  |  |  | 97.746 |  | 52.803 | 0 |  | 0 | 1072.25 | 0.15693 | 3.5124 | 0.046122
5 Occupant_USA_AZ_Prescott_Electric Storage_50-gallon | USA_AZ_Prescott | Electric Storage_50-gallon | 5 | 14629.3324 | 97.746 |  | 4886.5278 | 1331.396 |  | 736.099 | 2243.099 | 24.5781 | 31.2825 | 539.4364 |  | 3104.2704 | 450.8614 | 0 |  |  | 4346.0562 | -330.6846 |  | 4346.0562 | 4373.1167 | 0 | 1023.6317 |  |  | 94.3225 | 184.6933 | 668.673 | 0 |  |  |  | 97.746 |  | 52.803 | 0 |  | 0.25 | 75.75 | 0.22817 | 3.1739 | 0.025707
5 Occupant_USA_CA_Bakersfi_Electric Storage_50-gallon | USA_CA_Bakersfi | Electric Storage_50-gallon | 5 | 14995.2271 | 97.746 |  | 5825.8213 | 333.2135 |  | 78.3649 | 261.0638 | 0.93426 | 3.8122 | 250.1022 |  | 4945.5653 | 547.0426 | 0 |  |  | 3772.6574 | -323.928 |  | 3772.6574 | 4373.1167 | 0 | 1023.6317 |  |  | 94.3225 | 184.6933 | 668.673 | 0 |  |  |  | 97.746 |  | 52.803 | 0 |  | 0 | 742.75 | 0.16788 | 2.6186 | 0.030862
5 Occupant_USA_CA_Bishop-E_Electric Storage_50-gallon | USA_CA_Bishop-E | Electric Storage_50-gallon | 5 | 15245.9219 | 97.746 |  | 5555.1993 | 1553.3917 |  | 939.0021 | 2840.8469 | 67.988 | 17.3561 | 529.0455 |  | 3512.0401 | 489.7675 | 0 |  |  | 4293.9743 | -331.8269 |  | 4293.9743 | 4373.1167 | 0 | 1023.6317 |  |  | 94.3225 | 184.6933 | 668.673 | 0 |  |  |  | 97.746 |  | 52.803 | 0 |  | 0.5 | 292.75 | 0.25647 | 3.6506 | 0.028165
5 Occupant_USA_CA_Crescent_Electric Storage_50-gallon | USA_CA_Crescent | Electric Storage_50-gallon | 5 | 12012.117 | 97.746 |  | 1923.8253 | 894.7877 |  | 442.3017 | 1650.1457 | 20.4638 | 13.9339 | 418.0883 |  | 869.3306 | 159.707 | 0 |  |  | 4691.5433 | -336.1333 |  | 4691.5433 | 4373.1167 | 0 | 1023.6317 |  |  | 94.3225 | 184.6933 | 668.673 | 0 |  |  |  | 97.746 |  | 52.803 | 0 |  | 98.5 | 209 | 0.26645 | 3.7208 | 0.0098029
5 Occupant_USA_CA_Imperial_Electric Storage_50-gallon | USA_CA_Imperial | Electric Storage_50-gallon | 5 | 17158.2096 | 97.746 |  | 8466.4132 | 161.3964 |  | 21.4714 | 69.1743 | 0.12316 | 0.49066 | 139.3112 |  | 7583.5222 | 721.4946 | 0 |  |  | 3295.0481 | -319.4969 |  | 3295.0481 | 4373.1167 | 0 | 1023.6317 |  |  | 94.3225 | 184.6933 | 668.673 | 0 |  |  |  | 97.746 |  | 52.803 | 0 |  | 0 | 1280 | 0.16381 | 3.7159 | 0.041671
5 Occupant_USA_CA_Los.Ange_Electric Storage_50-gallon | USA_CA_Los.Ange | Electric Storage_50-gallon | 5 | 13166.1572 | 97.746 |  | 3781.6669 | 35.09 |  | 1.5626 | 5.7764 | 0 | 0.00072813 | 33.5266 |  | 3328.999 | 417.5779 | 0 |  |  | 3987.7419 | -320.3217 |  | 3987.7419 | 4373.1167 | 0 | 1023.6317 |  |  | 94.3225 | 184.6933 | 668.673 | 0 |  |  |  | 97.746 |  | 52.803 | 0 |  | 0 | 869.25 | 0.18629 | 4.112 | 0.022189
5 Occupant_USA_CA_Riversid_Electric Storage_50-gallon | USA_CA_Riversid | Electric Storage_50-gallon | 5 | 14459.0494 | 97.746 |  | 5220.0015 | 190.0404 |  | 25.9585 | 87.9019 | 0 | 0.89452 | 163.1873 |  | 4512.7771 | 517.184 | 0 |  |  | 3842.2996 | -322.7236 |  | 3842.2996 | 4373.1167 | 0 | 1023.6317 |  |  | 94.3225 | 184.6933 | 668.673 | 0 |  |  |  | 97.746 |  | 52.803 | 0 |  | 0 | 515.75 | 0.14388 | 2.5786 | 0.028797
5 Occupant_USA_CA_Sacramen_Electric Storage_50-gallon | USA_CA_Sacramen | Electric Storage_50-gallon | 5 | 14148.3798 | 97.746 |  | 4628.1841 | 630.3272 |  | 262.0785 | 872.561 | 4.8603 | 14.4823 | 348.9062 |  | 3567.6902 | 430.1667 | 0 |  |  | 4123.4474 | -328.2723 |  | 4123.4474 | 4373.1167 | 0 | 1023.6317 |  |  | 94.3225 | 184.6933 | 668.673 | 0 |  |  |  | 97.746 |  | 52.803 | 0 |  | 0.5 | 468.75 | 0.24109 | 3.4512 | 0.025205
5 Occupant_USA_CA_San.Jose_Electric Storage_50-gallon | USA_CA_San.Jose | Electric Storage_50-gallon | 5 | 13170.3919 | 97.746 |  | 3565.4259 | 339.7315 |  | 89.5584 | 307.5661 | 0.35778 | 4.1496 | 245.6657 |  | 2864.0182 | 361.6762 | 0 |  |  | 4208.2177 | -326.1705 |  | 4208.2177 | 4373.1167 | 0 | 1023.6317 |  |  | 94.3225 | 184.6933 | 668.673 | 0 |  |  |  | 97.746 |  | 52.803 | 0 |  | 0.75 | 252.75 | 0.21266 | 3.2997 | 0.020372
5 Occupant_USA_CA_Santa.An_Electric Storage_50-gallon | USA_CA_Santa.An | Electric Storage_50-gallon | 5 | 13626.0142 | 97.746 |  | 4309.762 | 66.3446 |  | 3.3325 | 11.5843 | 0 | 0.097442 | 62.9147 |  | 3781.0388 | 462.3785 | 0 |  |  | 3919.5038 | -320.7855 |  | 3919.5038 | 4373.1167 | 0 | 1023.6317 |  |  | 94.3225 | 184.6933 | 668.673 | 0 |  |  |  | 97.746 |  | 52.803 | 0 |  | 0 | 603 | 0.16392 | 2.3174 | 0.024843
5 Occupant_USA_CO_Alamosa-_Electric Storage_50-gallon | USA_CO_Alamosa- | Electric Storage_50-gallon | 5 | 18264.305 | 97.746 |  | 7650.6556 | 5704.8699 |  | 2751.1334 | 7519.8159 | 2180.3202 | 70.9713 | 702.445 |  | 1444.0187 | 501.767 | 0 |  |  | 5216.901 | -339.1568 |  | 5216.901 | 4373.1167 | 0 | 1023.6317 |  |  | 94.3225 | 184.6933 | 668.673 | 0 |  |  |  | 97.746 |  | 52.803 | 0 |  | 19 | 37.25 | 0.30245 | 3.774 | 0.028531
5 Occupant_USA_CO_Aspen-Pi_Electric Storage_50-gallon | USA_CO_Aspen-Pi | Electric Storage_50-gallon | 5 | 17670.7749 | 97.746 |  | 6984.0999 | 5269.5979 |  | 3071.7038 | 8639.5406 | 1335.6357 | 105.2773 | 756.9812 |  | 1206.7232 | 507.7788 | 0 |  |  | 5289.9267 | -340.7791 |  | 5289.9267 | 4373.1167 | 0 | 1023.6317 |  |  | 94.3225 | 184.6933 | 668.673 | 0 |  |  |  | 97.746 |  | 52.803 | 0 |  | 3.25 | 19.25 | 0.27443 | 2.5097 | 0.028664
5 Occupant_USA_CO_Denver.I_Electric Storage_50-gallon | USA_CO_Denver.I | Electric Storage_50-gallon | 5 | 16394.0568 | 97.746 |  | 6284.122 | 3293.3849 |  | 2093.6933 | 6113.5194 | 557.7721 | 55.7009 | 586.2187 |  | 2468.3513 | 522.3858 | 0 |  |  | 4713.1865 | -336.5185 |  | 4713.1865 | 4373.1167 | 0 | 1023.6317 |  |  | 94.3225 | 184.6933 | 668.673 | 0 |  |  |  | 97.746 |  | 52.803 | 0 |  | 5.25 | 20 | 0.31215 | 5.1141 | 0.031348
5 Occupant_USA_CO_Trinidad_Electric Storage_50-gallon | USA_CO_Trinidad | Electric Storage_50-gallon | 5 | 15529.9379 | 97.746 |  | 5534.7966 | 2556.1731 |  | 1515.5123 | 4502.4481 | 442.8003 | 39.9579 | 557.9026 |  | 2512.0349 | 466.5886 | 0 |  |  | 4598.393 | -334.4237 |  | 4598.393 | 4373.1167 | 0 | 1023.6317 |  |  | 94.3225 | 184.6933 | 668.673 | 0 |  |  |  | 97.746 |  | 52.803 | 0 |  | 1.25 | 76.5 | 0.2863 | 5.585 | 0.026953
5 Occupant_USA_CT_Bridgepo_Electric Storage_50-gallon | USA_CT_Bridgepo | Electric Storage_50-gallon | 5 | 15686.8776 | 97.746 |  | 5710.9161 | 3063.4991 |  | 1778.1732 | 5684.3596 | 760.5491 | 43.487 | 481.2897 |  | 2215.1842 | 432.2328 | 0 |  |  | 4579.2132 | -336.677 |  | 4579.2132 | 4373.1167 | 0 | 1023.6317 |  |  | 94.3225 | 184.6933 | 668.673 | 0 |  |  |  | 97.746 |  | 52.803 | 0 |  | 28.75 | 414.25 | 0.2642 | 4.5429 | 0.024266
5 Occupant_USA_DE_Wilmingt_Electric Storage_50-gallon | USA_DE_Wilmingt | Electric Storage_50-gallon | 5 | 15588.4689 | 97.746 |  | 5753.2298 | 2603.8543 |  | 1633.2591 | 5163.5012 | 463.263 | 47.8575 | 459.4747 |  | 2689.6738 | 459.7017 | 0 |  |  | 4438.4908 | -335.5062 |  | 4438.4908 | 4373.1167 | 0 | 1023.6317 |  |  | 94.3225 | 184.6933 | 668.673 | 0 |  |  |  | 97.746 |  | 52.803 | 0 |  | 9 | 343.5 | 0.25354 | 4.4183 | 0.026084
5 Occupant_USA_FL_Fort.Mye_Electric Storage_50-gallon | USA_FL_Fort.Mye | Electric Storage_50-gallon | 5 | 15932.4437 | 97.746 |  | 7220.6522 | 35.7509 |  | 5.581 | 18.8764 | 0 | 0.032638 | 30.1373 |  | 6471.273 | 713.6283 | 0 |  |  | 3315.0431 | -316.5502 |  | 3315.0431 | 4373.1167 | 0 | 1023.6317 |  |  | 94.3225 | 184.6933 | 668.673 | 0 |  |  |  | 97.746 |  | 52.803 | 0 |  | 0 | 2010.5 | 0.14735 | 3.5125 | 0.038317
5 Occupant_USA_FL_Jacksonv_Electric Storage_50-gallon | USA_FL_Jacksonv | Electric Storage_50-gallon | 5 | 14957.0083 | 97.746 |  | 5846.4871 | 260.8401 |  | 91.6194 | 291.0249 | 1.4804 | 5.0962 | 162.6441 |  | 5029.2563 | 556.3907 | 0 |  |  | 3713.7729 | -321.6884 |  | 3713.7729 | 4373.1167 | 0 | 1023.6317 |  |  | 94.3225 | 184.6933 | 668.673 | 0 |  |  |  | 97.746 |  | 52.803 | 0 |  | 0.25 | 971.25 | 0.16959 | 3.3473 | 0.030644
5 Occupant_USA_FL_Miami.Na_Electric Storage_50-gallon | USA_FL_Miami.Na | Electric Storage_50-gallon | 5 | 16582.7399 | 97.746 |  | 8016.39 | 4.2549 |  | 0.17532 | 0.61918 | 0 | 0 | 4.0796 |  | 7239.2263 | 772.9087 | 0 |  |  | 3169.6016 | -316.9683 |  | 3169.6016 | 4373.1167 | 0 | 1023.6317 |  |  | 94.3225 | 184.6933 | 668.673 | 0 |  |  |  | 97.746 |  | 52.803 | 0 |  | 0 | 1623.5 | 0.15576 | 4.1835 | 0.042137
5 Occupant_USA_GA_Atlanta-_Electric Storage_50-gallon | USA_GA_Atlanta- | Electric Storage_50-gallon | 5 | 14667.6293 | 97.746 |  | 5265.2948 | 794.8824 |  | 424.0976 | 1383.4389 | 25.9343 | 15.7122 | 329.1384 |  | 3973.5903 | 496.8221 | 0 |  |  | 4005.5861 | -327.4143 |  | 4005.5861 | 4373.1167 | 0 | 1023.6317 |  |  | 94.3225 | 184.6933 | 668.673 | 0 |  |  |  | 97.746 |  | 52.803 | 0 |  | 1.5 | 756 | 0.20467 | 3.9661 | 0.027959
5 Occupant_USA_GA_Rome-Rus_Electric Storage_50-gallon | USA_GA_Rome-Rus | Electric Storage_50-gallon | 5 | 14757.5957 | 97.746 |  | 5253.6821 | 1012.2613 |  | 545.8911 | 1724.5966 | 70.6475 | 17.5652 | 378.1576 |  | 3757.2299 | 484.191 | 0 |  |  | 4107.1652 | -328.1893 |  | 4107.1652 | 4373.1167 | 0 | 1023.6317 |  |  | 94.3225 | 184.6933 | 668.673 | 0 |  |  |  | 97.746 |  | 52.803 | 0 |  | 1.25 | 766.5 | 0.15529 | 1.9221 | 0.026452
5 Occupant_USA_GA_Savannah_Electric Storage_50-gallon | USA_GA_Savannah | Electric Storage_50-gallon | 5 | 14914.8825 | 97.746 |  | 5727.2896 | 405.2532 |  | 166.2105 | 532.748 | 4.9237 | 8.3831 | 225.7359 |  | 4805.842 | 516.1945 | 0 |  |  | 3790.8445 | -324.3534 |  | 3790.8445 | 4373.1167 | 0 | 1023.6317 |  |  | 94.3225 | 184.6933 | 668.673 | 0 |  |  |  | 97.746 |  | 52.803 | 0 |  | 0.25 | 622 | 0.17742 | 3.3943 | 0.029012
5 Occupant_USA_IA_Des.Moin_Electric Storage_50-gallon | USA_IA_Des.Moin | Electric Storage_50-gallon | 5 | 18841.0726 | 97.746 |  | 8763.8795 | 5502.6282 |  | 2762.5545 | 8194.1341 | 2206.075 | 80.0032 | 453.9955 |  | 2673.6341 | 587.6172 | 0 |  |  | 4680.4448 | -337.7071 |  | 4680.4448 | 4373.1167 | 0 | 1023.6317 |  |  | 94.3225 | 184.6933 | 668.673 | 0 |  |  |  | 97.746 |  | 52.803 | 0 |  | 24 | 257.5 | 0.30161 | 4.8656 | 0.033921
5 Occupant_USA_IA_Sioux.Ci_Electric Storage_50-gallon | USA_IA_Sioux.Ci | Electric Storage_50-gallon | 5 | 20284.4652 | 97.746 |  | 10050.2152 | 7041.3634 |  | 3460.0526 | 10039.6492 | 3057.0406 | 102.0456 | 422.2246 |  | 2416.4553 | 592.3966 | 0 |  |  | 4837.5017 | -338.7967 |  | 4837.5017 | 4373.1167 | 0 | 1023.6317 |  |  | 94.3225 | 184.6933 | 668.673 | 0 |  |  |  | 97.746 |  | 52.803 | 0 |  | 25.5 | 110 | 0.3272 | 5.1059 | 0.034567
5 Occupant_USA_ID_Boise.AP_Electric Storage_50-gallon | USA_ID_Boise.AP | Electric Storage_50-gallon | 5 | 15757.9805 | 97.746 |  | 5764.4913 | 2665.1162 |  | 1804.6288 | 5600.3332 | 156.9003 | 83.8643 | 619.7229 |  | 2606.7668 | 492.6083 | 0 |  |  | 4596.7409 | -337.2146 |  | 4596.7409 | 4373.1167 | 0 | 1023.6317 |  |  | 94.3225 | 184.6933 | 668.673 | 0 |  |  |  | 97.746 |  | 52.803 | 0 |  | 1 | 171.5 | 0.24601 | 3.5802 | 0.028618
5 Occupant_USA_ID_Idaho.Fa_Electric Storage_50-gallon | USA_ID_Idaho.Fa | Electric Storage_50-gallon | 5 | 18851.3616 | 97.746 |  | 8383.9599 | 6053.7514 |  | 3580.5656 | 10594.334 | 1727.0887 | 150.9244 | 595.1727 |  | 1723.7086 | 606.4998 | 0 |  |  | 5070.6534 | -341.4346 |  | 5070.6534 | 4373.1167 | 0 | 1023.6317 |  |  | 94.3225 | 184.6933 | 668.673 | 0 |  |  |  | 97.746 |  | 52.803 | 0 |  | 24.25 | 60.5 | 0.33664 | 4.3037 | 0.034991
5 Occupant_USA_IL_Bellevil_Electric Storage_50-gallon | USA_IL_Bellevil | Electric Storage_50-gallon | 5 | 16101.4447 | 97.746 |  | 6282.3868 | 2592.8422 |  | 1590.9897 | 4945.2039 | 464.7271 | 78.7457 | 458.3797 |  | 3158.674 | 530.8706 | 0 |  |  | 4422.3095 | -333.6365 |  | 4422.3095 | 4373.1167 | 0 | 1023.6317 |  |  | 94.3225 | 184.6933 | 668.673 | 0 |  |  |  | 97.746 |  | 52.803 | 0 |  | 5.25 | 620.25 | 0.22604 | 3.3582 | 0.029875
5 Occupant_USA_IL_Chicago._Electric Storage_50-gallon | USA_IL_Chicago. | Electric Storage_50-gallon | 5 | 18172.6379 | 97.746 |  | 8067.302 | 5199.3569 |  | 2788.4681 | 8310.2424 | 1913.938 | 74.4217 | 422.5291 |  | 2358.2232 | 509.7219 | 0 |  |  | 4708.5876 | -338.0925 |  | 4708.5876 | 4373.1167 | 0 | 1023.6317 |  |  | 94.3225 | 184.6933 | 668.673 | 0 |  |  |  | 97.746 |  | 52.803 | 0 |  | 22.5 | 124.5 | 0.29762 | 5.3691 | 0.029476
5 Occupant_USA_IN_Evansvil_Electric Storage_50-gallon | USA_IN_Evansvil | Electric Storage_50-gallon | 5 | 15570.0648 | 97.746 |  | 5844.1934 | 2166.2634 |  | 1321.0861 | 4135.6491 | 374.4703 | 45.2309 | 425.4761 |  | 3175.8633 | 502.0667 | 0 |  |  | 4329.1231 | -332.9994 |  | 4329.1231 | 4373.1167 | 0 | 1023.6317 |  |  | 94.3225 | 184.6933 | 668.673 | 0 |  |  |  | 97.746 |  | 52.803 | 0 |  | 7.75 | 600 | 0.21704 | 3.2719 | 0.027965
5 Occupant_USA_IN_Indianap_Electric Storage_50-gallon | USA_IN_Indianap | Electric Storage_50-gallon | 5 | 17158.3463 | 97.746 |  | 7204.4951 | 3908.7848 |  | 2164.5109 | 6637.2062 | 1253.1393 | 70.9795 | 420.1551 |  | 2744.3914 | 551.319 | 0 |  |  | 4557.1029 | -335.9417 |  | 4557.1029 | 4373.1167 | 0 | 1023.6317 |  |  | 94.3225 | 184.6933 | 668.673 | 0 |  |  |  | 97.746 |  | 52.803 | 0 |  | 14.75 | 485.5 | 0.27937 | 5.0409 | 0.031422
5 Occupant_USA_KS_Hays.Rgn_Electric Storage_50-gallon | USA_KS_Hays.Rgn | Electric Storage_50-gallon | 5 | 17400.8679 | 97.746 |  | 7487.4794 | 3772.8678 |  | 2254.8236 | 6873.6061 | 995.8614 | 67.0714 | 455.1114 |  | 3126.6254 | 587.9862 | 0 |  |  | 4516.6401 | -335.7922 |  | 4516.6401 | 4373.1167 | 0 | 1023.6317 |  |  | 94.3225 | 184.6933 | 668.673 | 0 |  |  |  | 97.746 |  | 52.803 | 0 |  | 7.75 | 510.75 | 0.36443 | 6.1489 | 0.03515
5 Occupant_USA_KS_Wichita._Electric Storage_50-gallon | USA_KS_Wichita. | Electric Storage_50-gallon | 5 | 16131.9665 | 97.746 |  | 6425.6086 | 2221.0033 |  | 1528.1855 | 4687.3454 | 158.2543 | 64.7266 | 469.8369 |  | 3681.8306 | 522.7746 | 0 |  |  | 4309.6095 | -334.0673 |  | 4309.6095 | 4373.1167 | 0 | 1023.6317 |  |  | 94.3225 | 184.6933 | 668.673 | 0 |  |  |  | 97.746 |  | 52.803 | 0 |  | 0.5 | 297.5 | 0.34988 | 5.9494 | 0.032257
5 Occupant_USA_KY_Louisvil_Electric Storage_50-gallon | USA_KY_Louisvil | Electric Storage_50-gallon | 5 | 15500.9321 | 97.746 |  | 5792.8249 | 2057.8541 |  | 1278.7214 | 4033.3575 | 285.5278 | 43.4832 | 450.1216 |  | 3230.236 | 504.7348 | 0 |  |  | 4311.3589 | -332.8358 |  | 4311.3589 | 4373.1167 | 0 | 1023.6317 |  |  | 94.3225 | 184.6933 | 668.673 | 0 |  |  |  | 97.746 |  | 52.803 | 0 |  | 6.5 | 549.75 | 0.18925 | 2.7464 | 0.027826
5 Occupant_USA_LA_New.Orle_Electric Storage_50-gallon | USA_LA_New.Orle | Electric Storage_50-gallon | 5 | 15427.3683 | 97.746 |  | 6456.9962 | 302.0748 |  | 154.8549 | 512.9946 | 1.5149 | 6.554 | 139.151 |  | 5538.9263 | 615.9951 | 0 |  |  | 3573.6238 | -320.8069 |  | 3573.6238 | 4373.1167 | 0 | 1023.6317 |  |  | 94.3225 | 184.6933 | 668.673 | 0 |  |  |  | 97.746 |  | 52.803 | 0 |  | 1.75 | 1409.25 | 0.20036 | 3.9281 | 0.034166
5 Occupant_USA_LA_Shrevepo_Electric Storage_50-gallon | USA_LA_Shrevepo | Electric Storage_50-gallon | 5 | 15281.2302 | 97.746 |  | 6057.5711 | 712.848 |  | 394.4189 | 1229.0035 | 44.5887 | 18.4113 | 255.4291 |  | 4798.9311 | 545.792 | 0 |  |  | 3826.9108 | -324.3872 |  | 3826.9108 | 4373.1167 | 0 | 1023.6317 |  |  | 94.3225 | 184.6933 | 668.673 | 0 |  |  |  | 97.746 |  | 52.803 | 0 |  | 0.75 | 959.5 | 0.18778 | 3.1082 | 0.030393
5 Occupant_USA_MA_Boston-L_Electric Storage_50-gallon | USA_MA_Boston-L | Electric Storage_50-gallon | 5 | 16306.1291 | 97.746 |  | 6242.7718 | 3793.6296 |  | 2195.7433 | 7096.824 | 1083.7823 | 68.2918 | 445.8122 |  | 1989.9088 | 459.2335 | 0 |  |  | 4666.6089 | -338.6451 |  | 4666.6089 | 4373.1167 | 0 | 1023.6317 |  |  | 94.3225 | 184.6933 | 668.673 | 0 |  |  |  | 97.746 |  | 52.803 | 0 |  | 27.75 | 368 | 0.31411 | 6.2302 | 0.026456
5 Occupant_USA_MD_Baltimor_Electric Storage_50-gallon | USA_MD_Baltimor | Electric Storage_50-gallon | 5 | 15356.384 | 97.746 |  | 5568.4557 | 2183.1763 |  | 1327.7336 | 4174.6438 | 355.0992 | 36.7251 | 463.6185 |  | 2911.5189 | 473.7605 | 0 |  |  | 4391.18 | -333.167 |  | 4391.18 | 4373.1167 | 0 | 1023.6317 |  |  | 94.3225 | 184.6933 | 668.673 | 0 |  |  |  | 97.746 |  | 52.803 | 0 |  | 7.75 | 639 | 0.21094 | 3.4747 | 0.026311
5 Occupant_USA_ME_Portland_Electric Storage_50-gallon | USA_ME_Portland | Electric Storage_50-gallon | 5 | 18032.5989 | 97.746 |  | 7678.5033 | 5634.3032 |  | 2704.609 | 8408.6225 | 2368.5158 | 72.0243 | 489.1541 |  | 1569.4132 | 474.787 | 0 |  |  | 4957.3472 | -340.4461 |  | 4957.3472 | 4373.1167 | 0 | 1023.6317 |  |  | 94.3225 | 184.6933 | 668.673 | 0 |  |  |  | 97.746 |  | 52.803 | 0 |  | 28.25 | 231.25 | 0.27387 | 3.8441 | 0.026186
5 Occupant_USA_ME_Presque._Electric Storage_50-gallon | USA_ME_Presque. | Electric Storage_50-gallon | 5 | 24999.9532 | 97.746 |  | 14261.4297 | 12639.5852 |  | 3330.511 | 9996.4001 | 8830.9185 | 90.0651 | 388.0907 |  | 1111.2283 | 510.6161 | 0 |  |  | 5341.7752 | -343.1571 |  | 5341.7752 | 4373.1167 | 0 | 1023.6317 |  |  | 94.3225 | 184.6933 | 668.673 | 0 |  |  |  | 97.746 |  | 52.803 | 0 |  | 209.25 | 363 | 0.30115 | 3.6345 | 0.027309
5 Occupant_USA_MI_Detroit-_Electric Storage_50-gallon | USA_MI_Detroit- | Electric Storage_50-gallon | 5 | 17283.9914 | 97.746 |  | 7150.9 | 4495.6112 |  | 2553.6572 | 7856.2427 | 1418.4688 | 77.3974 | 446.0878 |  | 2126.4804 | 528.8084 | 0 |  |  | 4736.343 | -338.1607 |  | 4736.343 | 4373.1167 | 0 | 1023.6317 |  |  | 94.3225 | 184.6933 | 668.673 | 0 |  |  |  | 97.746 |  | 52.803 | 0 |  | 11.5 | 182.75 | 0.26344 | 4.2744 | 0.029775
5 Occupant_USA_MI_Houghton_Electric Storage_50-gallon | USA_MI_Houghton | Electric Storage_50-gallon | 5 | 19942.5176 | 97.746 |  | 9483.5266 | 7298.5164 |  | 3365.6961 | 10123.8899 | 3351.7825 | 130.6696 | 450.3681 |  | 1614.4295 | 570.5808 | 0 |  |  | 5062.2427 | -340.9055 |  | 5062.2427 | 4373.1167 | 0 | 1023.6317 |  |  | 94.3225 | 184.6933 | 668.673 | 0 |  |  |  | 97.746 |  | 52.803 | 0 |  | 51.5 | 173.75 | 0.28591 | 4.2382 | 0.031683
5 Occupant_USA_MI_Traverse_Electric Storage_50-gallon | USA_MI_Traverse | Electric Storage_50-gallon | 5 | 19180.3573 | 97.746 |  | 8821.3829 | 6535.2009 |  | 3010.2583 | 9285.1459 | 2974.6649 | 104.2886 | 445.9892 |  | 1745.1926 | 540.9894 | 0 |  |  | 4962.226 | -340.0375 |  | 4962.226 | 4373.1167 | 0 | 1023.6317 |  |  | 94.3225 | 184.6933 | 668.673 | 0 |  |  |  | 97.746 |  | 52.803 | 0 |  | 56.75 | 369 | 0.25972 | 3.3003 | 0.029303
5 Occupant_USA_MN_Duluth.I_Electric Storage_50-gallon | USA_MN_Duluth.I | Electric Storage_50-gallon | 5 | 23523.441 | 97.746 |  | 12814.2771 | 10935.5506 |  | 4180.2918 | 12136.295 | 6161.0123 | 127.9957 | 466.2508 |  | 1272.7724 | 605.9542 | 0 |  |  | 5312.4155 | -343.8079 |  | 5312.4155 | 4373.1167 | 0 | 1023.6317 |  |  | 94.3225 | 184.6933 | 668.673 | 0 |  |  |  | 97.746 |  | 52.803 | 0 |  | 70 | 95 | 0.33506 | 5.5387 | 0.034364
5 Occupant_USA_MN_Minneapo_Electric Storage_50-gallon | USA_MN_Minneapo | Electric Storage_50-gallon | 5 | 21505.4502 | 97.746 |  | 11164.5953 | 8327.5118 |  | 3488.0229 | 10029.3555 | 4347.6638 | 85.9591 | 405.866 |  | 2191.4922 | 645.5912 | 0 |  |  | 4944.1066 | -339.5124 |  | 4944.1066 | 4373.1167 | 0 | 1023.6317 |  |  | 94.3225 | 184.6933 | 668.673 | 0 |  |  |  | 97.746 |  | 52.803 | 0 |  | 71.5 | 198.25 | 0.30788 | 4.967 | 0.036875
5 Occupant_USA_MO_Kansas.C_Electric Storage_50-gallon | USA_MO_Kansas.C | Electric Storage_50-gallon | 5 | 16152.5805 | 97.746 |  | 6416.7731 | 2625.107 |  | 1589.8702 | 4864.7377 | 577.6408 | 44.2389 | 413.3571 |  | 3258.9285 | 532.7376 | 0 |  |  | 4339.0591 | -333.6711 |  | 4339.0591 | 4373.1167 | 0 | 1023.6317 |  |  | 94.3225 | 184.6933 | 668.673 | 0 |  |  |  | 97.746 |  | 52.803 | 0 |  | 5 | 475.5 | 0.24815 | 3.9798 | 0.03034
5 Occupant_USA_MO_St.Josep_Electric Storage_50-gallon | USA_MO_St.Josep | Electric Storage_50-gallon | 5 | 17819.9711 | 97.746 |  | 7874.4095 | 4480.5858 |  | 2329.9961 | 6990.3921 | 1672.8258 | 72.5237 | 405.2402 |  | 2835.1679 | 558.6558 | 0 |  |  | 4548.8133 | -335.9272 |  | 4548.8133 | 4373.1167 | 0 | 1023.6317 |  |  | 94.3225 | 184.6933 | 668.673 | 0 |  |  |  | 97.746 |  | 52.803 | 0 |  | 20 | 371.75 | 0.28557 | 4.3029 | 0.031966
5 Occupant_USA_MS_Gulfport_Electric Storage_50-gallon | USA_MS_Gulfport | Electric Storage_50-gallon | 5 | 15036.0559 | 97.746 |  | 5958.0225 | 356.3193 |  | 148.5421 | 486.4405 | 9.7966 | 6.3193 | 191.6613 |  | 5049.7782 | 551.925 | 0 |  |  | 3681.285 | -322.2607 |  | 3681.285 | 4373.1167 | 0 | 1023.6317 |  |  | 94.3225 | 184.6933 | 668.673 | 0 |  |  |  | 97.746 |  | 52.803 | 0 |  | 0.75 | 1213 | 0.18 | 3.306 | 0.030176
5 Occupant_USA_MS_Jackson-_Electric Storage_50-gallon | USA_MS_Jackson- | Electric Storage_50-gallon | 5 | 14938.8109 | 97.746 |  | 5672.9093 | 632.9651 |  | 317.5825 | 1023.4327 | 11.3873 | 16.4139 | 287.5814 |  | 4504.7761 | 535.1681 | 0 |  |  | 3869.1532 | -325.3805 |  | 3869.1532 | 4373.1167 | 0 | 1023.6317 |  |  | 94.3225 | 184.6933 | 668.673 | 0 |  |  |  | 97.746 |  | 52.803 | 0 |  | 2 | 941.5 | 0.17398 | 2.746 | 0.029645
5 Occupant_USA_MT_Billings_Electric Storage_50-gallon | USA_MT_Billings | Electric Storage_50-gallon | 5 | 18309.3453 | 97.746 |  | 7994.593 | 5616.4013 |  | 3097.4112 | 9335.5868 | 1883.8617 | 81.4729 | 553.6555 |  | 1824.5756 | 553.6161 | 0 |  |  | 4918.004 | -341.1646 |  | 4918.004 | 4373.1167 | 0 | 1023.6317 |  |  | 94.3225 | 184.6933 | 668.673 | 0 |  |  |  | 97.746 |  | 52.803 | 0 |  | 9.5 | 98.25 | 0.33129 | 5.8687 | 0.032194
5 Occupant_USA_NC_Charlott_Electric Storage_50-gallon | USA_NC_Charlott | Electric Storage_50-gallon | 5 | 14595.735 | 97.746 |  | 5081.6459 | 981.416 |  | 541.3102 | 1720.3322 | 53.5559 | 21.3298 | 365.2202 |  | 3625.8015 | 474.4284 | 0 |  |  | 4117.3407 | -328.1154 |  | 4117.3407 | 4373.1167 | 0 | 1023.6317 |  |  | 94.3225 | 184.6933 | 668.673 | 0 |  |  |  | 97.746 |  | 52.803 | 0 |  | 3 | 657.75 | 0.19659 | 2.9269 | 0.026397
5 Occupant_USA_NC_Raleigh-_Electric Storage_50-gallon | USA_NC_Raleigh- | Electric Storage_50-gallon | 5 | 14698.5284 | 97.746 |  | 5231.2114 | 888.3859 |  | 465.985 | 1484.4562 | 27.9169 | 19.2097 | 375.2743 |  | 3855.4492 | 487.3763 | 0 |  |  | 4070.5686 | -326.8407 |  | 4070.5686 | 4373.1167 | 0 | 1023.6317 |  |  | 94.3225 | 184.6933 | 668.673 | 0 |  |  |  | 97.746 |  | 52.803 | 0 |  | 2 | 945.75 | 0.1903 | 2.9285 | 0.026964
5 Occupant_USA_ND_Bismarck_Electric Storage_50-gallon | USA_ND_Bismarck | Electric Storage_50-gallon | 5 | 23208.9504 | 97.746 |  | 12627.1893 | 10185.4188 |  | 4013.9526 | 11706.4359 | 5634.0452 | 128.8285 | 408.5925 |  | 1779.0066 | 662.7638 | 0 |  |  | 5185.0128 | -341.6894 |  | 5185.0128 | 4373.1167 | 0 | 1023.6317 |  |  | 94.3225 | 184.6933 | 668.673 | 0 |  |  |  | 97.746 |  | 52.803 | 0 |  | 22.75 | 262.5 | 0.33074 | 4.9174 | 0.037177
5 Occupant_USA_ND_Fargo-He_Electric Storage_50-gallon | USA_ND_Fargo-He | Electric Storage_50-gallon | 5 | 27474.3533 | 97.746 |  | 16872.1579 | 14392.0205 |  | 4207.7362 | 11880.2479 | 9744.0448 | 98.0116 | 342.2279 |  | 1793.5583 | 686.5792 | 0 |  |  | 5205.447 | -341.6967 |  | 5205.447 | 4373.1167 | 0 | 1023.6317 |  |  | 94.3225 | 184.6933 | 668.673 | 0 |  |  |  | 97.746 |  | 52.803 | 0 |  | 97.25 | 262.5 | 0.39041 | 5.7043 | 0.039637
5 Occupant_USA_NE_Omaha-Mi_Electric Storage_50-gallon | USA_NE_Omaha-Mi | Electric Storage_50-gallon | 5 | 18200.84 | 97.746 |  | 8142.2202 | 4809.2086 |  | 2437.4469 | 7235.6642 | 1840.9504 | 78.1485 | 452.6628 |  | 2748.9589 | 584.0528 | 0 |  |  | 4661.8715 | -336.2636 |  | 4661.8715 | 4373.1167 | 0 | 1023.6317 |  |  | 94.3225 | 184.6933 | 668.673 | 0 |  |  |  | 97.746 |  | 52.803 | 0 |  | 21 | 481 | 0.24601 | 3.1477 | 0.032629
5 Occupant_USA_NH_Concord._Electric Storage_50-gallon | USA_NH_Concord. | Electric Storage_50-gallon | 5 | 18074.4146 | 97.746 |  | 7754.0916 | 5414.9816 |  | 2603.2928 | 7958.0963 | 2226.6377 | 82.8777 | 502.1734 |  | 1836.3669 | 502.7432 | 0 |  |  | 4923.5746 | -339.8113 |  | 4923.5746 | 4373.1167 | 0 | 1023.6317 |  |  | 94.3225 | 184.6933 | 668.673 | 0 |  |  |  | 97.746 |  | 52.803 | 0 |  | 66 | 375.75 | 0.23724 | 2.7521 | 0.026997
5 Occupant_USA_NH_Manchest_Electric Storage_50-gallon | USA_NH_Manchest | Electric Storage_50-gallon | 5 | 16751.9511 | 97.746 |  | 6596.1201 | 4139.3077 |  | 2252.6449 | 6963.6951 | 1322.2318 | 62.6381 | 501.7928 |  | 1980.446 | 476.3664 | 0 |  |  | 4759.0826 | -338.2868 |  | 4759.0826 | 4373.1167 | 0 | 1023.6317 |  |  | 94.3225 | 184.6933 | 668.673 | 0 |  |  |  | 97.746 |  | 52.803 | 0 |  | 43.25 | 266 | 0.2375 | 2.985 | 0.026115
5 Occupant_USA_NJ_Newark.L_Electric Storage_50-gallon | USA_NJ_Newark.L | Electric Storage_50-gallon | 5 | 15799.0542 | 97.746 |  | 5956.6241 | 2738.2381 |  | 1698.2546 | 5391.9069 | 571.7595 | 28.5583 | 439.6657 |  | 2728.83 | 489.556 | 0 |  |  | 4445.6817 | -335.2468 |  | 4445.6817 | 4373.1167 | 0 | 1023.6317 |  |  | 94.3225 | 184.6933 | 668.673 | 0 |  |  |  | 97.746 |  | 52.803 | 0 |  | 7.75 | 545.5 | 0.2779 | 5.0974 | 0.028097
5 Occupant_USA_NJ_Trenton-_Electric Storage_50-gallon | USA_NJ_Trenton- | Electric Storage_50-gallon | 5 | 15356.2455 | 97.746 |  | 5483.881 | 2506.75 |  | 1478.5737 | 4742.1586 | 512.3987 | 35.1734 | 480.6042 |  | 2532.5796 | 444.5514 | 0 |  |  | 4475.6161 | -334.8006 |  | 4475.6161 | 4373.1167 | 0 | 1023.6317 |  |  | 94.3225 | 184.6933 | 668.673 | 0 |  |  |  | 97.746 |  | 52.803 | 0 |  | 11 | 668.75 | 0.2225 | 3.3381 | 0.024287
5 Occupant_USA_NM_Albuquer_Electric Storage_50-gallon | USA_NM_Albuquer | Electric Storage_50-gallon | 5 | 14946.5265 | 97.746 |  | 5242.9992 | 1359.9357 |  | 773.7799 | 2309.418 | 42.7747 | 17.658 | 525.723 |  | 3397.0043 | 486.0593 | 0 |  |  | 4306.7789 | -329.9774 |  | 4306.7789 | 4373.1167 | 0 | 1023.6317 |  |  | 94.3225 | 184.6933 | 668.673 | 0 |  |  |  | 97.746 |  | 52.803 | 0 |  | 0.25 | 58.5 | 0.25377 | 4.2258 | 0.028611
5 Occupant_USA_NM_Las.Cruc_Electric Storage_50-gallon | USA_NM_Las.Cruc | Electric Storage_50-gallon | 5 | 14781.5974 | 97.746 |  | 5373.5364 | 728.1916 |  | 302.2946 | 932.6244 | 4.7701 | 6.4657 | 414.6612 |  | 4141.658 | 503.6868 | 0 |  |  | 4011.3127 | -327.3019 |  | 4011.3127 | 4373.1167 | 0 | 1023.6317 |  |  | 94.3225 | 184.6933 | 668.673 | 0 |  |  |  | 97.746 |  | 52.803 | 0 |  | 0 | 167 | 0.21625 | 4.2524 | 0.029107
5 Occupant_USA_NM_Santa.Fe_Electric Storage_50-gallon | USA_NM_Santa.Fe | Electric Storage_50-gallon | 5 | 15320.6524 | 97.746 |  | 5289.6312 | 2388.5417 |  | 1512.9031 | 4512.2013 | 218.1693 | 48.2038 | 609.2656 |  | 2439.0864 | 462.003 | 0 |  |  | 4634.2729 | -334.2275 |  | 4634.2729 | 4373.1167 | 0 | 1023.6317 |  |  | 94.3225 | 184.6933 | 668.673 | 0 |  |  |  | 97.746 |  | 52.803 | 0 |  | 0.5 | 33.25 | 0.27881 | 4.3783 | 0.026986
5 Occupant_USA_NV_Las.Vega_Electric Storage_50-gallon | USA_NV_Las.Vega | Electric Storage_50-gallon | 5 | 16518.8586 | 97.746 |  | 7598.3519 | 392.5499 |  | 120.9922 | 390.8044 | 0.45881 | 1.5743 | 269.5245 |  | 6528.3704 | 677.4317 | 0 |  |  | 3523.7583 | -324.152 |  | 3523.7583 | 4373.1167 | 0 | 1023.6317 |  |  | 94.3225 | 184.6933 | 668.673 | 0 |  |  |  | 97.746 |  | 52.803 | 0 |  | 0 | 696.75 | 0.24057 | 3.9956 | 0.040556
5 Occupant_USA_NV_Reno-Tah_Electric Storage_50-gallon | USA_NV_Reno-Tah | Electric Storage_50-gallon | 5 | 14743.8147 | 97.746 |  | 4824.1568 | 1688.4308 |  | 956.1365 | 2903.0517 | 35.2564 | 35.6006 | 661.4373 |  | 2713.9587 | 421.7674 | 0 |  |  | 4522.9095 | -333.5557 |  | 4522.9095 | 4373.1167 | 0 | 1023.6317 |  |  | 94.3225 | 184.6933 | 668.673 | 0 |  |  |  | 97.746 |  | 52.803 | 0 |  | 0.25 | 73.25 | 0.23574 | 3.3183 | 0.024626
5 Occupant_USA_NY_Buffalo._Electric Storage_50-gallon | USA_NY_Buffalo. | Electric Storage_50-gallon | 5 | 17600.1378 | 97.746 |  | 7363.0627 | 4918.4907 |  | 3263.2048 | 10034.3677 | 1075.4724 | 109.3396 | 470.4739 |  | 1947.7717 | 496.8003 | 0 |  |  | 4840.3267 | -340.6122 |  | 4840.3267 | 4373.1167 | 0 | 1023.6317 |  |  | 94.3225 | 184.6933 | 668.673 | 0 |  |  |  | 97.746 |  | 52.803 | 0 |  | 21.75 | 54.25 | 0.30364 | 5.47 | 0.028553
5 Occupant_USA_NY_New.York_Electric Storage_50-gallon | USA_NY_New.York | Electric Storage_50-gallon | 5 | 16047.5746 | 97.746 |  | 6156.0473 | 3167.0999 |  | 1861.0573 | 5967.5016 | 834.0927 | 27.1493 | 444.8007 |  | 2534.7948 | 454.1526 | 0 |  |  | 4494.779 | -336.4612 |  | 4494.779 | 4373.1167 | 0 | 1023.6317 |  |  | 94.3225 | 184.6933 | 668.673 | 0 |  |  |  | 97.746 |  | 52.803 | 0 |  | 14.25 | 479.25 | 0.32892 | 6.3365 | 0.02673
5 Occupant_USA_NY_Syracuse_Electric Storage_50-gallon | USA_NY_Syracuse | Electric Storage_50-gallon | 5 | 17873.9934 | 97.746 |  | 7646.5833 | 5056.453 |  | 2993.97 | 9155.4144 | 1501.7732 | 91.6907 | 469.019 |  | 2058.0808 | 532.0495 | 0 |  |  | 4830.6617 | -339.6646 |  | 4830.6617 | 4373.1167 | 0 | 1023.6317 |  |  | 94.3225 | 184.6933 | 668.673 | 0 |  |  |  | 97.746 |  | 52.803 | 0 |  | 10.25 | 182.5 | 0.27228 | 4.5533 | 0.030052
5 Occupant_USA_OH_Cincinna_Electric Storage_50-gallon | USA_OH_Cincinna | Electric Storage_50-gallon | 5 | 16053.5276 | 97.746 |  | 6156.7014 | 2898.0391 |  | 1687.5904 | 5226.0567 | 710.5108 | 58.412 | 441.5258 |  | 2759.3372 | 499.3251 | 0 |  |  | 4500.0779 | -334.7593 |  | 4500.0779 | 4373.1167 | 0 | 1023.6317 |  |  | 94.3225 | 184.6933 | 668.673 | 0 |  |  |  | 97.746 |  | 52.803 | 0 |  | 6 | 541.5 | 0.21856 | 3.1116 | 0.027556
5 Occupant_USA_OH_Columbus_Electric Storage_50-gallon | USA_OH_Columbus | Electric Storage_50-gallon | 5 | 16819.1336 | 97.746 |  | 6868.3601 | 3648.1938 |  | 2060.958 | 6397.349 | 1116.1739 | 68.4357 | 402.6261 |  | 2685.8542 | 534.3121 | 0 |  |  | 4554.0251 | -335.2398 |  | 4554.0251 | 4373.1167 | 0 | 1023.6317 |  |  | 94.3225 | 184.6933 | 668.673 | 0 |  |  |  | 97.746 |  | 52.803 | 0 |  | 14.5 | 692.5 | 0.25418 | 4.2302 | 0.029566
5 Occupant_USA_OK_Oklahoma_Electric Storage_50-gallon | USA_OK_Oklahoma | Electric Storage_50-gallon | 5 | 16307.4877 | 97.746 |  | 6785.4099 | 2202.6673 |  | 1207.4265 | 3708.7091 | 601.2375 | 41.0604 | 352.943 |  | 4013.2778 | 569.4648 | 0 |  |  | 4125.3295 | -330.7974 |  | 4125.3295 | 4373.1167 | 0 | 1023.6317 |  |  | 94.3225 | 184.6933 | 668.673 | 0 |  |  |  | 97.746 |  | 52.803 | 0 |  | 4.5 | 745.5 | 0.35029 | 5.9127 | 0.034142
5 Occupant_USA_OR_Portland_Electric Storage_50-gallon | USA_OR_Portland | Electric Storage_50-gallon | 5 | 13698.7495 | 97.746 |  | 3795.8178 | 1531.3896 |  | 925.3141 | 3165.6872 | 5.2422 | 42.1366 | 558.6967 |  | 1950.5331 | 313.8951 | 0 |  |  | 4506.1834 | -337.0362 |  | 4506.1834 | 4373.1167 | 0 | 1023.6317 |  |  | 94.3225 | 184.6933 | 668.673 | 0 |  |  |  | 97.746 |  | 52.803 | 0 |  | 3.25 | 122.25 | 0.23298 | 3.8631 | 0.018525
5 Occupant_USA_OR_Redmond._Electric Storage_50-gallon | USA_OR_Redmond. | Electric Storage_50-gallon | 5 | 15594.2922 | 97.746 |  | 5344.0107 | 3139.4466 |  | 1981.1822 | 6106.1856 | 331.5126 | 90.8985 | 735.8533 |  | 1777.9205 | 426.6436 | 0 |  |  | 4853.5331 | -339.6991 |  | 4853.5331 | 4373.1167 | 0 | 1023.6317 |  |  | 94.3225 | 184.6933 | 668.673 | 0 |  |  |  | 97.746 |  | 52.803 | 0 |  | 3.25 | 65.5 | 0.25535 | 3.0623 | 0.024423
5 Occupant_USA_PA_Bradford_Electric Storage_50-gallon | USA_PA_Bradford | Electric Storage_50-gallon | 5 | 19251.4839 | 97.746 |  | 8799.4468 | 6782.5623 |  | 3054.1759 | 9241.0451 | 3169.734 | 118.6714 | 439.9809 |  | 1493.6431 | 523.2414 | 0 |  |  | 5055.2888 | -340.4245 |  | 5055.2888 | 4373.1167 | 0 | 1023.6317 |  |  | 94.3225 | 184.6933 | 668.673 | 0 |  |  |  | 97.746 |  | 52.803 | 0 |  | 56.75 | 223.5 | 0.26543 | 3.6531 | 0.028468
5 Occupant_USA_PA_Philadel_Electric Storage_50-gallon | USA_PA_Philadel | Electric Storage_50-gallon | 5 | 15452.5827 | 97.746 |  | 5697.0593 | 2308.6309 |  | 1405.5372 | 4490.7982 | 438.5318 | 26.1936 | 438.3683 |  | 2909.9686 | 478.4598 | 0 |  |  | 4358.775 | -333.7225 |  | 4358.775 | 4373.1167 | 0 | 1023.6317 |  |  | 94.3225 | 184.6933 | 668.673 | 0 |  |  |  | 97.746 |  | 52.803 | 0 |  | 9.25 | 684.25 | 0.25857 | 4.7495 | 0.027089
5 Occupant_USA_PA_Pittsbur_Electric Storage_50-gallon | USA_PA_Pittsbur | Electric Storage_50-gallon | 5 | 16396.7119 | 97.746 |  | 6340.6407 | 3569.0558 |  | 2123.9919 | 6598.0013 | 921.2088 | 76.1972 | 447.6578 |  | 2273.5829 | 498.002 | 0 |  |  | 4659.3229 | -336.9213 |  | 4659.3229 | 4373.1167 | 0 | 1023.6317 |  |  | 94.3225 | 184.6933 | 668.673 | 0 |  |  |  | 97.746 |  | 52.803 | 0 |  | 12.75 | 397.5 | 0.2473 | 3.8509 | 0.027562
5 Occupant_USA_RI_Providen_Electric Storage_50-gallon | USA_RI_Providen | Electric Storage_50-gallon | 5 | 15917.3295 | 97.746 |  | 5885.4948 | 3253.9805 |  | 1957.05 | 6220.3252 | 763.3754 | 58.8518 | 474.7033 |  | 2175.4566 | 456.0577 | 0 |  |  | 4635.0863 | -337.5991 |  | 4635.0863 | 4373.1167 | 0 | 1023.6317 |  |  | 94.3225 | 184.6933 | 668.673 | 0 |  |  |  | 97.746 |  | 52.803 | 0 |  | 10.75 | 308.75 | 0.26963 | 4.333 | 0.025815
5 Occupant_USA_SC_JB.Charl_Electric Storage_50-gallon | USA_SC_JB.Charl | Electric Storage_50-gallon | 5 | 14926.0665 | 97.746 |  | 5709.7116 | 501.4802 |  | 233.9533 | 751.0146 | 11.1223 | 11.3399 | 245.0646 |  | 4721.4349 | 486.7965 | 0 |  |  | 3819.6066 | -325.4365 |  | 3819.6066 | 4373.1167 | 0 | 1023.6317 |  |  | 94.3225 | 184.6933 | 668.673 | 0 |  |  |  | 97.746 |  | 52.803 | 0 |  | 0 | 422.75 | 0.19151 | 3.525 | 0.027537
5 Occupant_USA_SC_Columbia_Electric Storage_50-gallon | USA_SC_Columbia | Electric Storage_50-gallon | 5 | 14987.3112 | 97.746 |  | 5694.2805 | 683.5312 |  | 339.7768 | 1084.9283 | 10.9508 | 16.1768 | 316.6267 |  | 4493.2502 | 517.4992 | 0 |  |  | 3896.2823 | -325.563 |  | 3896.2823 | 4373.1167 | 0 | 1023.6317 |  |  | 94.3225 | 184.6933 | 668.673 | 0 |  |  |  | 97.746 |  | 52.803 | 0 |  | 0.5 | 968.75 | 0.1607 | 2.7469 | 0.028424
5 Occupant_USA_SD_Yankton-_Electric Storage_50-gallon | USA_SD_Yankton- | Electric Storage_50-gallon | 5 | 20320.9246 | 97.746 |  | 10033.1679 | 7248.0035 |  | 3490.0882 | 10066.9288 | 3195.1091 | 116.0908 | 446.7154 |  | 2236.558 | 548.6064 | 0 |  |  | 4891.0084 | -339.5456 |  | 4891.0084 | 4373.1167 | 0 | 1023.6317 |  |  | 94.3225 | 184.6933 | 668.673 | 0 |  |  |  | 97.746 |  | 52.803 | 0 |  | 70.5 | 101.5 | 0.33353 | 5.6174 | 0.032155
5 Occupant_USA_SD_Sioux.Fa_Electric Storage_50-gallon | USA_SD_Sioux.Fa | Electric Storage_50-gallon | 5 | 20919.9027 | 97.746 |  | 10530.6325 | 7840.8451 |  | 3899.8796 | 10994.2762 | 3371.7333 | 117.0776 | 452.1547 |  | 2108.7617 | 581.0257 | 0 |  |  | 4992.5219 | -339.9779 |  | 4992.5219 | 4373.1167 | 0 | 1023.6317 |  |  | 94.3225 | 184.6933 | 668.673 | 0 |  |  |  | 97.746 |  | 52.803 | 0 |  | 34.25 | 25 | 0.33791 | 4.9955 | 0.034184
5 Occupant_USA_TN_Memphis._Electric Storage_50-gallon | USA_TN_Memphis. | Electric Storage_50-gallon | 5 | 15297.2587 | 97.746 |  | 5934.202 | 1131.7371 |  | 666.2569 | 2145.301 | 98.5513 | 25.9712 | 340.9577 |  | 4262.8652 | 539.5997 | 0 |  |  | 3966.3084 | -327.2066 |  | 3966.3084 | 4373.1167 | 0 | 1023.6317 |  |  | 94.3225 | 184.6933 | 668.673 | 0 |  |  |  | 97.746 |  | 52.803 | 0 |  | 4.25 | 1174.75 | 0.22913 | 3.8917 | 0.030243
5 Occupant_USA_TN_Nashvill_Electric Storage_50-gallon | USA_TN_Nashvill | Electric Storage_50-gallon | 5 | 14894.3905 | 97.746 |  | 5383.4875 | 1194.557 |  | 687.0007 | 2183.9135 | 102.2601 | 24.4499 | 380.8463 |  | 3698.922 | 490.0085 | 0 |  |  | 4114.1546 | -328.8141 |  | 4114.1546 | 4373.1167 | 0 | 1023.6317 |  |  | 94.3225 | 184.6933 | 668.673 | 0 |  |  |  | 97.746 |  | 52.803 | 0 |  | 4.25 | 905.25 | 0.20206 | 2.9886 | 0.027018
5 Occupant_USA_TX_Austin-C_Electric Storage_50-gallon | USA_TX_Austin-C | Electric Storage_50-gallon | 5 | 15740.7881 | 97.746 |  | 6735.1897 | 456.8178 |  | 222.0769 | 685.0281 | 32.9559 | 6.8483 | 194.9368 |  | 5643.2166 | 635.1553 | 0 |  |  | 3608.85 | -321.156 |  | 3608.85 | 4373.1167 | 0 | 1023.6317 |  |  | 94.3225 | 184.6933 | 668.673 | 0 |  |  |  | 97.746 |  | 52.803 | 0 |  | 0 | 1326 | 0.1485 | 2.1838 | 0.034993
5 Occupant_USA_TX_Dallas-F_Electric Storage_50-gallon | USA_TX_Dallas-F | Electric Storage_50-gallon | 5 | 15626.5887 | 97.746 |  | 6468.0251 | 649.1497 |  | 343.0511 | 1113.9604 | 3.9542 | 11.9135 | 290.231 |  | 5250.972 | 567.9033 | 0 |  |  | 3761.8153 | -326.5427 |  | 3761.8153 | 4373.1167 | 0 | 1023.6317 |  |  | 94.3225 | 184.6933 | 668.673 | 0 |  |  |  | 97.746 |  | 52.803 | 0 |  | 0.5 | 541.25 | 0.29695 | 5.251 | 0.034535
5 Occupant_USA_TX_Houston-_Electric Storage_50-gallon | USA_TX_Houston- | Electric Storage_50-gallon | 5 | 15632.9113 | 97.746 |  | 6713.6411 | 211.6836 |  | 78.699 | 267.9208 | 0.339 | 2.8823 | 129.7633 |  | 5878.3164 | 623.6412 | 0 |  |  | 3522.5218 | -321.1791 |  | 3522.5218 | 4373.1167 | 0 | 1023.6317 |  |  | 94.3225 | 184.6933 | 668.673 | 0 |  |  |  | 97.746 |  | 52.803 | 0 |  | 0 | 1087.5 | 0.18059 | 3.5563 | 0.035451
5 Occupant_USA_TX_Lubbock._Electric Storage_50-gallon | USA_TX_Lubbock. | Electric Storage_50-gallon | 5 | 15656.7377 | 97.746 |  | 6143.1758 | 1409.823 |  | 928.5592 | 2837.0862 | 30.8286 | 44.574 | 405.8612 |  | 4171.6589 | 561.6939 | 0 |  |  | 4116.8135 | -330.5941 |  | 4116.8135 | 4373.1167 | 0 | 1023.6317 |  |  | 94.3225 | 184.6933 | 668.673 | 0 |  |  |  | 97.746 |  | 52.803 | 0 |  | 0 | 177 | 0.33289 | 6.4338 | 0.034845
5 Occupant_USA_TX_San.Anto_Electric Storage_50-gallon | USA_TX_San.Anto | Electric Storage_50-gallon | 5 | 16130.9482 | 97.746 |  | 7155.2476 | 442.5262 |  | 233.7978 | 724.4486 | 30.1916 | 5.8298 | 172.707 |  | 6032.907 | 679.8143 | 0 |  |  | 3578.9523 | -322.2564 |  | 3578.9523 | 4373.1167 | 0 | 1023.6317 |  |  | 94.3225 | 184.6933 | 668.673 | 0 |  |  |  | 97.746 |  | 52.803 | 0 |  | 0 | 1026 | 0.23247 | 4.2541 | 0.03952
5 Occupant_USA_UT_Salt.Lak_Electric Storage_50-gallon | USA_UT_Salt.Lak | Electric Storage_50-gallon | 5 | 16204.5152 | 97.746 |  | 6236.6912 | 2729.8981 |  | 1852.1019 | 5540.7964 | 210.1583 | 79.7466 | 587.8912 |  | 2964.8968 | 541.8963 | 0 |  |  | 4571.0757 | -335.8561 |  | 4571.0757 | 4373.1167 | 0 | 1023.6317 |  |  | 94.3225 | 184.6933 | 668.673 | 0 |  |  |  | 97.746 |  | 52.803 | 0 |  | 1.25 | 102.5 | 0.26222 | 3.5026 | 0.031551
5 Occupant_USA_UT_St.Georg_Electric Storage_50-gallon | USA_UT_St.Georg | Electric Storage_50-gallon | 5 | 15681.2974 | 97.746 |  | 6369.0723 | 886.4973 |  | 441.5111 | 1365.1035 | 6.4465 | 12.1181 | 426.4216 |  | 4917.4277 | 565.1472 | 0 |  |  | 3915.4768 | -328.1003 |  | 3915.4768 | 4373.1167 | 0 | 1023.6317 |  |  | 94.3225 | 184.6933 | 668.673 | 0 |  |  |  | 97.746 |  | 52.803 | 0 |  | 0 | 419.5 | 0.19834 | 3.2737 | 0.032925
5 Occupant_USA_UT_Vernal.R_Electric Storage_50-gallon | USA_UT_Vernal.R | Electric Storage_50-gallon | 5 | 18030.7879 | 97.746 |  | 7700.1281 | 4772.0236 |  | 2718.6176 | 7672.3635 | 1374.9567 | 86.9185 | 591.5308 |  | 2343.2578 | 584.8467 | 0 |  |  | 4933.9115 | -337.3112 |  | 4933.9115 | 4373.1167 | 0 | 1023.6317 |  |  | 94.3225 | 184.6933 | 668.673 | 0 |  |  |  | 97.746 |  | 52.803 | 0 |  | 4 | 67.25 | 0.23994 | 2.4179 | 0.032651
5 Occupant_USA_VA_Norfolk._Electric Storage_50-gallon | USA_VA_Norfolk. | Electric Storage_50-gallon | 5 | 14664.6783 | 97.746 |  | 5171.9486 | 1075.2874 |  | 629.858 | 2082.7552 | 34.0665 | 20.0271 | 391.3358 |  | 3629.8372 | 466.824 | 0 |  |  | 4095.9814 | -329.0644 |  | 4095.9814 | 4373.1167 | 0 | 1023.6317 |  |  | 94.3225 | 184.6933 | 668.673 | 0 |  |  |  | 97.746 |  | 52.803 | 0 |  | 9.75 | 849.25 | 0.25432 | 4.4558 | 0.026565
5 Occupant_USA_VT_Burlingt_Electric Storage_50-gallon | USA_VT_Burlingt | Electric Storage_50-gallon | 5 | 19242.5453 | 97.746 |  | 8904.3847 | 6537.4554 |  | 3064.1884 | 9314.1124 | 2961.9088 | 82.7615 | 428.5967 |  | 1816.7243 | 550.205 | 0 |  |  | 4941.4123 | -340.5703 |  | 4941.4123 | 4373.1167 | 0 | 1023.6317 |  |  | 94.3225 | 184.6933 | 668.673 | 0 |  |  |  | 97.746 |  | 52.803 | 0 |  | 71.5 | 294.5 | 0.28918 | 3.5682 | 0.030572
5 Occupant_USA_WA_Seattle-_Electric Storage_50-gallon | USA_WA_Seattle- | Electric Storage_50-gallon | 5 | 13590.3054 | 97.746 |  | 3568.1742 | 1801.1019 |  | 1155.2373 | 4088.0289 | 26.939 | 46.4962 | 572.4295 |  | 1467.8755 | 299.1968 | 0 |  |  | 4625.3829 | -338.8025 |  | 4625.3829 | 4373.1167 | 0 | 1023.6317 |  |  | 94.3225 | 184.6933 | 668.673 | 0 |  |  |  | 97.746 |  | 52.803 | 0 |  | 31.75 | 297 | 0.25572 | 3.6207 | 0.016836
5 Occupant_USA_WA_Spokane._Electric Storage_50-gallon | USA_WA_Spokane. | Electric Storage_50-gallon | 5 | 16944.6615 | 97.746 |  | 6666.3151 | 4292.2736 |  | 2767.9625 | 8609.9208 | 785.4284 | 154.5005 | 584.3822 |  | 1847.1992 | 526.8424 | 0 |  |  | 4881.598 | -340.5492 |  | 4881.598 | 4373.1167 | 0 | 1023.6317 |  |  | 94.3225 | 184.6933 | 668.673 | 0 |  |  |  | 97.746 |  | 52.803 | 0 |  | 22.75 | 164.25 | 0.29156 | 3.9871 | 0.029975
5 Occupant_USA_WI_Milwauke_Electric Storage_50-gallon | USA_WI_Milwauke | Electric Storage_50-gallon | 5 | 18090.1813 | 97.746 |  | 7853.0353 | 5374.2035 |  | 2937.6665 | 8955.0101 | 1873.199 | 87.7899 | 475.5482 |  | 1955.2192 | 523.6126 | 0 |  |  | 4840.3977 | -339.8007 |  | 4840.3977 | 4373.1167 | 0 | 1023.6317 |  |  | 94.3225 | 184.6933 | 668.673 | 0 |  |  |  | 97.746 |  | 52.803 | 0 |  | 27.75 | 111.5 | 0.30362 | 5.0567 | 0.030163
5 Occupant_USA_WI_Rhinelan_Electric Storage_50-gallon | USA_WI_Rhinelan | Electric Storage_50-gallon | 5 | 22417.1234 | 97.746 |  | 11778.3329 | 9674.2434 |  | 3662.3123 | 10661.3842 | 5451.8207 | 129.225 | 430.8855 |  | 1504.8154 | 599.2741 | 0 |  |  | 5242.0421 | -341.5604 |  | 5242.0421 | 4373.1167 | 0 | 1023.6317 |  |  | 94.3225 | 184.6933 | 668.673 | 0 |  |  |  | 97.746 |  | 52.803 | 0 |  | 87.25 | 189 | 0.28124 | 3.5642 | 0.032776
5 Occupant_USA_WV_Charlest_Electric Storage_50-gallon | USA_WV_Charlest | Electric Storage_50-gallon | 5 | 15435.289 | 97.746 |  | 5597.2172 | 2256.0628 |  | 1335.2344 | 4096.497 | 415.7344 | 53.2607 | 451.8333 |  | 2863.0652 | 478.0892 | 0 |  |  | 4441.3234 | -333.0483 |  | 4441.3234 | 4373.1167 | 0 | 1023.6317 |  |  | 94.3225 | 184.6933 | 668.673 | 0 |  |  |  | 97.746 |  | 52.803 | 0 |  | 4 | 430.5 | 0.18681 | 2.2871 | 0.026251
5 Occupant_USA_WV_Morganto_Electric Storage_50-gallon | USA_WV_Morganto | Electric Storage_50-gallon | 5 | 15903.2056 | 97.746 |  | 5930.1703 | 2947.3352 |  | 1744.6755 | 5311.1569 | 697.9729 | 52.6505 | 452.0364 |  | 2498.5089 | 484.3263 | 0 |  |  | 4576.287 | -334.9423 |  | 4576.287 | 4373.1167 | 0 | 1023.6317 |  |  | 94.3225 | 184.6933 | 668.673 | 0 |  |  |  | 97.746 |  | 52.803 | 0 |  | 8.5 | 357.75 | 0.1943 | 2.099 | 0.026326
5 Occupant_USA_WY_Cheyenne_Electric Storage_50-gallon | USA_WY_Cheyenne | Electric Storage_50-gallon | 5 | 17081.1096 | 97.746 |  | 6703.155 | 4685.9856 |  | 2895.0773 | 8698.5109 | 1083.032 | 69.2219 | 638.6545 |  | 1515.3056 | 501.8638 | 0 |  |  | 4981.2062 | -341.0079 |  | 4981.2062 | 4373.1167 | 0 | 1023.6317 |  |  | 94.3225 | 184.6933 | 668.673 | 0 |  |  |  | 97.746 |  | 52.803 | 0 |  | 6.25 | 32.25 | 0.35781 | 6.8717 | 0.029827
5 Occupant_USA_WY_Jackson._Electric Storage_50-gallon | USA_WY_Jackson. | Electric Storage_50-gallon | 5 | 21017.2023 | 97.746 |  | 10166.0447 | 8458.8634 |  | 4344.9257 | 12433.3079 | 3284.2839 | 171.1117 | 658.5421 |  | 1072.8684 | 634.3129 | 0 |  |  | 5454.4093 | -343.8034 |  | 5454.4093 | 4373.1167 | 0 | 1023.6317 |  |  | 94.3225 | 184.6933 | 668.673 | 0 |  |  |  | 97.746 |  | 52.803 | 0 |  | 47 | 15.75 | 0.32336 | 3.3916 | 0.035627

## Model In
Run Label | Timesteps Per Hour | Weather File | Building Orientation [deg] | Conditioned Footprint Area [ft^2] | Average Number of Stories Above Foundation | Average Ceiling Height Per Story [ft] | Building Width to Depth Ratio | Roof Pitch | Exterior Non-Foundation Wall Input Methd | Exterior Non-Foundation Wall Pre-Defined Constructions | Exterior Non-Foundation Wall Overall Effective R-Value [h-ft^2-F/Btu] | Ceiling And Roof Input Methd | Ceiling And Roof Construction | Ceiling Overall Effective R-Value [h-ft^2-F/Btu] | Floor and Foundation Input Methd | Foundation And Floor Construction | Foundation Type | Floor Overall Effective R-Value [h-ft^2-F/Btu] | Slab Perimeter Insulation R-Value [h-ft^2-F/Btu] | Full Under-Slab Insulation R-Value [h-ft^2-F/Btu] | Slab Thermal Break Insulation R-Value [h-ft^2-F/Btu] | Basement Wall Insulation R-Value [h-ft^2-F/Btu] | Window U-Value [Btu/h-ft^2-F] | Window Solar Heat Gain Coefficient | Window Shades | Window-to-Wall Ratio, Front [%] | Window-to-Wall Ratio, Back [%] | Window-to-Wall Ratio, Left [%] | Window-to-Wall Ratio, Right [%] | Conditioned Envelope Infiltration [ACH50] | Primary HVAC Type | HVAC Sizing Method | Primary Heating Capacity Units | Primary Rated Heating Capacity [@47F OAT] | Primary Cooling Capacity Units | Primary Rated Cooling Capacity [@95F OAT] | ASHP Backup Heat Type | ASHP Backup Heat Capacity Units | ASHP Backup Heat Capacity | ASHP Backup Heat Lockout Temp [deg F] | ASHP Compressor Lockout Temp [deg F] | Backup Electric Baseboard Heat Capacity [kW] | Non-Electric Furnace AFUE [%] | Supply Duct Leakage [%] | Supply Duct Insulation Nominal R-Value [h-ft^2-F/Btu] | Return Duct Leakage [%] | Return Duct Insulation Nominal R-Value [h-ft^2-F/Btu] | Heating Setpoint Schedule | Cooling Setpoint Schedule | Water Heater | Water Heater Setpoint Schedule | Number Of People | Interior Lighting Power Density [W/ft^2] | Exterior Lighting Power [W] | Range | Dryer | Refrigerator | Clothes Washer | Dishwasher | Misc Electric Gains [Max W] | Misc Electric Gains Schedule | Misc Gas Gains [Max Btu/h] | Misc Gas Gains Schedule
1 Occupant_USA_AL_Birmingh_HPWH_50-gallon | 4 | USA_AL_Birmingham-Shuttlesworth.Intl.AP.722280_TMYx.2004-2018 | 0 | 1900 | 1 | 9 | 1.2 | 4-12 (Low-Moderate Slope) | Pre-Defined Construction | Wood-Framed - 2x6 - 24 in OC - R-19 Cavity | 8.3333 | Pre-Defined Construction | Attic w R49 Cavity and Shingle Roof | 9.0909 | Pre-Defined Construction | Vented Crawlspace - R19 Cavity Insulation | Vented Crawlspace | 4.3478 | 0 | 0 | 0 | 1.75 | 0.388 | 0.4 | No | 0.2 | 0.2 | 0.2 | 0.2 | 7 | Single Speed ASHP (7.5 HSPF2 14.3 SEER2) | Autosize | kW | 20 | ton | 3.4393 | Electric | kW | 15 | 35 | -30 | 0 | 0.8 | 0.075 | 4 | 0.075 | 4 | Heat_EZ_Sch_1 | Cool_EZ_Sch_1 | HPWH_50-gallon | DHW_EZ_Sch_1 | 1 | 0.75 | 0 | Gas | Gas | Yes | Yes | Yes | 0 | Misc_Elec_EZ_Sch_1 | 0
1 Occupant_USA_AL_Mobile.R_HPWH_50-gallon | 4 | USA_AL_Mobile.Rgnl.AP-Bates.Field.722230_TMYx.2004-2018 | 0 | 1900 | 1 | 9 | 1.2 | 4-12 (Low-Moderate Slope) | Pre-Defined Construction | Wood-Framed - 2x6 - 24 in OC - R-19 Cavity |  | Pre-Defined Construction | Attic w R49 Cavity and Shingle Roof |  | Pre-Defined Construction | Vented Crawlspace - R19 Cavity Insulation | [6 empty] | 0.388 | 0.4 | No | 0.2 | 0.2 | 0.2 | 0.2 | 7 | Single Speed ASHP (7.5 HSPF2 14.3 SEER2) | Autosize |  |  |  |  | Electric |  |  | 35 | -30 |  |  | 0.075 | 4 | 0.075 | 4 | Heat_EZ_Sch_1 | Cool_EZ_Sch_1 | HPWH_50-gallon | DHW_EZ_Sch_1 | 1 | 0.75 | 0 | Gas | Gas | Yes | Yes | Yes | 0 | Misc_Elec_EZ_Sch_1 | 0
1 Occupant_USA_AR_Fayettev_HPWH_50-gallon | 4 | USA_AR_Fayetteville.Exec.AP-Drake.Field.723445_TMYx.2004-2018 | 0 | 1900 | 1 | 9 | 1.2 | 4-12 (Low-Moderate Slope) | Pre-Defined Construction | Wood-Framed - 2x6 - 24 in OC - R-19 Cavity |  | Pre-Defined Construction | Attic w R49 Cavity and Shingle Roof |  | Pre-Defined Construction | Vented Crawlspace - R19 Cavity Insulation | [6 empty] | 0.388 | 0.4 | No | 0.2 | 0.2 | 0.2 | 0.2 | 7 | Single Speed ASHP (7.5 HSPF2 14.3 SEER2) | Autosize |  |  |  |  | Electric |  |  | 35 | -30 |  |  | 0.075 | 4 | 0.075 | 4 | Heat_EZ_Sch_1 | Cool_EZ_Sch_1 | HPWH_50-gallon | DHW_EZ_Sch_1 | 1 | 0.75 | 0 | Gas | Gas | Yes | Yes | Yes | 0 | Misc_Elec_EZ_Sch_1 | 0
1 Occupant_USA_AR_Little.R_HPWH_50-gallon | 4 | USA_AR_Little.Rock.AFB.723405_TMYx.2004-2018 | 0 | 1900 | 1 | 9 | 1.2 | 4-12 (Low-Moderate Slope) | Pre-Defined Construction | Wood-Framed - 2x6 - 24 in OC - R-19 Cavity |  | Pre-Defined Construction | Attic w R49 Cavity and Shingle Roof |  | Pre-Defined Construction | Vented Crawlspace - R19 Cavity Insulation | [6 empty] | 0.388 | 0.4 | No | 0.2 | 0.2 | 0.2 | 0.2 | 7 | Single Speed ASHP (7.5 HSPF2 14.3 SEER2) | Autosize |  |  |  |  | Electric |  |  | 35 | -30 |  |  | 0.075 | 4 | 0.075 | 4 | Heat_EZ_Sch_1 | Cool_EZ_Sch_1 | HPWH_50-gallon | DHW_EZ_Sch_1 | 1 | 0.75 | 0 | Gas | Gas | Yes | Yes | Yes | 0 | Misc_Elec_EZ_Sch_1 | 0
1 Occupant_USA_AZ_Flagstaf_HPWH_50-gallon | 4 | USA_AZ_Flagstaff.Pulliam.AP.723750_TMYx.2004-2018 | 0 | 1900 | 1 | 9 | 1.2 | 4-12 (Low-Moderate Slope) | Pre-Defined Construction | Wood-Framed - 2x6 - 24 in OC - R-19 Cavity |  | Pre-Defined Construction | Attic w R49 Cavity and Shingle Roof |  | Pre-Defined Construction | Vented Crawlspace - R19 Cavity Insulation | [6 empty] | 0.388 | 0.4 | No | 0.2 | 0.2 | 0.2 | 0.2 | 7 | Single Speed ASHP (7.5 HSPF2 14.3 SEER2) | Autosize |  |  |  |  | Electric |  |  | 35 | -30 |  |  | 0.075 | 4 | 0.075 | 4 | Heat_EZ_Sch_1 | Cool_EZ_Sch_1 | HPWH_50-gallon | DHW_EZ_Sch_1 | 1 | 0.75 | 0 | Gas | Gas | Yes | Yes | Yes | 0 | Misc_Elec_EZ_Sch_1 | 0
1 Occupant_USA_AZ_Kingman._HPWH_50-gallon | 4 | USA_AZ_Kingman.AP.723700_TMYx.2004-2018 | 0 | 1900 | 1 | 9 | 1.2 | 4-12 (Low-Moderate Slope) | Pre-Defined Construction | Wood-Framed - 2x6 - 24 in OC - R-19 Cavity |  | Pre-Defined Construction | Attic w R49 Cavity and Shingle Roof |  | Pre-Defined Construction | Vented Crawlspace - R19 Cavity Insulation | [6 empty] | 0.388 | 0.4 | No | 0.2 | 0.2 | 0.2 | 0.2 | 7 | Single Speed ASHP (7.5 HSPF2 14.3 SEER2) | Autosize |  |  |  |  | Electric |  |  | 35 | -30 |  |  | 0.075 | 4 | 0.075 | 4 | Heat_EZ_Sch_1 | Cool_EZ_Sch_1 | HPWH_50-gallon | DHW_EZ_Sch_1 | 1 | 0.75 | 0 | Gas | Gas | Yes | Yes | Yes | 0 | Misc_Elec_EZ_Sch_1 | 0
1 Occupant_USA_AZ_Phoenix-_HPWH_50-gallon | 4 | USA_AZ_Phoenix-Sky.Harbor.Intl.AP.722780_TMYx.2004-2018 | 0 | 1900 | 1 | 9 | 1.2 | 4-12 (Low-Moderate Slope) | Pre-Defined Construction | Wood-Framed - 2x6 - 24 in OC - R-19 Cavity |  | Pre-Defined Construction | Attic w R49 Cavity and Shingle Roof |  | Pre-Defined Construction | Vented Crawlspace - R19 Cavity Insulation | [6 empty] | 0.388 | 0.4 | No | 0.2 | 0.2 | 0.2 | 0.2 | 7 | Single Speed ASHP (7.5 HSPF2 14.3 SEER2) | Autosize |  |  |  |  | Electric |  |  | 35 | -30 |  |  | 0.075 | 4 | 0.075 | 4 | Heat_EZ_Sch_1 | Cool_EZ_Sch_1 | HPWH_50-gallon | DHW_EZ_Sch_1 | 1 | 0.75 | 0 | Gas | Gas | Yes | Yes | Yes | 0 | Misc_Elec_EZ_Sch_1 | 0
1 Occupant_USA_AZ_Prescott_HPWH_50-gallon | 4 | USA_AZ_Prescott.Muni.AP-Love.Field.723723_TMYx.2004-2018 | 0 | 1900 | 1 | 9 | 1.2 | 4-12 (Low-Moderate Slope) | Pre-Defined Construction | Wood-Framed - 2x6 - 24 in OC - R-19 Cavity |  | Pre-Defined Construction | Attic w R49 Cavity and Shingle Roof |  | Pre-Defined Construction | Vented Crawlspace - R19 Cavity Insulation | [6 empty] | 0.388 | 0.4 | No | 0.2 | 0.2 | 0.2 | 0.2 | 7 | Single Speed ASHP (7.5 HSPF2 14.3 SEER2) | Autosize |  |  |  |  | Electric |  |  | 35 | -30 |  |  | 0.075 | 4 | 0.075 | 4 | Heat_EZ_Sch_1 | Cool_EZ_Sch_1 | HPWH_50-gallon | DHW_EZ_Sch_1 | 1 | 0.75 | 0 | Gas | Gas | Yes | Yes | Yes | 0 | Misc_Elec_EZ_Sch_1 | 0
1 Occupant_USA_CA_Bakersfi_HPWH_50-gallon | 4 | USA_CA_Bakersfield-Meadows.Field.AP.723840_TMYx.2004-2018 | 0 | 1900 | 1 | 9 | 1.2 | 4-12 (Low-Moderate Slope) | Pre-Defined Construction | Wood-Framed - 2x6 - 24 in OC - R-19 Cavity |  | Pre-Defined Construction | Attic w R49 Cavity and Shingle Roof |  | Pre-Defined Construction | Vented Crawlspace - R19 Cavity Insulation | [6 empty] | 0.388 | 0.4 | No | 0.2 | 0.2 | 0.2 | 0.2 | 7 | Single Speed ASHP (7.5 HSPF2 14.3 SEER2) | Autosize |  |  |  |  | Electric |  |  | 35 | -30 |  |  | 0.075 | 4 | 0.075 | 4 | Heat_EZ_Sch_1 | Cool_EZ_Sch_1 | HPWH_50-gallon | DHW_EZ_Sch_1 | 1 | 0.75 | 0 | Gas | Gas | Yes | Yes | Yes | 0 | Misc_Elec_EZ_Sch_1 | 0
1 Occupant_USA_CA_Bishop-E_HPWH_50-gallon | 4 | USA_CA_Bishop-Eastern.Sierra.Rgnl.AP.724800_TMYx.2004-2018 | 0 | 1900 | 1 | 9 | 1.2 | 4-12 (Low-Moderate Slope) | Pre-Defined Construction | Wood-Framed - 2x6 - 24 in OC - R-19 Cavity |  | Pre-Defined Construction | Attic w R49 Cavity and Shingle Roof |  | Pre-Defined Construction | Vented Crawlspace - R19 Cavity Insulation | [6 empty] | 0.388 | 0.4 | No | 0.2 | 0.2 | 0.2 | 0.2 | 7 | Single Speed ASHP (7.5 HSPF2 14.3 SEER2) | Autosize |  |  |  |  | Electric |  |  | 35 | -30 |  |  | 0.075 | 4 | 0.075 | 4 | Heat_EZ_Sch_1 | Cool_EZ_Sch_1 | HPWH_50-gallon | DHW_EZ_Sch_1 | 1 | 0.75 | 0 | Gas | Gas | Yes | Yes | Yes | 0 | Misc_Elec_EZ_Sch_1 | 0
1 Occupant_USA_CA_Crescent_HPWH_50-gallon | 4 | USA_CA_Crescent.City-Del.Norte.County.Rgnl.AP.725946_TMYx.2004-2018 | 0 | 1900 | 1 | 9 | 1.2 | 4-12 (Low-Moderate Slope) | Pre-Defined Construction | Wood-Framed - 2x6 - 24 in OC - R-19 Cavity |  | Pre-Defined Construction | Attic w R49 Cavity and Shingle Roof |  | Pre-Defined Construction | Vented Crawlspace - R19 Cavity Insulation | [6 empty] | 0.388 | 0.4 | No | 0.2 | 0.2 | 0.2 | 0.2 | 7 | Single Speed ASHP (7.5 HSPF2 14.3 SEER2) | Autosize |  |  |  |  | Electric |  |  | 35 | -30 |  |  | 0.075 | 4 | 0.075 | 4 | Heat_EZ_Sch_1 | Cool_EZ_Sch_1 | HPWH_50-gallon | DHW_EZ_Sch_1 | 1 | 0.75 | 0 | Gas | Gas | Yes | Yes | Yes | 0 | Misc_Elec_EZ_Sch_1 | 0
1 Occupant_USA_CA_Imperial_HPWH_50-gallon | 4 | USA_CA_Imperial.County.AP.747185_TMYx.2004-2018 | 0 | 1900 | 1 | 9 | 1.2 | 4-12 (Low-Moderate Slope) | Pre-Defined Construction | Wood-Framed - 2x6 - 24 in OC - R-19 Cavity |  | Pre-Defined Construction | Attic w R49 Cavity and Shingle Roof |  | Pre-Defined Construction | Vented Crawlspace - R19 Cavity Insulation | [6 empty] | 0.388 | 0.4 | No | 0.2 | 0.2 | 0.2 | 0.2 | 7 | Single Speed ASHP (7.5 HSPF2 14.3 SEER2) | Autosize |  |  |  |  | Electric |  |  | 35 | -30 |  |  | 0.075 | 4 | 0.075 | 4 | Heat_EZ_Sch_1 | Cool_EZ_Sch_1 | HPWH_50-gallon | DHW_EZ_Sch_1 | 1 | 0.75 | 0 | Gas | Gas | Yes | Yes | Yes | 0 | Misc_Elec_EZ_Sch_1 | 0
1 Occupant_USA_CA_Los.Ange_HPWH_50-gallon | 4 | USA_CA_Los.Angeles.Intl.AP.722950_TMYx.2004-2018 | 0 | 1900 | 1 | 9 | 1.2 | 4-12 (Low-Moderate Slope) | Pre-Defined Construction | Wood-Framed - 2x6 - 24 in OC - R-19 Cavity |  | Pre-Defined Construction | Attic w R49 Cavity and Shingle Roof |  | Pre-Defined Construction | Vented Crawlspace - R19 Cavity Insulation | [6 empty] | 0.388 | 0.4 | No | 0.2 | 0.2 | 0.2 | 0.2 | 7 | Single Speed ASHP (7.5 HSPF2 14.3 SEER2) | Autosize |  |  |  |  | Electric |  |  | 35 | -30 |  |  | 0.075 | 4 | 0.075 | 4 | Heat_EZ_Sch_1 | Cool_EZ_Sch_1 | HPWH_50-gallon | DHW_EZ_Sch_1 | 1 | 0.75 | 0 | Gas | Gas | Yes | Yes | Yes | 0 | Misc_Elec_EZ_Sch_1 | 0
1 Occupant_USA_CA_Riversid_HPWH_50-gallon | 4 | USA_CA_Riverside.Muni.AP.722869_TMYx.2004-2018 | 0 | 1900 | 1 | 9 | 1.2 | 4-12 (Low-Moderate Slope) | Pre-Defined Construction | Wood-Framed - 2x6 - 24 in OC - R-19 Cavity |  | Pre-Defined Construction | Attic w R49 Cavity and Shingle Roof |  | Pre-Defined Construction | Vented Crawlspace - R19 Cavity Insulation | [6 empty] | 0.388 | 0.4 | No | 0.2 | 0.2 | 0.2 | 0.2 | 7 | Single Speed ASHP (7.5 HSPF2 14.3 SEER2) | Autosize |  |  |  |  | Electric |  |  | 35 | -30 |  |  | 0.075 | 4 | 0.075 | 4 | Heat_EZ_Sch_1 | Cool_EZ_Sch_1 | HPWH_50-gallon | DHW_EZ_Sch_1 | 1 | 0.75 | 0 | Gas | Gas | Yes | Yes | Yes | 0 | Misc_Elec_EZ_Sch_1 | 0
1 Occupant_USA_CA_Sacramen_HPWH_50-gallon | 4 | USA_CA_Sacramento.Intl.AP.724839_TMYx.2004-2018 | 0 | 1900 | 1 | 9 | 1.2 | 4-12 (Low-Moderate Slope) | Pre-Defined Construction | Wood-Framed - 2x6 - 24 in OC - R-19 Cavity |  | Pre-Defined Construction | Attic w R49 Cavity and Shingle Roof |  | Pre-Defined Construction | Vented Crawlspace - R19 Cavity Insulation | [6 empty] | 0.388 | 0.4 | No | 0.2 | 0.2 | 0.2 | 0.2 | 7 | Single Speed ASHP (7.5 HSPF2 14.3 SEER2) | Autosize |  |  |  |  | Electric |  |  | 35 | -30 |  |  | 0.075 | 4 | 0.075 | 4 | Heat_EZ_Sch_1 | Cool_EZ_Sch_1 | HPWH_50-gallon | DHW_EZ_Sch_1 | 1 | 0.75 | 0 | Gas | Gas | Yes | Yes | Yes | 0 | Misc_Elec_EZ_Sch_1 | 0
1 Occupant_USA_CA_San.Jose_HPWH_50-gallon | 4 | USA_CA_San.Jose-Mineta.Intl.AP.724945_TMYx.2004-2018 | 0 | 1900 | 1 | 9 | 1.2 | 4-12 (Low-Moderate Slope) | Pre-Defined Construction | Wood-Framed - 2x6 - 24 in OC - R-19 Cavity |  | Pre-Defined Construction | Attic w R49 Cavity and Shingle Roof |  | Pre-Defined Construction | Vented Crawlspace - R19 Cavity Insulation | [6 empty] | 0.388 | 0.4 | No | 0.2 | 0.2 | 0.2 | 0.2 | 7 | Single Speed ASHP (7.5 HSPF2 14.3 SEER2) | Autosize |  |  |  |  | Electric |  |  | 35 | -30 |  |  | 0.075 | 4 | 0.075 | 4 | Heat_EZ_Sch_1 | Cool_EZ_Sch_1 | HPWH_50-gallon | DHW_EZ_Sch_1 | 1 | 0.75 | 0 | Gas | Gas | Yes | Yes | Yes | 0 | Misc_Elec_EZ_Sch_1 | 0
1 Occupant_USA_CA_Santa.An_HPWH_50-gallon | 4 | USA_CA_Santa.Ana-Orange.County-Wayne.Intl.AP.722977_TMYx.2004-2018 | 0 | 1900 | 1 | 9 | 1.2 | 4-12 (Low-Moderate Slope) | Pre-Defined Construction | Wood-Framed - 2x6 - 24 in OC - R-19 Cavity |  | Pre-Defined Construction | Attic w R49 Cavity and Shingle Roof |  | Pre-Defined Construction | Vented Crawlspace - R19 Cavity Insulation | [6 empty] | 0.388 | 0.4 | No | 0.2 | 0.2 | 0.2 | 0.2 | 7 | Single Speed ASHP (7.5 HSPF2 14.3 SEER2) | Autosize |  |  |  |  | Electric |  |  | 35 | -30 |  |  | 0.075 | 4 | 0.075 | 4 | Heat_EZ_Sch_1 | Cool_EZ_Sch_1 | HPWH_50-gallon | DHW_EZ_Sch_1 | 1 | 0.75 | 0 | Gas | Gas | Yes | Yes | Yes | 0 | Misc_Elec_EZ_Sch_1 | 0
1 Occupant_USA_CO_Alamosa-_HPWH_50-gallon | 4 | USA_CO_Alamosa-San.Luis.Valley.Rgnl.AP.724620_TMYx.2004-2018 | 0 | 1900 | 1 | 9 | 1.2 | 4-12 (Low-Moderate Slope) | Pre-Defined Construction | Wood-Framed - 2x6 - 24 in OC - R-19 Cavity |  | Pre-Defined Construction | Attic w R49 Cavity and Shingle Roof |  | Pre-Defined Construction | Vented Crawlspace - R19 Cavity Insulation | [6 empty] | 0.388 | 0.4 | No | 0.2 | 0.2 | 0.2 | 0.2 | 7 | Single Speed ASHP (7.5 HSPF2 14.3 SEER2) | Autosize |  |  |  |  | Electric |  |  | 35 | -30 |  |  | 0.075 | 4 | 0.075 | 4 | Heat_EZ_Sch_1 | Cool_EZ_Sch_1 | HPWH_50-gallon | DHW_EZ_Sch_1 | 1 | 0.75 | 0 | Gas | Gas | Yes | Yes | Yes | 0 | Misc_Elec_EZ_Sch_1 | 0
1 Occupant_USA_CO_Aspen-Pi_HPWH_50-gallon | 4 | USA_CO_Aspen-Pitkin.County.AP-Sardy.Field.724676_TMYx.2004-2018 | 0 | 1900 | 1 | 9 | 1.2 | 4-12 (Low-Moderate Slope) | Pre-Defined Construction | Wood-Framed - 2x6 - 24 in OC - R-19 Cavity |  | Pre-Defined Construction | Attic w R49 Cavity and Shingle Roof |  | Pre-Defined Construction | Vented Crawlspace - R19 Cavity Insulation | [6 empty] | 0.388 | 0.4 | No | 0.2 | 0.2 | 0.2 | 0.2 | 7 | Single Speed ASHP (7.5 HSPF2 14.3 SEER2) | Autosize |  |  |  |  | Electric |  |  | 35 | -30 |  |  | 0.075 | 4 | 0.075 | 4 | Heat_EZ_Sch_1 | Cool_EZ_Sch_1 | HPWH_50-gallon | DHW_EZ_Sch_1 | 1 | 0.75 | 0 | Gas | Gas | Yes | Yes | Yes | 0 | Misc_Elec_EZ_Sch_1 | 0
1 Occupant_USA_CO_Denver.I_HPWH_50-gallon | 4 | USA_CO_Denver.Intl.AP.725650_TMYx.2004-2018 | 0 | 1900 | 1 | 9 | 1.2 | 4-12 (Low-Moderate Slope) | Pre-Defined Construction | Wood-Framed - 2x6 - 24 in OC - R-19 Cavity |  | Pre-Defined Construction | Attic w R49 Cavity and Shingle Roof |  | Pre-Defined Construction | Vented Crawlspace - R19 Cavity Insulation | [6 empty] | 0.388 | 0.4 | No | 0.2 | 0.2 | 0.2 | 0.2 | 7 | Single Speed ASHP (7.5 HSPF2 14.3 SEER2) | Autosize |  |  |  |  | Electric |  |  | 35 | -30 |  |  | 0.075 | 4 | 0.075 | 4 | Heat_EZ_Sch_1 | Cool_EZ_Sch_1 | HPWH_50-gallon | DHW_EZ_Sch_1 | 1 | 0.75 | 0 | Gas | Gas | Yes | Yes | Yes | 0 | Misc_Elec_EZ_Sch_1 | 0
1 Occupant_USA_CO_Trinidad_HPWH_50-gallon | 4 | USA_CO_Trinidad-Stokes.AP.724645_TMYx.2004-2018 | 0 | 1900 | 1 | 9 | 1.2 | 4-12 (Low-Moderate Slope) | Pre-Defined Construction | Wood-Framed - 2x6 - 24 in OC - R-19 Cavity |  | Pre-Defined Construction | Attic w R49 Cavity and Shingle Roof |  | Pre-Defined Construction | Vented Crawlspace - R19 Cavity Insulation | [6 empty] | 0.388 | 0.4 | No | 0.2 | 0.2 | 0.2 | 0.2 | 7 | Single Speed ASHP (7.5 HSPF2 14.3 SEER2) | Autosize |  |  |  |  | Electric |  |  | 35 | -30 |  |  | 0.075 | 4 | 0.075 | 4 | Heat_EZ_Sch_1 | Cool_EZ_Sch_1 | HPWH_50-gallon | DHW_EZ_Sch_1 | 1 | 0.75 | 0 | Gas | Gas | Yes | Yes | Yes | 0 | Misc_Elec_EZ_Sch_1 | 0
1 Occupant_USA_CT_Bridgepo_HPWH_50-gallon | 4 | USA_CT_Bridgeport-Sikorsky.Meml.AP.725040_TMYx.2004-2018 | 0 | 1900 | 1 | 9 | 1.2 | 4-12 (Low-Moderate Slope) | Pre-Defined Construction | Wood-Framed - 2x6 - 24 in OC - R-19 Cavity |  | Pre-Defined Construction | Attic w R49 Cavity and Shingle Roof |  | Pre-Defined Construction | Vented Crawlspace - R19 Cavity Insulation | [6 empty] | 0.388 | 0.4 | No | 0.2 | 0.2 | 0.2 | 0.2 | 7 | Single Speed ASHP (7.5 HSPF2 14.3 SEER2) | Autosize |  |  |  |  | Electric |  |  | 35 | -30 |  |  | 0.075 | 4 | 0.075 | 4 | Heat_EZ_Sch_1 | Cool_EZ_Sch_1 | HPWH_50-gallon | DHW_EZ_Sch_1 | 1 | 0.75 | 0 | Gas | Gas | Yes | Yes | Yes | 0 | Misc_Elec_EZ_Sch_1 | 0
1 Occupant_USA_DE_Wilmingt_HPWH_50-gallon | 4 | USA_DE_Wilmington.AP.724180_TMYx.2004-2018 | 0 | 1900 | 1 | 9 | 1.2 | 4-12 (Low-Moderate Slope) | Pre-Defined Construction | Wood-Framed - 2x6 - 24 in OC - R-19 Cavity |  | Pre-Defined Construction | Attic w R49 Cavity and Shingle Roof |  | Pre-Defined Construction | Vented Crawlspace - R19 Cavity Insulation | [6 empty] | 0.388 | 0.4 | No | 0.2 | 0.2 | 0.2 | 0.2 | 7 | Single Speed ASHP (7.5 HSPF2 14.3 SEER2) | Autosize |  |  |  |  | Electric |  |  | 35 | -30 |  |  | 0.075 | 4 | 0.075 | 4 | Heat_EZ_Sch_1 | Cool_EZ_Sch_1 | HPWH_50-gallon | DHW_EZ_Sch_1 | 1 | 0.75 | 0 | Gas | Gas | Yes | Yes | Yes | 0 | Misc_Elec_EZ_Sch_1 | 0
1 Occupant_USA_FL_Fort.Mye_HPWH_50-gallon | 4 | USA_FL_Fort.Myers-Page.Field.AP.722106_TMYx.2004-2018 | 0 | 1900 | 1 | 9 | 1.2 | 4-12 (Low-Moderate Slope) | Pre-Defined Construction | Wood-Framed - 2x6 - 24 in OC - R-19 Cavity |  | Pre-Defined Construction | Attic w R49 Cavity and Shingle Roof |  | Pre-Defined Construction | Vented Crawlspace - R19 Cavity Insulation | [6 empty] | 0.388 | 0.4 | No | 0.2 | 0.2 | 0.2 | 0.2 | 7 | Single Speed ASHP (7.5 HSPF2 14.3 SEER2) | Autosize |  |  |  |  | Electric |  |  | 35 | -30 |  |  | 0.075 | 4 | 0.075 | 4 | Heat_EZ_Sch_1 | Cool_EZ_Sch_1 | HPWH_50-gallon | DHW_EZ_Sch_1 | 1 | 0.75 | 0 | Gas | Gas | Yes | Yes | Yes | 0 | Misc_Elec_EZ_Sch_1 | 0
1 Occupant_USA_FL_Jacksonv_HPWH_50-gallon | 4 | USA_FL_Jacksonville.Intl.AP.722060_TMYx.2004-2018 | 0 | 1900 | 1 | 9 | 1.2 | 4-12 (Low-Moderate Slope) | Pre-Defined Construction | Wood-Framed - 2x6 - 24 in OC - R-19 Cavity |  | Pre-Defined Construction | Attic w R49 Cavity and Shingle Roof |  | Pre-Defined Construction | Vented Crawlspace - R19 Cavity Insulation | [6 empty] | 0.388 | 0.4 | No | 0.2 | 0.2 | 0.2 | 0.2 | 7 | Single Speed ASHP (7.5 HSPF2 14.3 SEER2) | Autosize |  |  |  |  | Electric |  |  | 35 | -30 |  |  | 0.075 | 4 | 0.075 | 4 | Heat_EZ_Sch_1 | Cool_EZ_Sch_1 | HPWH_50-gallon | DHW_EZ_Sch_1 | 1 | 0.75 | 0 | Gas | Gas | Yes | Yes | Yes | 0 | Misc_Elec_EZ_Sch_1 | 0
1 Occupant_USA_FL_Miami.Na_HPWH_50-gallon | 4 | USA_FL_Miami.Natl.Hurricane.Center.722020_TMYx.2004-2018 | 0 | 1900 | 1 | 9 | 1.2 | 4-12 (Low-Moderate Slope) | Pre-Defined Construction | Wood-Framed - 2x6 - 24 in OC - R-19 Cavity |  | Pre-Defined Construction | Attic w R49 Cavity and Shingle Roof |  | Pre-Defined Construction | Vented Crawlspace - R19 Cavity Insulation | [6 empty] | 0.388 | 0.4 | No | 0.2 | 0.2 | 0.2 | 0.2 | 7 | Single Speed ASHP (7.5 HSPF2 14.3 SEER2) | Autosize |  |  |  |  | Electric |  |  | 35 | -30 |  |  | 0.075 | 4 | 0.075 | 4 | Heat_EZ_Sch_1 | Cool_EZ_Sch_1 | HPWH_50-gallon | DHW_EZ_Sch_1 | 1 | 0.75 | 0 | Gas | Gas | Yes | Yes | Yes | 0 | Misc_Elec_EZ_Sch_1 | 0
1 Occupant_USA_GA_Atlanta-_HPWH_50-gallon | 4 | USA_GA_Atlanta-Hartsfield-Jackson.Intl.AP.722190_TMYx.2004-2018 | 0 | 1900 | 1 | 9 | 1.2 | 4-12 (Low-Moderate Slope) | Pre-Defined Construction | Wood-Framed - 2x6 - 24 in OC - R-19 Cavity |  | Pre-Defined Construction | Attic w R49 Cavity and Shingle Roof |  | Pre-Defined Construction | Vented Crawlspace - R19 Cavity Insulation | [6 empty] | 0.388 | 0.4 | No | 0.2 | 0.2 | 0.2 | 0.2 | 7 | Single Speed ASHP (7.5 HSPF2 14.3 SEER2) | Autosize |  |  |  |  | Electric |  |  | 35 | -30 |  |  | 0.075 | 4 | 0.075 | 4 | Heat_EZ_Sch_1 | Cool_EZ_Sch_1 | HPWH_50-gallon | DHW_EZ_Sch_1 | 1 | 0.75 | 0 | Gas | Gas | Yes | Yes | Yes | 0 | Misc_Elec_EZ_Sch_1 | 0
1 Occupant_USA_GA_Rome-Rus_HPWH_50-gallon | 4 | USA_GA_Rome-Russell.AP.723200_TMYx.2004-2018 | 0 | 1900 | 1 | 9 | 1.2 | 4-12 (Low-Moderate Slope) | Pre-Defined Construction | Wood-Framed - 2x6 - 24 in OC - R-19 Cavity |  | Pre-Defined Construction | Attic w R49 Cavity and Shingle Roof |  | Pre-Defined Construction | Vented Crawlspace - R19 Cavity Insulation | [6 empty] | 0.388 | 0.4 | No | 0.2 | 0.2 | 0.2 | 0.2 | 7 | Single Speed ASHP (7.5 HSPF2 14.3 SEER2) | Autosize |  |  |  |  | Electric |  |  | 35 | -30 |  |  | 0.075 | 4 | 0.075 | 4 | Heat_EZ_Sch_1 | Cool_EZ_Sch_1 | HPWH_50-gallon | DHW_EZ_Sch_1 | 1 | 0.75 | 0 | Gas | Gas | Yes | Yes | Yes | 0 | Misc_Elec_EZ_Sch_1 | 0
1 Occupant_USA_GA_Savannah_HPWH_50-gallon | 4 | USA_GA_Savannah-Hilton.Head.Intl.AP.722070_TMYx.2004-2018 | 0 | 1900 | 1 | 9 | 1.2 | 4-12 (Low-Moderate Slope) | Pre-Defined Construction | Wood-Framed - 2x6 - 24 in OC - R-19 Cavity |  | Pre-Defined Construction | Attic w R49 Cavity and Shingle Roof |  | Pre-Defined Construction | Vented Crawlspace - R19 Cavity Insulation | [6 empty] | 0.388 | 0.4 | No | 0.2 | 0.2 | 0.2 | 0.2 | 7 | Single Speed ASHP (7.5 HSPF2 14.3 SEER2) | Autosize |  |  |  |  | Electric |  |  | 35 | -30 |  |  | 0.075 | 4 | 0.075 | 4 | Heat_EZ_Sch_1 | Cool_EZ_Sch_1 | HPWH_50-gallon | DHW_EZ_Sch_1 | 1 | 0.75 | 0 | Gas | Gas | Yes | Yes | Yes | 0 | Misc_Elec_EZ_Sch_1 | 0
1 Occupant_USA_IA_Des.Moin_HPWH_50-gallon | 4 | USA_IA_Des.Moines.Intl.AP.725460_TMYx.2004-2018 | 0 | 1900 | 1 | 9 | 1.2 | 4-12 (Low-Moderate Slope) | Pre-Defined Construction | Wood-Framed - 2x6 - 24 in OC - R-19 Cavity |  | Pre-Defined Construction | Attic w R49 Cavity and Shingle Roof |  | Pre-Defined Construction | Vented Crawlspace - R19 Cavity Insulation | [6 empty] | 0.388 | 0.4 | No | 0.2 | 0.2 | 0.2 | 0.2 | 7 | Single Speed ASHP (7.5 HSPF2 14.3 SEER2) | Autosize |  |  |  |  | Electric |  |  | 35 | -30 |  |  | 0.075 | 4 | 0.075 | 4 | Heat_EZ_Sch_1 | Cool_EZ_Sch_1 | HPWH_50-gallon | DHW_EZ_Sch_1 | 1 | 0.75 | 0 | Gas | Gas | Yes | Yes | Yes | 0 | Misc_Elec_EZ_Sch_1 | 0
1 Occupant_USA_IA_Sioux.Ci_HPWH_50-gallon | 4 | USA_IA_Sioux.City-Sioux.Gateway.AP.725570_TMYx.2004-2018 | 0 | 1900 | 1 | 9 | 1.2 | 4-12 (Low-Moderate Slope) | Pre-Defined Construction | Wood-Framed - 2x6 - 24 in OC - R-19 Cavity |  | Pre-Defined Construction | Attic w R49 Cavity and Shingle Roof |  | Pre-Defined Construction | Vented Crawlspace - R19 Cavity Insulation | [6 empty] | 0.388 | 0.4 | No | 0.2 | 0.2 | 0.2 | 0.2 | 7 | Single Speed ASHP (7.5 HSPF2 14.3 SEER2) | Autosize |  |  |  |  | Electric |  |  | 35 | -30 |  |  | 0.075 | 4 | 0.075 | 4 | Heat_EZ_Sch_1 | Cool_EZ_Sch_1 | HPWH_50-gallon | DHW_EZ_Sch_1 | 1 | 0.75 | 0 | Gas | Gas | Yes | Yes | Yes | 0 | Misc_Elec_EZ_Sch_1 | 0
1 Occupant_USA_ID_Boise.AP_HPWH_50-gallon | 4 | USA_ID_Boise.AP-Gowen.Field.ANGB.726810_TMYx.2004-2018 | 0 | 1900 | 1 | 9 | 1.2 | 4-12 (Low-Moderate Slope) | Pre-Defined Construction | Wood-Framed - 2x6 - 24 in OC - R-19 Cavity |  | Pre-Defined Construction | Attic w R49 Cavity and Shingle Roof |  | Pre-Defined Construction | Vented Crawlspace - R19 Cavity Insulation | [6 empty] | 0.388 | 0.4 | No | 0.2 | 0.2 | 0.2 | 0.2 | 7 | Single Speed ASHP (7.5 HSPF2 14.3 SEER2) | Autosize |  |  |  |  | Electric |  |  | 35 | -30 |  |  | 0.075 | 4 | 0.075 | 4 | Heat_EZ_Sch_1 | Cool_EZ_Sch_1 | HPWH_50-gallon | DHW_EZ_Sch_1 | 1 | 0.75 | 0 | Gas | Gas | Yes | Yes | Yes | 0 | Misc_Elec_EZ_Sch_1 | 0
1 Occupant_USA_ID_Idaho.Fa_HPWH_50-gallon | 4 | USA_ID_Idaho.Falls.Rgnl.AP-Fanning.Field.725785_TMYx.2004-2018 | 0 | 1900 | 1 | 9 | 1.2 | 4-12 (Low-Moderate Slope) | Pre-Defined Construction | Wood-Framed - 2x6 - 24 in OC - R-19 Cavity |  | Pre-Defined Construction | Attic w R49 Cavity and Shingle Roof |  | Pre-Defined Construction | Vented Crawlspace - R19 Cavity Insulation | [6 empty] | 0.388 | 0.4 | No | 0.2 | 0.2 | 0.2 | 0.2 | 7 | Single Speed ASHP (7.5 HSPF2 14.3 SEER2) | Autosize |  |  |  |  | Electric |  |  | 35 | -30 |  |  | 0.075 | 4 | 0.075 | 4 | Heat_EZ_Sch_1 | Cool_EZ_Sch_1 | HPWH_50-gallon | DHW_EZ_Sch_1 | 1 | 0.75 | 0 | Gas | Gas | Yes | Yes | Yes | 0 | Misc_Elec_EZ_Sch_1 | 0
1 Occupant_USA_IL_Bellevil_HPWH_50-gallon | 4 | USA_IL_Belleville-Scott.AFB-MidAmerica.St.Louis.AP.724338_TMYx.2004-2018 | 0 | 1900 | 1 | 9 | 1.2 | 4-12 (Low-Moderate Slope) | Pre-Defined Construction | Wood-Framed - 2x6 - 24 in OC - R-19 Cavity |  | Pre-Defined Construction | Attic w R49 Cavity and Shingle Roof |  | Pre-Defined Construction | Vented Crawlspace - R19 Cavity Insulation | [6 empty] | 0.388 | 0.4 | No | 0.2 | 0.2 | 0.2 | 0.2 | 7 | Single Speed ASHP (7.5 HSPF2 14.3 SEER2) | Autosize |  |  |  |  | Electric |  |  | 35 | -30 |  |  | 0.075 | 4 | 0.075 | 4 | Heat_EZ_Sch_1 | Cool_EZ_Sch_1 | HPWH_50-gallon | DHW_EZ_Sch_1 | 1 | 0.75 | 0 | Gas | Gas | Yes | Yes | Yes | 0 | Misc_Elec_EZ_Sch_1 | 0
1 Occupant_USA_IL_Chicago._HPWH_50-gallon | 4 | USA_IL_Chicago.Midway.Intl.AP.725340_TMYx.2004-2018 | 0 | 1900 | 1 | 9 | 1.2 | 4-12 (Low-Moderate Slope) | Pre-Defined Construction | Wood-Framed - 2x6 - 24 in OC - R-19 Cavity |  | Pre-Defined Construction | Attic w R49 Cavity and Shingle Roof |  | Pre-Defined Construction | Vented Crawlspace - R19 Cavity Insulation | [6 empty] | 0.388 | 0.4 | No | 0.2 | 0.2 | 0.2 | 0.2 | 7 | Single Speed ASHP (7.5 HSPF2 14.3 SEER2) | Autosize |  |  |  |  | Electric |  |  | 35 | -30 |  |  | 0.075 | 4 | 0.075 | 4 | Heat_EZ_Sch_1 | Cool_EZ_Sch_1 | HPWH_50-gallon | DHW_EZ_Sch_1 | 1 | 0.75 | 0 | Gas | Gas | Yes | Yes | Yes | 0 | Misc_Elec_EZ_Sch_1 | 0
1 Occupant_USA_IN_Evansvil_HPWH_50-gallon | 4 | USA_IN_Evansville.Rgnl.AP.724320_TMYx.2004-2018 | 0 | 1900 | 1 | 9 | 1.2 | 4-12 (Low-Moderate Slope) | Pre-Defined Construction | Wood-Framed - 2x6 - 24 in OC - R-19 Cavity |  | Pre-Defined Construction | Attic w R49 Cavity and Shingle Roof |  | Pre-Defined Construction | Vented Crawlspace - R19 Cavity Insulation | [6 empty] | 0.388 | 0.4 | No | 0.2 | 0.2 | 0.2 | 0.2 | 7 | Single Speed ASHP (7.5 HSPF2 14.3 SEER2) | Autosize |  |  |  |  | Electric |  |  | 35 | -30 |  |  | 0.075 | 4 | 0.075 | 4 | Heat_EZ_Sch_1 | Cool_EZ_Sch_1 | HPWH_50-gallon | DHW_EZ_Sch_1 | 1 | 0.75 | 0 | Gas | Gas | Yes | Yes | Yes | 0 | Misc_Elec_EZ_Sch_1 | 0
1 Occupant_USA_IN_Indianap_HPWH_50-gallon | 4 | USA_IN_Indianapolis.Intl.AP.724380_TMYx.2004-2018 | 0 | 1900 | 1 | 9 | 1.2 | 4-12 (Low-Moderate Slope) | Pre-Defined Construction | Wood-Framed - 2x6 - 24 in OC - R-19 Cavity |  | Pre-Defined Construction | Attic w R49 Cavity and Shingle Roof |  | Pre-Defined Construction | Vented Crawlspace - R19 Cavity Insulation | [6 empty] | 0.388 | 0.4 | No | 0.2 | 0.2 | 0.2 | 0.2 | 7 | Single Speed ASHP (7.5 HSPF2 14.3 SEER2) | Autosize |  |  |  |  | Electric |  |  | 35 | -30 |  |  | 0.075 | 4 | 0.075 | 4 | Heat_EZ_Sch_1 | Cool_EZ_Sch_1 | HPWH_50-gallon | DHW_EZ_Sch_1 | 1 | 0.75 | 0 | Gas | Gas | Yes | Yes | Yes | 0 | Misc_Elec_EZ_Sch_1 | 0
1 Occupant_USA_KS_Hays.Rgn_HPWH_50-gallon | 4 | USA_KS_Hays.Rgnl.AP.724518_TMYx.2004-2018 | 0 | 1900 | 1 | 9 | 1.2 | 4-12 (Low-Moderate Slope) | Pre-Defined Construction | Wood-Framed - 2x6 - 24 in OC - R-19 Cavity |  | Pre-Defined Construction | Attic w R49 Cavity and Shingle Roof |  | Pre-Defined Construction | Vented Crawlspace - R19 Cavity Insulation | [6 empty] | 0.388 | 0.4 | No | 0.2 | 0.2 | 0.2 | 0.2 | 7 | Single Speed ASHP (7.5 HSPF2 14.3 SEER2) | Autosize |  |  |  |  | Electric |  |  | 35 | -30 |  |  | 0.075 | 4 | 0.075 | 4 | Heat_EZ_Sch_1 | Cool_EZ_Sch_1 | HPWH_50-gallon | DHW_EZ_Sch_1 | 1 | 0.75 | 0 | Gas | Gas | Yes | Yes | Yes | 0 | Misc_Elec_EZ_Sch_1 | 0
1 Occupant_USA_KS_Wichita._HPWH_50-gallon | 4 | USA_KS_Wichita.Eisenhower.Natl.AP.724500_TMYx.2004-2018 | 0 | 1900 | 1 | 9 | 1.2 | 4-12 (Low-Moderate Slope) | Pre-Defined Construction | Wood-Framed - 2x6 - 24 in OC - R-19 Cavity |  | Pre-Defined Construction | Attic w R49 Cavity and Shingle Roof |  | Pre-Defined Construction | Vented Crawlspace - R19 Cavity Insulation | [6 empty] | 0.388 | 0.4 | No | 0.2 | 0.2 | 0.2 | 0.2 | 7 | Single Speed ASHP (7.5 HSPF2 14.3 SEER2) | Autosize |  |  |  |  | Electric |  |  | 35 | -30 |  |  | 0.075 | 4 | 0.075 | 4 | Heat_EZ_Sch_1 | Cool_EZ_Sch_1 | HPWH_50-gallon | DHW_EZ_Sch_1 | 1 | 0.75 | 0 | Gas | Gas | Yes | Yes | Yes | 0 | Misc_Elec_EZ_Sch_1 | 0
1 Occupant_USA_KY_Louisvil_HPWH_50-gallon | 4 | USA_KY_Louisville-Bowman.Rgnl.AP.724235_TMYx.2004-2018 | 0 | 1900 | 1 | 9 | 1.2 | 4-12 (Low-Moderate Slope) | Pre-Defined Construction | Wood-Framed - 2x6 - 24 in OC - R-19 Cavity |  | Pre-Defined Construction | Attic w R49 Cavity and Shingle Roof |  | Pre-Defined Construction | Vented Crawlspace - R19 Cavity Insulation | [6 empty] | 0.388 | 0.4 | No | 0.2 | 0.2 | 0.2 | 0.2 | 7 | Single Speed ASHP (7.5 HSPF2 14.3 SEER2) | Autosize |  |  |  |  | Electric |  |  | 35 | -30 |  |  | 0.075 | 4 | 0.075 | 4 | Heat_EZ_Sch_1 | Cool_EZ_Sch_1 | HPWH_50-gallon | DHW_EZ_Sch_1 | 1 | 0.75 | 0 | Gas | Gas | Yes | Yes | Yes | 0 | Misc_Elec_EZ_Sch_1 | 0
1 Occupant_USA_LA_New.Orle_HPWH_50-gallon | 4 | USA_LA_New.Orleans-Armstrong.Intl.AP.722310_TMYx.2004-2018 | 0 | 1900 | 1 | 9 | 1.2 | 4-12 (Low-Moderate Slope) | Pre-Defined Construction | Wood-Framed - 2x6 - 24 in OC - R-19 Cavity |  | Pre-Defined Construction | Attic w R49 Cavity and Shingle Roof |  | Pre-Defined Construction | Vented Crawlspace - R19 Cavity Insulation | [6 empty] | 0.388 | 0.4 | No | 0.2 | 0.2 | 0.2 | 0.2 | 7 | Single Speed ASHP (7.5 HSPF2 14.3 SEER2) | Autosize |  |  |  |  | Electric |  |  | 35 | -30 |  |  | 0.075 | 4 | 0.075 | 4 | Heat_EZ_Sch_1 | Cool_EZ_Sch_1 | HPWH_50-gallon | DHW_EZ_Sch_1 | 1 | 0.75 | 0 | Gas | Gas | Yes | Yes | Yes | 0 | Misc_Elec_EZ_Sch_1 | 0
1 Occupant_USA_LA_Shrevepo_HPWH_50-gallon | 4 | USA_LA_Shreveport.Downtown.AP.722484_TMYx.2004-2018 | 0 | 1900 | 1 | 9 | 1.2 | 4-12 (Low-Moderate Slope) | Pre-Defined Construction | Wood-Framed - 2x6 - 24 in OC - R-19 Cavity |  | Pre-Defined Construction | Attic w R49 Cavity and Shingle Roof |  | Pre-Defined Construction | Vented Crawlspace - R19 Cavity Insulation | [6 empty] | 0.388 | 0.4 | No | 0.2 | 0.2 | 0.2 | 0.2 | 7 | Single Speed ASHP (7.5 HSPF2 14.3 SEER2) | Autosize |  |  |  |  | Electric |  |  | 35 | -30 |  |  | 0.075 | 4 | 0.075 | 4 | Heat_EZ_Sch_1 | Cool_EZ_Sch_1 | HPWH_50-gallon | DHW_EZ_Sch_1 | 1 | 0.75 | 0 | Gas | Gas | Yes | Yes | Yes | 0 | Misc_Elec_EZ_Sch_1 | 0
1 Occupant_USA_MA_Boston-L_HPWH_50-gallon | 4 | USA_MA_Boston-Logan.Intl.AP.725090_TMYx.2004-2018 | 0 | 1900 | 1 | 9 | 1.2 | 4-12 (Low-Moderate Slope) | Pre-Defined Construction | Wood-Framed - 2x6 - 24 in OC - R-19 Cavity |  | Pre-Defined Construction | Attic w R49 Cavity and Shingle Roof |  | Pre-Defined Construction | Vented Crawlspace - R19 Cavity Insulation | [6 empty] | 0.388 | 0.4 | No | 0.2 | 0.2 | 0.2 | 0.2 | 7 | Single Speed ASHP (7.5 HSPF2 14.3 SEER2) | Autosize |  |  |  |  | Electric |  |  | 35 | -30 |  |  | 0.075 | 4 | 0.075 | 4 | Heat_EZ_Sch_1 | Cool_EZ_Sch_1 | HPWH_50-gallon | DHW_EZ_Sch_1 | 1 | 0.75 | 0 | Gas | Gas | Yes | Yes | Yes | 0 | Misc_Elec_EZ_Sch_1 | 0
1 Occupant_USA_MD_Baltimor_HPWH_50-gallon | 4 | USA_MD_Baltimore-Washington.Intl-Marshall.AP.724060_TMYx.2004-2018 | 0 | 1900 | 1 | 9 | 1.2 | 4-12 (Low-Moderate Slope) | Pre-Defined Construction | Wood-Framed - 2x6 - 24 in OC - R-19 Cavity |  | Pre-Defined Construction | Attic w R49 Cavity and Shingle Roof |  | Pre-Defined Construction | Vented Crawlspace - R19 Cavity Insulation | [6 empty] | 0.388 | 0.4 | No | 0.2 | 0.2 | 0.2 | 0.2 | 7 | Single Speed ASHP (7.5 HSPF2 14.3 SEER2) | Autosize |  |  |  |  | Electric |  |  | 35 | -30 |  |  | 0.075 | 4 | 0.075 | 4 | Heat_EZ_Sch_1 | Cool_EZ_Sch_1 | HPWH_50-gallon | DHW_EZ_Sch_1 | 1 | 0.75 | 0 | Gas | Gas | Yes | Yes | Yes | 0 | Misc_Elec_EZ_Sch_1 | 0
1 Occupant_USA_ME_Portland_HPWH_50-gallon | 4 | USA_ME_Portland.Intl.Jetport.726060_TMYx.2004-2018 | 0 | 1900 | 1 | 9 | 1.2 | 4-12 (Low-Moderate Slope) | Pre-Defined Construction | Wood-Framed - 2x6 - 24 in OC - R-19 Cavity |  | Pre-Defined Construction | Attic w R49 Cavity and Shingle Roof |  | Pre-Defined Construction | Vented Crawlspace - R19 Cavity Insulation | [6 empty] | 0.388 | 0.4 | No | 0.2 | 0.2 | 0.2 | 0.2 | 7 | Single Speed ASHP (7.5 HSPF2 14.3 SEER2) | Autosize |  |  |  |  | Electric |  |  | 35 | -30 |  |  | 0.075 | 4 | 0.075 | 4 | Heat_EZ_Sch_1 | Cool_EZ_Sch_1 | HPWH_50-gallon | DHW_EZ_Sch_1 | 1 | 0.75 | 0 | Gas | Gas | Yes | Yes | Yes | 0 | Misc_Elec_EZ_Sch_1 | 0
1 Occupant_USA_ME_Presque._HPWH_50-gallon | 4 | USA_ME_Presque.Isle.Intl.AP.727130_TMYx.2004-2018 | 0 | 1900 | 1 | 9 | 1.2 | 4-12 (Low-Moderate Slope) | Pre-Defined Construction | Wood-Framed - 2x6 - 24 in OC - R-19 Cavity |  | Pre-Defined Construction | Attic w R49 Cavity and Shingle Roof |  | Pre-Defined Construction | Vented Crawlspace - R19 Cavity Insulation | [6 empty] | 0.388 | 0.4 | No | 0.2 | 0.2 | 0.2 | 0.2 | 7 | Single Speed ASHP (7.5 HSPF2 14.3 SEER2) | Autosize |  |  |  |  | Electric |  |  | 35 | -30 |  |  | 0.075 | 4 | 0.075 | 4 | Heat_EZ_Sch_1 | Cool_EZ_Sch_1 | HPWH_50-gallon | DHW_EZ_Sch_1 | 1 | 0.75 | 0 | Gas | Gas | Yes | Yes | Yes | 0 | Misc_Elec_EZ_Sch_1 | 0
1 Occupant_USA_MI_Detroit-_HPWH_50-gallon | 4 | USA_MI_Detroit-Young.Intl.AP.725375_TMYx.2004-2018 | 0 | 1900 | 1 | 9 | 1.2 | 4-12 (Low-Moderate Slope) | Pre-Defined Construction | Wood-Framed - 2x6 - 24 in OC - R-19 Cavity |  | Pre-Defined Construction | Attic w R49 Cavity and Shingle Roof |  | Pre-Defined Construction | Vented Crawlspace - R19 Cavity Insulation | [6 empty] | 0.388 | 0.4 | No | 0.2 | 0.2 | 0.2 | 0.2 | 7 | Single Speed ASHP (7.5 HSPF2 14.3 SEER2) | Autosize |  |  |  |  | Electric |  |  | 35 | -30 |  |  | 0.075 | 4 | 0.075 | 4 | Heat_EZ_Sch_1 | Cool_EZ_Sch_1 | HPWH_50-gallon | DHW_EZ_Sch_1 | 1 | 0.75 | 0 | Gas | Gas | Yes | Yes | Yes | 0 | Misc_Elec_EZ_Sch_1 | 0
1 Occupant_USA_MI_Houghton_HPWH_50-gallon | 4 | USA_MI_Houghton.Lake-Roscommon.County.AP.726380_TMYx.2004-2018 | 0 | 1900 | 1 | 9 | 1.2 | 4-12 (Low-Moderate Slope) | Pre-Defined Construction | Wood-Framed - 2x6 - 24 in OC - R-19 Cavity |  | Pre-Defined Construction | Attic w R49 Cavity and Shingle Roof |  | Pre-Defined Construction | Vented Crawlspace - R19 Cavity Insulation | [6 empty] | 0.388 | 0.4 | No | 0.2 | 0.2 | 0.2 | 0.2 | 7 | Single Speed ASHP (7.5 HSPF2 14.3 SEER2) | Autosize |  |  |  |  | Electric |  |  | 35 | -30 |  |  | 0.075 | 4 | 0.075 | 4 | Heat_EZ_Sch_1 | Cool_EZ_Sch_1 | HPWH_50-gallon | DHW_EZ_Sch_1 | 1 | 0.75 | 0 | Gas | Gas | Yes | Yes | Yes | 0 | Misc_Elec_EZ_Sch_1 | 0
1 Occupant_USA_MI_Traverse_HPWH_50-gallon | 4 | USA_MI_Traverse.City-Cherry.Capital.AP.726387_TMYx.2004-2018 | 0 | 1900 | 1 | 9 | 1.2 | 4-12 (Low-Moderate Slope) | Pre-Defined Construction | Wood-Framed - 2x6 - 24 in OC - R-19 Cavity |  | Pre-Defined Construction | Attic w R49 Cavity and Shingle Roof |  | Pre-Defined Construction | Vented Crawlspace - R19 Cavity Insulation | [6 empty] | 0.388 | 0.4 | No | 0.2 | 0.2 | 0.2 | 0.2 | 7 | Single Speed ASHP (7.5 HSPF2 14.3 SEER2) | Autosize |  |  |  |  | Electric |  |  | 35 | -30 |  |  | 0.075 | 4 | 0.075 | 4 | Heat_EZ_Sch_1 | Cool_EZ_Sch_1 | HPWH_50-gallon | DHW_EZ_Sch_1 | 1 | 0.75 | 0 | Gas | Gas | Yes | Yes | Yes | 0 | Misc_Elec_EZ_Sch_1 | 0
1 Occupant_USA_MN_Duluth.I_HPWH_50-gallon | 4 | USA_MN_Duluth.Intl.AP-Duluth.ANGB.727450_TMYx.2004-2018 | 0 | 1900 | 1 | 9 | 1.2 | 4-12 (Low-Moderate Slope) | Pre-Defined Construction | Wood-Framed - 2x6 - 24 in OC - R-19 Cavity |  | Pre-Defined Construction | Attic w R49 Cavity and Shingle Roof |  | Pre-Defined Construction | Vented Crawlspace - R19 Cavity Insulation | [6 empty] | 0.388 | 0.4 | No | 0.2 | 0.2 | 0.2 | 0.2 | 7 | Single Speed ASHP (7.5 HSPF2 14.3 SEER2) | Autosize |  |  |  |  | Electric |  |  | 35 | -30 |  |  | 0.075 | 4 | 0.075 | 4 | Heat_EZ_Sch_1 | Cool_EZ_Sch_1 | HPWH_50-gallon | DHW_EZ_Sch_1 | 1 | 0.75 | 0 | Gas | Gas | Yes | Yes | Yes | 0 | Misc_Elec_EZ_Sch_1 | 0
1 Occupant_USA_MN_Minneapo_HPWH_50-gallon | 4 | USA_MN_Minneapolis-St.Paul.Intl.AP.726580_TMYx.2004-2018 | 0 | 1900 | 1 | 9 | 1.2 | 4-12 (Low-Moderate Slope) | Pre-Defined Construction | Wood-Framed - 2x6 - 24 in OC - R-19 Cavity |  | Pre-Defined Construction | Attic w R49 Cavity and Shingle Roof |  | Pre-Defined Construction | Vented Crawlspace - R19 Cavity Insulation | [6 empty] | 0.388 | 0.4 | No | 0.2 | 0.2 | 0.2 | 0.2 | 7 | Single Speed ASHP (7.5 HSPF2 14.3 SEER2) | Autosize |  |  |  |  | Electric |  |  | 35 | -30 |  |  | 0.075 | 4 | 0.075 | 4 | Heat_EZ_Sch_1 | Cool_EZ_Sch_1 | HPWH_50-gallon | DHW_EZ_Sch_1 | 1 | 0.75 | 0 | Gas | Gas | Yes | Yes | Yes | 0 | Misc_Elec_EZ_Sch_1 | 0
1 Occupant_USA_MO_Kansas.C_HPWH_50-gallon | 4 | USA_MO_Kansas.City-Wheeler.Downtown.AP.724463_TMYx.2004-2018 | 0 | 1900 | 1 | 9 | 1.2 | 4-12 (Low-Moderate Slope) | Pre-Defined Construction | Wood-Framed - 2x6 - 24 in OC - R-19 Cavity |  | Pre-Defined Construction | Attic w R49 Cavity and Shingle Roof |  | Pre-Defined Construction | Vented Crawlspace - R19 Cavity Insulation | [6 empty] | 0.388 | 0.4 | No | 0.2 | 0.2 | 0.2 | 0.2 | 7 | Single Speed ASHP (7.5 HSPF2 14.3 SEER2) | Autosize |  |  |  |  | Electric |  |  | 35 | -30 |  |  | 0.075 | 4 | 0.075 | 4 | Heat_EZ_Sch_1 | Cool_EZ_Sch_1 | HPWH_50-gallon | DHW_EZ_Sch_1 | 1 | 0.75 | 0 | Gas | Gas | Yes | Yes | Yes | 0 | Misc_Elec_EZ_Sch_1 | 0
1 Occupant_USA_MO_St.Josep_HPWH_50-gallon | 4 | USA_MO_St.Joseph-Rosecrans.Meml.AP.724490_TMYx.2004-2018 | 0 | 1900 | 1 | 9 | 1.2 | 4-12 (Low-Moderate Slope) | Pre-Defined Construction | Wood-Framed - 2x6 - 24 in OC - R-19 Cavity |  | Pre-Defined Construction | Attic w R49 Cavity and Shingle Roof |  | Pre-Defined Construction | Vented Crawlspace - R19 Cavity Insulation | [6 empty] | 0.388 | 0.4 | No | 0.2 | 0.2 | 0.2 | 0.2 | 7 | Single Speed ASHP (7.5 HSPF2 14.3 SEER2) | Autosize |  |  |  |  | Electric |  |  | 35 | -30 |  |  | 0.075 | 4 | 0.075 | 4 | Heat_EZ_Sch_1 | Cool_EZ_Sch_1 | HPWH_50-gallon | DHW_EZ_Sch_1 | 1 | 0.75 | 0 | Gas | Gas | Yes | Yes | Yes | 0 | Misc_Elec_EZ_Sch_1 | 0
1 Occupant_USA_MS_Gulfport_HPWH_50-gallon | 4 | USA_MS_Gulfport-Biloxi.Intl.AP.747570_TMYx.2004-2018 | 0 | 1900 | 1 | 9 | 1.2 | 4-12 (Low-Moderate Slope) | Pre-Defined Construction | Wood-Framed - 2x6 - 24 in OC - R-19 Cavity |  | Pre-Defined Construction | Attic w R49 Cavity and Shingle Roof |  | Pre-Defined Construction | Vented Crawlspace - R19 Cavity Insulation | [6 empty] | 0.388 | 0.4 | No | 0.2 | 0.2 | 0.2 | 0.2 | 7 | Single Speed ASHP (7.5 HSPF2 14.3 SEER2) | Autosize |  |  |  |  | Electric |  |  | 35 | -30 |  |  | 0.075 | 4 | 0.075 | 4 | Heat_EZ_Sch_1 | Cool_EZ_Sch_1 | HPWH_50-gallon | DHW_EZ_Sch_1 | 1 | 0.75 | 0 | Gas | Gas | Yes | Yes | Yes | 0 | Misc_Elec_EZ_Sch_1 | 0
1 Occupant_USA_MS_Jackson-_HPWH_50-gallon | 4 | USA_MS_Jackson-Evers.Intl.AP.722350_TMYx.2004-2018 | 0 | 1900 | 1 | 9 | 1.2 | 4-12 (Low-Moderate Slope) | Pre-Defined Construction | Wood-Framed - 2x6 - 24 in OC - R-19 Cavity |  | Pre-Defined Construction | Attic w R49 Cavity and Shingle Roof |  | Pre-Defined Construction | Vented Crawlspace - R19 Cavity Insulation | [6 empty] | 0.388 | 0.4 | No | 0.2 | 0.2 | 0.2 | 0.2 | 7 | Single Speed ASHP (7.5 HSPF2 14.3 SEER2) | Autosize |  |  |  |  | Electric |  |  | 35 | -30 |  |  | 0.075 | 4 | 0.075 | 4 | Heat_EZ_Sch_1 | Cool_EZ_Sch_1 | HPWH_50-gallon | DHW_EZ_Sch_1 | 1 | 0.75 | 0 | Gas | Gas | Yes | Yes | Yes | 0 | Misc_Elec_EZ_Sch_1 | 0
1 Occupant_USA_MT_Billings_HPWH_50-gallon | 4 | USA_MT_Billings.Logan.Intl.AP.726770_TMYx.2004-2018 | 0 | 1900 | 1 | 9 | 1.2 | 4-12 (Low-Moderate Slope) | Pre-Defined Construction | Wood-Framed - 2x6 - 24 in OC - R-19 Cavity |  | Pre-Defined Construction | Attic w R49 Cavity and Shingle Roof |  | Pre-Defined Construction | Vented Crawlspace - R19 Cavity Insulation | [6 empty] | 0.388 | 0.4 | No | 0.2 | 0.2 | 0.2 | 0.2 | 7 | Single Speed ASHP (7.5 HSPF2 14.3 SEER2) | Autosize |  |  |  |  | Electric |  |  | 35 | -30 |  |  | 0.075 | 4 | 0.075 | 4 | Heat_EZ_Sch_1 | Cool_EZ_Sch_1 | HPWH_50-gallon | DHW_EZ_Sch_1 | 1 | 0.75 | 0 | Gas | Gas | Yes | Yes | Yes | 0 | Misc_Elec_EZ_Sch_1 | 0
1 Occupant_USA_NC_Charlott_HPWH_50-gallon | 4 | USA_NC_Charlotte.Douglas.Intl.AP.723140_TMYx.2004-2018 | 0 | 1900 | 1 | 9 | 1.2 | 4-12 (Low-Moderate Slope) | Pre-Defined Construction | Wood-Framed - 2x6 - 24 in OC - R-19 Cavity |  | Pre-Defined Construction | Attic w R49 Cavity and Shingle Roof |  | Pre-Defined Construction | Vented Crawlspace - R19 Cavity Insulation | [6 empty] | 0.388 | 0.4 | No | 0.2 | 0.2 | 0.2 | 0.2 | 7 | Single Speed ASHP (7.5 HSPF2 14.3 SEER2) | Autosize |  |  |  |  | Electric |  |  | 35 | -30 |  |  | 0.075 | 4 | 0.075 | 4 | Heat_EZ_Sch_1 | Cool_EZ_Sch_1 | HPWH_50-gallon | DHW_EZ_Sch_1 | 1 | 0.75 | 0 | Gas | Gas | Yes | Yes | Yes | 0 | Misc_Elec_EZ_Sch_1 | 0
1 Occupant_USA_NC_Raleigh-_HPWH_50-gallon | 4 | USA_NC_Raleigh-Durham.Intl.AP.723060_TMYx.2004-2018 | 0 | 1900 | 1 | 9 | 1.2 | 4-12 (Low-Moderate Slope) | Pre-Defined Construction | Wood-Framed - 2x6 - 24 in OC - R-19 Cavity |  | Pre-Defined Construction | Attic w R49 Cavity and Shingle Roof |  | Pre-Defined Construction | Vented Crawlspace - R19 Cavity Insulation | [6 empty] | 0.388 | 0.4 | No | 0.2 | 0.2 | 0.2 | 0.2 | 7 | Single Speed ASHP (7.5 HSPF2 14.3 SEER2) | Autosize |  |  |  |  | Electric |  |  | 35 | -30 |  |  | 0.075 | 4 | 0.075 | 4 | Heat_EZ_Sch_1 | Cool_EZ_Sch_1 | HPWH_50-gallon | DHW_EZ_Sch_1 | 1 | 0.75 | 0 | Gas | Gas | Yes | Yes | Yes | 0 | Misc_Elec_EZ_Sch_1 | 0
1 Occupant_USA_ND_Bismarck_HPWH_50-gallon | 4 | USA_ND_Bismarck.Muni.AP.727640_TMYx.2004-2018 | 0 | 1900 | 1 | 9 | 1.2 | 4-12 (Low-Moderate Slope) | Pre-Defined Construction | Wood-Framed - 2x6 - 24 in OC - R-19 Cavity |  | Pre-Defined Construction | Attic w R49 Cavity and Shingle Roof |  | Pre-Defined Construction | Vented Crawlspace - R19 Cavity Insulation | [6 empty] | 0.388 | 0.4 | No | 0.2 | 0.2 | 0.2 | 0.2 | 7 | Single Speed ASHP (7.5 HSPF2 14.3 SEER2) | Autosize |  |  |  |  | Electric |  |  | 35 | -30 |  |  | 0.075 | 4 | 0.075 | 4 | Heat_EZ_Sch_1 | Cool_EZ_Sch_1 | HPWH_50-gallon | DHW_EZ_Sch_1 | 1 | 0.75 | 0 | Gas | Gas | Yes | Yes | Yes | 0 | Misc_Elec_EZ_Sch_1 | 0
1 Occupant_USA_ND_Fargo-He_HPWH_50-gallon | 4 | USA_ND_Fargo-Hector.Intl.AP.727530_TMYx.2004-2018 | 0 | 1900 | 1 | 9 | 1.2 | 4-12 (Low-Moderate Slope) | Pre-Defined Construction | Wood-Framed - 2x6 - 24 in OC - R-19 Cavity |  | Pre-Defined Construction | Attic w R49 Cavity and Shingle Roof |  | Pre-Defined Construction | Vented Crawlspace - R19 Cavity Insulation | [6 empty] | 0.388 | 0.4 | No | 0.2 | 0.2 | 0.2 | 0.2 | 7 | Single Speed ASHP (7.5 HSPF2 14.3 SEER2) | Autosize |  |  |  |  | Electric |  |  | 35 | -30 |  |  | 0.075 | 4 | 0.075 | 4 | Heat_EZ_Sch_1 | Cool_EZ_Sch_1 | HPWH_50-gallon | DHW_EZ_Sch_1 | 1 | 0.75 | 0 | Gas | Gas | Yes | Yes | Yes | 0 | Misc_Elec_EZ_Sch_1 | 0
1 Occupant_USA_NE_Omaha-Mi_HPWH_50-gallon | 4 | USA_NE_Omaha-Millard.AP.720308_TMYx.2004-2018 | 0 | 1900 | 1 | 9 | 1.2 | 4-12 (Low-Moderate Slope) | Pre-Defined Construction | Wood-Framed - 2x6 - 24 in OC - R-19 Cavity |  | Pre-Defined Construction | Attic w R49 Cavity and Shingle Roof |  | Pre-Defined Construction | Vented Crawlspace - R19 Cavity Insulation | [6 empty] | 0.388 | 0.4 | No | 0.2 | 0.2 | 0.2 | 0.2 | 7 | Single Speed ASHP (7.5 HSPF2 14.3 SEER2) | Autosize |  |  |  |  | Electric |  |  | 35 | -30 |  |  | 0.075 | 4 | 0.075 | 4 | Heat_EZ_Sch_1 | Cool_EZ_Sch_1 | HPWH_50-gallon | DHW_EZ_Sch_1 | 1 | 0.75 | 0 | Gas | Gas | Yes | Yes | Yes | 0 | Misc_Elec_EZ_Sch_1 | 0
1 Occupant_USA_NH_Concord._HPWH_50-gallon | 4 | USA_NH_Concord.Muni.AP.726050_TMYx.2004-2018 | 0 | 1900 | 1 | 9 | 1.2 | 4-12 (Low-Moderate Slope) | Pre-Defined Construction | Wood-Framed - 2x6 - 24 in OC - R-19 Cavity |  | Pre-Defined Construction | Attic w R49 Cavity and Shingle Roof |  | Pre-Defined Construction | Vented Crawlspace - R19 Cavity Insulation | [6 empty] | 0.388 | 0.4 | No | 0.2 | 0.2 | 0.2 | 0.2 | 7 | Single Speed ASHP (7.5 HSPF2 14.3 SEER2) | Autosize |  |  |  |  | Electric |  |  | 35 | -30 |  |  | 0.075 | 4 | 0.075 | 4 | Heat_EZ_Sch_1 | Cool_EZ_Sch_1 | HPWH_50-gallon | DHW_EZ_Sch_1 | 1 | 0.75 | 0 | Gas | Gas | Yes | Yes | Yes | 0 | Misc_Elec_EZ_Sch_1 | 0
1 Occupant_USA_NH_Manchest_HPWH_50-gallon | 4 | USA_NH_Manchester-Boston.Rgnl.AP.743945_TMYx.2004-2018 | 0 | 1900 | 1 | 9 | 1.2 | 4-12 (Low-Moderate Slope) | Pre-Defined Construction | Wood-Framed - 2x6 - 24 in OC - R-19 Cavity |  | Pre-Defined Construction | Attic w R49 Cavity and Shingle Roof |  | Pre-Defined Construction | Vented Crawlspace - R19 Cavity Insulation | [6 empty] | 0.388 | 0.4 | No | 0.2 | 0.2 | 0.2 | 0.2 | 7 | Single Speed ASHP (7.5 HSPF2 14.3 SEER2) | Autosize |  |  |  |  | Electric |  |  | 35 | -30 |  |  | 0.075 | 4 | 0.075 | 4 | Heat_EZ_Sch_1 | Cool_EZ_Sch_1 | HPWH_50-gallon | DHW_EZ_Sch_1 | 1 | 0.75 | 0 | Gas | Gas | Yes | Yes | Yes | 0 | Misc_Elec_EZ_Sch_1 | 0
1 Occupant_USA_NJ_Newark.L_HPWH_50-gallon | 4 | USA_NJ_Newark.Liberty.Intl.AP.725020_TMYx.2004-2018 | 0 | 1900 | 1 | 9 | 1.2 | 4-12 (Low-Moderate Slope) | Pre-Defined Construction | Wood-Framed - 2x6 - 24 in OC - R-19 Cavity |  | Pre-Defined Construction | Attic w R49 Cavity and Shingle Roof |  | Pre-Defined Construction | Vented Crawlspace - R19 Cavity Insulation | [6 empty] | 0.388 | 0.4 | No | 0.2 | 0.2 | 0.2 | 0.2 | 7 | Single Speed ASHP (7.5 HSPF2 14.3 SEER2) | Autosize |  |  |  |  | Electric |  |  | 35 | -30 |  |  | 0.075 | 4 | 0.075 | 4 | Heat_EZ_Sch_1 | Cool_EZ_Sch_1 | HPWH_50-gallon | DHW_EZ_Sch_1 | 1 | 0.75 | 0 | Gas | Gas | Yes | Yes | Yes | 0 | Misc_Elec_EZ_Sch_1 | 0
1 Occupant_USA_NJ_Trenton-_HPWH_50-gallon | 4 | USA_NJ_Trenton-Mercer.AP.724095_TMYx.2004-2018 | 0 | 1900 | 1 | 9 | 1.2 | 4-12 (Low-Moderate Slope) | Pre-Defined Construction | Wood-Framed - 2x6 - 24 in OC - R-19 Cavity |  | Pre-Defined Construction | Attic w R49 Cavity and Shingle Roof |  | Pre-Defined Construction | Vented Crawlspace - R19 Cavity Insulation | [6 empty] | 0.388 | 0.4 | No | 0.2 | 0.2 | 0.2 | 0.2 | 7 | Single Speed ASHP (7.5 HSPF2 14.3 SEER2) | Autosize |  |  |  |  | Electric |  |  | 35 | -30 |  |  | 0.075 | 4 | 0.075 | 4 | Heat_EZ_Sch_1 | Cool_EZ_Sch_1 | HPWH_50-gallon | DHW_EZ_Sch_1 | 1 | 0.75 | 0 | Gas | Gas | Yes | Yes | Yes | 0 | Misc_Elec_EZ_Sch_1 | 0
1 Occupant_USA_NM_Albuquer_HPWH_50-gallon | 4 | USA_NM_Albuquerque.Intl.Sunport.723650_TMYx.2004-2018 | 0 | 1900 | 1 | 9 | 1.2 | 4-12 (Low-Moderate Slope) | Pre-Defined Construction | Wood-Framed - 2x6 - 24 in OC - R-19 Cavity |  | Pre-Defined Construction | Attic w R49 Cavity and Shingle Roof |  | Pre-Defined Construction | Vented Crawlspace - R19 Cavity Insulation | [6 empty] | 0.388 | 0.4 | No | 0.2 | 0.2 | 0.2 | 0.2 | 7 | Single Speed ASHP (7.5 HSPF2 14.3 SEER2) | Autosize |  |  |  |  | Electric |  |  | 35 | -30 |  |  | 0.075 | 4 | 0.075 | 4 | Heat_EZ_Sch_1 | Cool_EZ_Sch_1 | HPWH_50-gallon | DHW_EZ_Sch_1 | 1 | 0.75 | 0 | Gas | Gas | Yes | Yes | Yes | 0 | Misc_Elec_EZ_Sch_1 | 0
1 Occupant_USA_NM_Las.Cruc_HPWH_50-gallon | 4 | USA_NM_Las.Cruces.Intl.AP.722695_TMYx.2004-2018 | 0 | 1900 | 1 | 9 | 1.2 | 4-12 (Low-Moderate Slope) | Pre-Defined Construction | Wood-Framed - 2x6 - 24 in OC - R-19 Cavity |  | Pre-Defined Construction | Attic w R49 Cavity and Shingle Roof |  | Pre-Defined Construction | Vented Crawlspace - R19 Cavity Insulation | [6 empty] | 0.388 | 0.4 | No | 0.2 | 0.2 | 0.2 | 0.2 | 7 | Single Speed ASHP (7.5 HSPF2 14.3 SEER2) | Autosize |  |  |  |  | Electric |  |  | 35 | -30 |  |  | 0.075 | 4 | 0.075 | 4 | Heat_EZ_Sch_1 | Cool_EZ_Sch_1 | HPWH_50-gallon | DHW_EZ_Sch_1 | 1 | 0.75 | 0 | Gas | Gas | Yes | Yes | Yes | 0 | Misc_Elec_EZ_Sch_1 | 0
1 Occupant_USA_NM_Santa.Fe_HPWH_50-gallon | 4 | USA_NM_Santa.Fe.Muni.AP.723656_TMYx.2004-2018 | 0 | 1900 | 1 | 9 | 1.2 | 4-12 (Low-Moderate Slope) | Pre-Defined Construction | Wood-Framed - 2x6 - 24 in OC - R-19 Cavity |  | Pre-Defined Construction | Attic w R49 Cavity and Shingle Roof |  | Pre-Defined Construction | Vented Crawlspace - R19 Cavity Insulation | [6 empty] | 0.388 | 0.4 | No | 0.2 | 0.2 | 0.2 | 0.2 | 7 | Single Speed ASHP (7.5 HSPF2 14.3 SEER2) | Autosize |  |  |  |  | Electric |  |  | 35 | -30 |  |  | 0.075 | 4 | 0.075 | 4 | Heat_EZ_Sch_1 | Cool_EZ_Sch_1 | HPWH_50-gallon | DHW_EZ_Sch_1 | 1 | 0.75 | 0 | Gas | Gas | Yes | Yes | Yes | 0 | Misc_Elec_EZ_Sch_1 | 0
1 Occupant_USA_NV_Las.Vega_HPWH_50-gallon | 4 | USA_NV_Las.Vegas-McCarran.Intl.AP.723860_TMYx.2004-2018 | 0 | 1900 | 1 | 9 | 1.2 | 4-12 (Low-Moderate Slope) | Pre-Defined Construction | Wood-Framed - 2x6 - 24 in OC - R-19 Cavity |  | Pre-Defined Construction | Attic w R49 Cavity and Shingle Roof |  | Pre-Defined Construction | Vented Crawlspace - R19 Cavity Insulation | [6 empty] | 0.388 | 0.4 | No | 0.2 | 0.2 | 0.2 | 0.2 | 7 | Single Speed ASHP (7.5 HSPF2 14.3 SEER2) | Autosize |  |  |  |  | Electric |  |  | 35 | -30 |  |  | 0.075 | 4 | 0.075 | 4 | Heat_EZ_Sch_1 | Cool_EZ_Sch_1 | HPWH_50-gallon | DHW_EZ_Sch_1 | 1 | 0.75 | 0 | Gas | Gas | Yes | Yes | Yes | 0 | Misc_Elec_EZ_Sch_1 | 0
1 Occupant_USA_NV_Reno-Tah_HPWH_50-gallon | 4 | USA_NV_Reno-Tahoe.Intl.AP.724880_TMYx.2004-2018 | 0 | 1900 | 1 | 9 | 1.2 | 4-12 (Low-Moderate Slope) | Pre-Defined Construction | Wood-Framed - 2x6 - 24 in OC - R-19 Cavity |  | Pre-Defined Construction | Attic w R49 Cavity and Shingle Roof |  | Pre-Defined Construction | Vented Crawlspace - R19 Cavity Insulation | [6 empty] | 0.388 | 0.4 | No | 0.2 | 0.2 | 0.2 | 0.2 | 7 | Single Speed ASHP (7.5 HSPF2 14.3 SEER2) | Autosize |  |  |  |  | Electric |  |  | 35 | -30 |  |  | 0.075 | 4 | 0.075 | 4 | Heat_EZ_Sch_1 | Cool_EZ_Sch_1 | HPWH_50-gallon | DHW_EZ_Sch_1 | 1 | 0.75 | 0 | Gas | Gas | Yes | Yes | Yes | 0 | Misc_Elec_EZ_Sch_1 | 0
1 Occupant_USA_NY_Buffalo._HPWH_50-gallon | 4 | USA_NY_Buffalo.Niagara.Intl.AP.725280_TMYx.2004-2018 | 0 | 1900 | 1 | 9 | 1.2 | 4-12 (Low-Moderate Slope) | Pre-Defined Construction | Wood-Framed - 2x6 - 24 in OC - R-19 Cavity |  | Pre-Defined Construction | Attic w R49 Cavity and Shingle Roof |  | Pre-Defined Construction | Vented Crawlspace - R19 Cavity Insulation | [6 empty] | 0.388 | 0.4 | No | 0.2 | 0.2 | 0.2 | 0.2 | 7 | Single Speed ASHP (7.5 HSPF2 14.3 SEER2) | Autosize |  |  |  |  | Electric |  |  | 35 | -30 |  |  | 0.075 | 4 | 0.075 | 4 | Heat_EZ_Sch_1 | Cool_EZ_Sch_1 | HPWH_50-gallon | DHW_EZ_Sch_1 | 1 | 0.75 | 0 | Gas | Gas | Yes | Yes | Yes | 0 | Misc_Elec_EZ_Sch_1 | 0
1 Occupant_USA_NY_New.York_HPWH_50-gallon | 4 | USA_NY_New.York-Kennedy.Intl.AP.744860_TMYx.2004-2018 | 0 | 1900 | 1 | 9 | 1.2 | 4-12 (Low-Moderate Slope) | Pre-Defined Construction | Wood-Framed - 2x6 - 24 in OC - R-19 Cavity |  | Pre-Defined Construction | Attic w R49 Cavity and Shingle Roof |  | Pre-Defined Construction | Vented Crawlspace - R19 Cavity Insulation | [6 empty] | 0.388 | 0.4 | No | 0.2 | 0.2 | 0.2 | 0.2 | 7 | Single Speed ASHP (7.5 HSPF2 14.3 SEER2) | Autosize |  |  |  |  | Electric |  |  | 35 | -30 |  |  | 0.075 | 4 | 0.075 | 4 | Heat_EZ_Sch_1 | Cool_EZ_Sch_1 | HPWH_50-gallon | DHW_EZ_Sch_1 | 1 | 0.75 | 0 | Gas | Gas | Yes | Yes | Yes | 0 | Misc_Elec_EZ_Sch_1 | 0
1 Occupant_USA_NY_Syracuse_HPWH_50-gallon | 4 | USA_NY_Syracuse.Hancock.Intl.AP.725190_TMYx.2004-2018 | 0 | 1900 | 1 | 9 | 1.2 | 4-12 (Low-Moderate Slope) | Pre-Defined Construction | Wood-Framed - 2x6 - 24 in OC - R-19 Cavity |  | Pre-Defined Construction | Attic w R49 Cavity and Shingle Roof |  | Pre-Defined Construction | Vented Crawlspace - R19 Cavity Insulation | [6 empty] | 0.388 | 0.4 | No | 0.2 | 0.2 | 0.2 | 0.2 | 7 | Single Speed ASHP (7.5 HSPF2 14.3 SEER2) | Autosize |  |  |  |  | Electric |  |  | 35 | -30 |  |  | 0.075 | 4 | 0.075 | 4 | Heat_EZ_Sch_1 | Cool_EZ_Sch_1 | HPWH_50-gallon | DHW_EZ_Sch_1 | 1 | 0.75 | 0 | Gas | Gas | Yes | Yes | Yes | 0 | Misc_Elec_EZ_Sch_1 | 0
1 Occupant_USA_OH_Cincinna_HPWH_50-gallon | 4 | USA_OH_Cincinnati.Muni.AP-Lunken.Field.724297_TMYx.2004-2018 | 0 | 1900 | 1 | 9 | 1.2 | 4-12 (Low-Moderate Slope) | Pre-Defined Construction | Wood-Framed - 2x6 - 24 in OC - R-19 Cavity |  | Pre-Defined Construction | Attic w R49 Cavity and Shingle Roof |  | Pre-Defined Construction | Vented Crawlspace - R19 Cavity Insulation | [6 empty] | 0.388 | 0.4 | No | 0.2 | 0.2 | 0.2 | 0.2 | 7 | Single Speed ASHP (7.5 HSPF2 14.3 SEER2) | Autosize |  |  |  |  | Electric |  |  | 35 | -30 |  |  | 0.075 | 4 | 0.075 | 4 | Heat_EZ_Sch_1 | Cool_EZ_Sch_1 | HPWH_50-gallon | DHW_EZ_Sch_1 | 1 | 0.75 | 0 | Gas | Gas | Yes | Yes | Yes | 0 | Misc_Elec_EZ_Sch_1 | 0
1 Occupant_USA_OH_Columbus_HPWH_50-gallon | 4 | USA_OH_Columbus-Glenn.Columbus.Intl.AP.724280_TMYx.2004-2018 | 0 | 1900 | 1 | 9 | 1.2 | 4-12 (Low-Moderate Slope) | Pre-Defined Construction | Wood-Framed - 2x6 - 24 in OC - R-19 Cavity |  | Pre-Defined Construction | Attic w R49 Cavity and Shingle Roof |  | Pre-Defined Construction | Vented Crawlspace - R19 Cavity Insulation | [6 empty] | 0.388 | 0.4 | No | 0.2 | 0.2 | 0.2 | 0.2 | 7 | Single Speed ASHP (7.5 HSPF2 14.3 SEER2) | Autosize |  |  |  |  | Electric |  |  | 35 | -30 |  |  | 0.075 | 4 | 0.075 | 4 | Heat_EZ_Sch_1 | Cool_EZ_Sch_1 | HPWH_50-gallon | DHW_EZ_Sch_1 | 1 | 0.75 | 0 | Gas | Gas | Yes | Yes | Yes | 0 | Misc_Elec_EZ_Sch_1 | 0
1 Occupant_USA_OK_Oklahoma_HPWH_50-gallon | 4 | USA_OK_Oklahoma.City-Post.AP.723544_TMYx.2004-2018 | 0 | 1900 | 1 | 9 | 1.2 | 4-12 (Low-Moderate Slope) | Pre-Defined Construction | Wood-Framed - 2x6 - 24 in OC - R-19 Cavity |  | Pre-Defined Construction | Attic w R49 Cavity and Shingle Roof |  | Pre-Defined Construction | Vented Crawlspace - R19 Cavity Insulation | [6 empty] | 0.388 | 0.4 | No | 0.2 | 0.2 | 0.2 | 0.2 | 7 | Single Speed ASHP (7.5 HSPF2 14.3 SEER2) | Autosize |  |  |  |  | Electric |  |  | 35 | -30 |  |  | 0.075 | 4 | 0.075 | 4 | Heat_EZ_Sch_1 | Cool_EZ_Sch_1 | HPWH_50-gallon | DHW_EZ_Sch_1 | 1 | 0.75 | 0 | Gas | Gas | Yes | Yes | Yes | 0 | Misc_Elec_EZ_Sch_1 | 0
1 Occupant_USA_OR_Portland_HPWH_50-gallon | 4 | USA_OR_Portland.Intl.AP.726980_TMYx.2004-2018 | 0 | 1900 | 1 | 9 | 1.2 | 4-12 (Low-Moderate Slope) | Pre-Defined Construction | Wood-Framed - 2x6 - 24 in OC - R-19 Cavity |  | Pre-Defined Construction | Attic w R49 Cavity and Shingle Roof |  | Pre-Defined Construction | Vented Crawlspace - R19 Cavity Insulation | [6 empty] | 0.388 | 0.4 | No | 0.2 | 0.2 | 0.2 | 0.2 | 7 | Single Speed ASHP (7.5 HSPF2 14.3 SEER2) | Autosize |  |  |  |  | Electric |  |  | 35 | -30 |  |  | 0.075 | 4 | 0.075 | 4 | Heat_EZ_Sch_1 | Cool_EZ_Sch_1 | HPWH_50-gallon | DHW_EZ_Sch_1 | 1 | 0.75 | 0 | Gas | Gas | Yes | Yes | Yes | 0 | Misc_Elec_EZ_Sch_1 | 0
1 Occupant_USA_OR_Redmond._HPWH_50-gallon | 4 | USA_OR_Redmond.Muni.AP-Roberts.Field.726920_TMYx.2004-2018 | 0 | 1900 | 1 | 9 | 1.2 | 4-12 (Low-Moderate Slope) | Pre-Defined Construction | Wood-Framed - 2x6 - 24 in OC - R-19 Cavity |  | Pre-Defined Construction | Attic w R49 Cavity and Shingle Roof |  | Pre-Defined Construction | Vented Crawlspace - R19 Cavity Insulation | [6 empty] | 0.388 | 0.4 | No | 0.2 | 0.2 | 0.2 | 0.2 | 7 | Single Speed ASHP (7.5 HSPF2 14.3 SEER2) | Autosize |  |  |  |  | Electric |  |  | 35 | -30 |  |  | 0.075 | 4 | 0.075 | 4 | Heat_EZ_Sch_1 | Cool_EZ_Sch_1 | HPWH_50-gallon | DHW_EZ_Sch_1 | 1 | 0.75 | 0 | Gas | Gas | Yes | Yes | Yes | 0 | Misc_Elec_EZ_Sch_1 | 0
1 Occupant_USA_PA_Bradford_HPWH_50-gallon | 4 | USA_PA_Bradford.Rgnl.AP.725266_TMYx.2004-2018 | 0 | 1900 | 1 | 9 | 1.2 | 4-12 (Low-Moderate Slope) | Pre-Defined Construction | Wood-Framed - 2x6 - 24 in OC - R-19 Cavity |  | Pre-Defined Construction | Attic w R49 Cavity and Shingle Roof |  | Pre-Defined Construction | Vented Crawlspace - R19 Cavity Insulation | [6 empty] | 0.388 | 0.4 | No | 0.2 | 0.2 | 0.2 | 0.2 | 7 | Single Speed ASHP (7.5 HSPF2 14.3 SEER2) | Autosize |  |  |  |  | Electric |  |  | 35 | -30 |  |  | 0.075 | 4 | 0.075 | 4 | Heat_EZ_Sch_1 | Cool_EZ_Sch_1 | HPWH_50-gallon | DHW_EZ_Sch_1 | 1 | 0.75 | 0 | Gas | Gas | Yes | Yes | Yes | 0 | Misc_Elec_EZ_Sch_1 | 0
1 Occupant_USA_PA_Philadel_HPWH_50-gallon | 4 | USA_PA_Philadelphia.Intl.AP.724080_TMYx.2004-2018 | 0 | 1900 | 1 | 9 | 1.2 | 4-12 (Low-Moderate Slope) | Pre-Defined Construction | Wood-Framed - 2x6 - 24 in OC - R-19 Cavity |  | Pre-Defined Construction | Attic w R49 Cavity and Shingle Roof |  | Pre-Defined Construction | Vented Crawlspace - R19 Cavity Insulation | [6 empty] | 0.388 | 0.4 | No | 0.2 | 0.2 | 0.2 | 0.2 | 7 | Single Speed ASHP (7.5 HSPF2 14.3 SEER2) | Autosize |  |  |  |  | Electric |  |  | 35 | -30 |  |  | 0.075 | 4 | 0.075 | 4 | Heat_EZ_Sch_1 | Cool_EZ_Sch_1 | HPWH_50-gallon | DHW_EZ_Sch_1 | 1 | 0.75 | 0 | Gas | Gas | Yes | Yes | Yes | 0 | Misc_Elec_EZ_Sch_1 | 0
1 Occupant_USA_PA_Pittsbur_HPWH_50-gallon | 4 | USA_PA_Pittsburgh.Intl.AP.725200_TMYx.2004-2018 | 0 | 1900 | 1 | 9 | 1.2 | 4-12 (Low-Moderate Slope) | Pre-Defined Construction | Wood-Framed - 2x6 - 24 in OC - R-19 Cavity |  | Pre-Defined Construction | Attic w R49 Cavity and Shingle Roof |  | Pre-Defined Construction | Vented Crawlspace - R19 Cavity Insulation | [6 empty] | 0.388 | 0.4 | No | 0.2 | 0.2 | 0.2 | 0.2 | 7 | Single Speed ASHP (7.5 HSPF2 14.3 SEER2) | Autosize |  |  |  |  | Electric |  |  | 35 | -30 |  |  | 0.075 | 4 | 0.075 | 4 | Heat_EZ_Sch_1 | Cool_EZ_Sch_1 | HPWH_50-gallon | DHW_EZ_Sch_1 | 1 | 0.75 | 0 | Gas | Gas | Yes | Yes | Yes | 0 | Misc_Elec_EZ_Sch_1 | 0
1 Occupant_USA_RI_Providen_HPWH_50-gallon | 4 | USA_RI_Providence-Green.Intl.State.AP.725070_TMYx.2004-2018 | 0 | 1900 | 1 | 9 | 1.2 | 4-12 (Low-Moderate Slope) | Pre-Defined Construction | Wood-Framed - 2x6 - 24 in OC - R-19 Cavity |  | Pre-Defined Construction | Attic w R49 Cavity and Shingle Roof |  | Pre-Defined Construction | Vented Crawlspace - R19 Cavity Insulation | [6 empty] | 0.388 | 0.4 | No | 0.2 | 0.2 | 0.2 | 0.2 | 7 | Single Speed ASHP (7.5 HSPF2 14.3 SEER2) | Autosize |  |  |  |  | Electric |  |  | 35 | -30 |  |  | 0.075 | 4 | 0.075 | 4 | Heat_EZ_Sch_1 | Cool_EZ_Sch_1 | HPWH_50-gallon | DHW_EZ_Sch_1 | 1 | 0.75 | 0 | Gas | Gas | Yes | Yes | Yes | 0 | Misc_Elec_EZ_Sch_1 | 0
1 Occupant_USA_SC_JB.Charl_HPWH_50-gallon | 4 | USA_SC_JB.Charleston-Charleston.Intl.AP.722080_TMYx.2004-2018 | 0 | 1900 | 1 | 9 | 1.2 | 4-12 (Low-Moderate Slope) | Pre-Defined Construction | Wood-Framed - 2x6 - 24 in OC - R-19 Cavity |  | Pre-Defined Construction | Attic w R49 Cavity and Shingle Roof |  | Pre-Defined Construction | Vented Crawlspace - R19 Cavity Insulation | [6 empty] | 0.388 | 0.4 | No | 0.2 | 0.2 | 0.2 | 0.2 | 7 | Single Speed ASHP (7.5 HSPF2 14.3 SEER2) | Autosize |  |  |  |  | Electric |  |  | 35 | -30 |  |  | 0.075 | 4 | 0.075 | 4 | Heat_EZ_Sch_1 | Cool_EZ_Sch_1 | HPWH_50-gallon | DHW_EZ_Sch_1 | 1 | 0.75 | 0 | Gas | Gas | Yes | Yes | Yes | 0 | Misc_Elec_EZ_Sch_1 | 0
1 Occupant_USA_SC_Columbia_HPWH_50-gallon | 4 | USA_SC_Columbia.Metro.AP.723100_TMYx.2004-2018 | 0 | 1900 | 1 | 9 | 1.2 | 4-12 (Low-Moderate Slope) | Pre-Defined Construction | Wood-Framed - 2x6 - 24 in OC - R-19 Cavity |  | Pre-Defined Construction | Attic w R49 Cavity and Shingle Roof |  | Pre-Defined Construction | Vented Crawlspace - R19 Cavity Insulation | [6 empty] | 0.388 | 0.4 | No | 0.2 | 0.2 | 0.2 | 0.2 | 7 | Single Speed ASHP (7.5 HSPF2 14.3 SEER2) | Autosize |  |  |  |  | Electric |  |  | 35 | -30 |  |  | 0.075 | 4 | 0.075 | 4 | Heat_EZ_Sch_1 | Cool_EZ_Sch_1 | HPWH_50-gallon | DHW_EZ_Sch_1 | 1 | 0.75 | 0 | Gas | Gas | Yes | Yes | Yes | 0 | Misc_Elec_EZ_Sch_1 | 0
1 Occupant_USA_SD_Yankton-_HPWH_50-gallon | 4 | USA_SD_Yankton-Gurney.Muni.AP.726525_TMYx.2004-2018 | 0 | 1900 | 1 | 9 | 1.2 | 4-12 (Low-Moderate Slope) | Pre-Defined Construction | Wood-Framed - 2x6 - 24 in OC - R-19 Cavity |  | Pre-Defined Construction | Attic w R49 Cavity and Shingle Roof |  | Pre-Defined Construction | Vented Crawlspace - R19 Cavity Insulation | [6 empty] | 0.388 | 0.4 | No | 0.2 | 0.2 | 0.2 | 0.2 | 7 | Single Speed ASHP (7.5 HSPF2 14.3 SEER2) | Autosize |  |  |  |  | Electric |  |  | 35 | -30 |  |  | 0.075 | 4 | 0.075 | 4 | Heat_EZ_Sch_1 | Cool_EZ_Sch_1 | HPWH_50-gallon | DHW_EZ_Sch_1 | 1 | 0.75 | 0 | Gas | Gas | Yes | Yes | Yes | 0 | Misc_Elec_EZ_Sch_1 | 0
1 Occupant_USA_SD_Sioux.Fa_HPWH_50-gallon | 4 | USA_SD_Sioux.Falls.Rgnl.AP-Foss.Field.726510_TMYx.2004-2018 | 0 | 1900 | 1 | 9 | 1.2 | 4-12 (Low-Moderate Slope) | Pre-Defined Construction | Wood-Framed - 2x6 - 24 in OC - R-19 Cavity |  | Pre-Defined Construction | Attic w R49 Cavity and Shingle Roof |  | Pre-Defined Construction | Vented Crawlspace - R19 Cavity Insulation | [6 empty] | 0.388 | 0.4 | No | 0.2 | 0.2 | 0.2 | 0.2 | 7 | Single Speed ASHP (7.5 HSPF2 14.3 SEER2) | Autosize |  |  |  |  | Electric |  |  | 35 | -30 |  |  | 0.075 | 4 | 0.075 | 4 | Heat_EZ_Sch_1 | Cool_EZ_Sch_1 | HPWH_50-gallon | DHW_EZ_Sch_1 | 1 | 0.75 | 0 | Gas | Gas | Yes | Yes | Yes | 0 | Misc_Elec_EZ_Sch_1 | 0
1 Occupant_USA_TN_Memphis._HPWH_50-gallon | 4 | USA_TN_Memphis.Intl.AP.723340_TMYx.2004-2018 | 0 | 1900 | 1 | 9 | 1.2 | 4-12 (Low-Moderate Slope) | Pre-Defined Construction | Wood-Framed - 2x6 - 24 in OC - R-19 Cavity |  | Pre-Defined Construction | Attic w R49 Cavity and Shingle Roof |  | Pre-Defined Construction | Vented Crawlspace - R19 Cavity Insulation | [6 empty] | 0.388 | 0.4 | No | 0.2 | 0.2 | 0.2 | 0.2 | 7 | Single Speed ASHP (7.5 HSPF2 14.3 SEER2) | Autosize |  |  |  |  | Electric |  |  | 35 | -30 |  |  | 0.075 | 4 | 0.075 | 4 | Heat_EZ_Sch_1 | Cool_EZ_Sch_1 | HPWH_50-gallon | DHW_EZ_Sch_1 | 1 | 0.75 | 0 | Gas | Gas | Yes | Yes | Yes | 0 | Misc_Elec_EZ_Sch_1 | 0
1 Occupant_USA_TN_Nashvill_HPWH_50-gallon | 4 | USA_TN_Nashville.Intl.AP.723270_TMYx.2004-2018 | 0 | 1900 | 1 | 9 | 1.2 | 4-12 (Low-Moderate Slope) | Pre-Defined Construction | Wood-Framed - 2x6 - 24 in OC - R-19 Cavity |  | Pre-Defined Construction | Attic w R49 Cavity and Shingle Roof |  | Pre-Defined Construction | Vented Crawlspace - R19 Cavity Insulation | [6 empty] | 0.388 | 0.4 | No | 0.2 | 0.2 | 0.2 | 0.2 | 7 | Single Speed ASHP (7.5 HSPF2 14.3 SEER2) | Autosize |  |  |  |  | Electric |  |  | 35 | -30 |  |  | 0.075 | 4 | 0.075 | 4 | Heat_EZ_Sch_1 | Cool_EZ_Sch_1 | HPWH_50-gallon | DHW_EZ_Sch_1 | 1 | 0.75 | 0 | Gas | Gas | Yes | Yes | Yes | 0 | Misc_Elec_EZ_Sch_1 | 0
1 Occupant_USA_TX_Austin-C_HPWH_50-gallon | 4 | USA_TX_Austin-Camp.Mabry.ANGB.722544_TMYx.2004-2018 | 0 | 1900 | 1 | 9 | 1.2 | 4-12 (Low-Moderate Slope) | Pre-Defined Construction | Wood-Framed - 2x6 - 24 in OC - R-19 Cavity |  | Pre-Defined Construction | Attic w R49 Cavity and Shingle Roof |  | Pre-Defined Construction | Vented Crawlspace - R19 Cavity Insulation | [6 empty] | 0.388 | 0.4 | No | 0.2 | 0.2 | 0.2 | 0.2 | 7 | Single Speed ASHP (7.5 HSPF2 14.3 SEER2) | Autosize |  |  |  |  | Electric |  |  | 35 | -30 |  |  | 0.075 | 4 | 0.075 | 4 | Heat_EZ_Sch_1 | Cool_EZ_Sch_1 | HPWH_50-gallon | DHW_EZ_Sch_1 | 1 | 0.75 | 0 | Gas | Gas | Yes | Yes | Yes | 0 | Misc_Elec_EZ_Sch_1 | 0
1 Occupant_USA_TX_Dallas-F_HPWH_50-gallon | 4 | USA_TX_Dallas-Fort.Worth.Intl.AP.722590_TMYx.2004-2018 | 0 | 1900 | 1 | 9 | 1.2 | 4-12 (Low-Moderate Slope) | Pre-Defined Construction | Wood-Framed - 2x6 - 24 in OC - R-19 Cavity |  | Pre-Defined Construction | Attic w R49 Cavity and Shingle Roof |  | Pre-Defined Construction | Vented Crawlspace - R19 Cavity Insulation | [6 empty] | 0.388 | 0.4 | No | 0.2 | 0.2 | 0.2 | 0.2 | 7 | Single Speed ASHP (7.5 HSPF2 14.3 SEER2) | Autosize |  |  |  |  | Electric |  |  | 35 | -30 |  |  | 0.075 | 4 | 0.075 | 4 | Heat_EZ_Sch_1 | Cool_EZ_Sch_1 | HPWH_50-gallon | DHW_EZ_Sch_1 | 1 | 0.75 | 0 | Gas | Gas | Yes | Yes | Yes | 0 | Misc_Elec_EZ_Sch_1 | 0
1 Occupant_USA_TX_Houston-_HPWH_50-gallon | 4 | USA_TX_Houston-Ellington.AP.722436_TMYx.2004-2018 | 0 | 1900 | 1 | 9 | 1.2 | 4-12 (Low-Moderate Slope) | Pre-Defined Construction | Wood-Framed - 2x6 - 24 in OC - R-19 Cavity |  | Pre-Defined Construction | Attic w R49 Cavity and Shingle Roof |  | Pre-Defined Construction | Vented Crawlspace - R19 Cavity Insulation | [6 empty] | 0.388 | 0.4 | No | 0.2 | 0.2 | 0.2 | 0.2 | 7 | Single Speed ASHP (7.5 HSPF2 14.3 SEER2) | Autosize |  |  |  |  | Electric |  |  | 35 | -30 |  |  | 0.075 | 4 | 0.075 | 4 | Heat_EZ_Sch_1 | Cool_EZ_Sch_1 | HPWH_50-gallon | DHW_EZ_Sch_1 | 1 | 0.75 | 0 | Gas | Gas | Yes | Yes | Yes | 0 | Misc_Elec_EZ_Sch_1 | 0
1 Occupant_USA_TX_Lubbock._HPWH_50-gallon | 4 | USA_TX_Lubbock.Smith.Intl.AP.722670_TMYx.2004-2018 | 0 | 1900 | 1 | 9 | 1.2 | 4-12 (Low-Moderate Slope) | Pre-Defined Construction | Wood-Framed - 2x6 - 24 in OC - R-19 Cavity |  | Pre-Defined Construction | Attic w R49 Cavity and Shingle Roof |  | Pre-Defined Construction | Vented Crawlspace - R19 Cavity Insulation | [6 empty] | 0.388 | 0.4 | No | 0.2 | 0.2 | 0.2 | 0.2 | 7 | Single Speed ASHP (7.5 HSPF2 14.3 SEER2) | Autosize |  |  |  |  | Electric |  |  | 35 | -30 |  |  | 0.075 | 4 | 0.075 | 4 | Heat_EZ_Sch_1 | Cool_EZ_Sch_1 | HPWH_50-gallon | DHW_EZ_Sch_1 | 1 | 0.75 | 0 | Gas | Gas | Yes | Yes | Yes | 0 | Misc_Elec_EZ_Sch_1 | 0
1 Occupant_USA_TX_San.Anto_HPWH_50-gallon | 4 | USA_TX_San.Antonio.Intl.AP.722530_TMYx.2004-2018 | 0 | 1900 | 1 | 9 | 1.2 | 4-12 (Low-Moderate Slope) | Pre-Defined Construction | Wood-Framed - 2x6 - 24 in OC - R-19 Cavity |  | Pre-Defined Construction | Attic w R49 Cavity and Shingle Roof |  | Pre-Defined Construction | Vented Crawlspace - R19 Cavity Insulation | [6 empty] | 0.388 | 0.4 | No | 0.2 | 0.2 | 0.2 | 0.2 | 7 | Single Speed ASHP (7.5 HSPF2 14.3 SEER2) | Autosize |  |  |  |  | Electric |  |  | 35 | -30 |  |  | 0.075 | 4 | 0.075 | 4 | Heat_EZ_Sch_1 | Cool_EZ_Sch_1 | HPWH_50-gallon | DHW_EZ_Sch_1 | 1 | 0.75 | 0 | Gas | Gas | Yes | Yes | Yes | 0 | Misc_Elec_EZ_Sch_1 | 0
1 Occupant_USA_UT_Salt.Lak_HPWH_50-gallon | 4 | USA_UT_Salt.Lake.City.Intl.AP.725720_TMYx.2004-2018 | 0 | 1900 | 1 | 9 | 1.2 | 4-12 (Low-Moderate Slope) | Pre-Defined Construction | Wood-Framed - 2x6 - 24 in OC - R-19 Cavity |  | Pre-Defined Construction | Attic w R49 Cavity and Shingle Roof |  | Pre-Defined Construction | Vented Crawlspace - R19 Cavity Insulation | [6 empty] | 0.388 | 0.4 | No | 0.2 | 0.2 | 0.2 | 0.2 | 7 | Single Speed ASHP (7.5 HSPF2 14.3 SEER2) | Autosize |  |  |  |  | Electric |  |  | 35 | -30 |  |  | 0.075 | 4 | 0.075 | 4 | Heat_EZ_Sch_1 | Cool_EZ_Sch_1 | HPWH_50-gallon | DHW_EZ_Sch_1 | 1 | 0.75 | 0 | Gas | Gas | Yes | Yes | Yes | 0 | Misc_Elec_EZ_Sch_1 | 0
1 Occupant_USA_UT_St.Georg_HPWH_50-gallon | 4 | USA_UT_St.George.Rgnl.AP.724754_TMYx.2004-2018 | 0 | 1900 | 1 | 9 | 1.2 | 4-12 (Low-Moderate Slope) | Pre-Defined Construction | Wood-Framed - 2x6 - 24 in OC - R-19 Cavity |  | Pre-Defined Construction | Attic w R49 Cavity and Shingle Roof |  | Pre-Defined Construction | Vented Crawlspace - R19 Cavity Insulation | [6 empty] | 0.388 | 0.4 | No | 0.2 | 0.2 | 0.2 | 0.2 | 7 | Single Speed ASHP (7.5 HSPF2 14.3 SEER2) | Autosize |  |  |  |  | Electric |  |  | 35 | -30 |  |  | 0.075 | 4 | 0.075 | 4 | Heat_EZ_Sch_1 | Cool_EZ_Sch_1 | HPWH_50-gallon | DHW_EZ_Sch_1 | 1 | 0.75 | 0 | Gas | Gas | Yes | Yes | Yes | 0 | Misc_Elec_EZ_Sch_1 | 0
1 Occupant_USA_UT_Vernal.R_HPWH_50-gallon | 4 | USA_UT_Vernal.Rgnl.AP.725705_TMYx.2004-2018 | 0 | 1900 | 1 | 9 | 1.2 | 4-12 (Low-Moderate Slope) | Pre-Defined Construction | Wood-Framed - 2x6 - 24 in OC - R-19 Cavity |  | Pre-Defined Construction | Attic w R49 Cavity and Shingle Roof |  | Pre-Defined Construction | Vented Crawlspace - R19 Cavity Insulation | [6 empty] | 0.388 | 0.4 | No | 0.2 | 0.2 | 0.2 | 0.2 | 7 | Single Speed ASHP (7.5 HSPF2 14.3 SEER2) | Autosize |  |  |  |  | Electric |  |  | 35 | -30 |  |  | 0.075 | 4 | 0.075 | 4 | Heat_EZ_Sch_1 | Cool_EZ_Sch_1 | HPWH_50-gallon | DHW_EZ_Sch_1 | 1 | 0.75 | 0 | Gas | Gas | Yes | Yes | Yes | 0 | Misc_Elec_EZ_Sch_1 | 0
1 Occupant_USA_VA_Norfolk._HPWH_50-gallon | 4 | USA_VA_Norfolk.Intl.AP.723080_TMYx.2004-2018 | 0 | 1900 | 1 | 9 | 1.2 | 4-12 (Low-Moderate Slope) | Pre-Defined Construction | Wood-Framed - 2x6 - 24 in OC - R-19 Cavity |  | Pre-Defined Construction | Attic w R49 Cavity and Shingle Roof |  | Pre-Defined Construction | Vented Crawlspace - R19 Cavity Insulation | [6 empty] | 0.388 | 0.4 | No | 0.2 | 0.2 | 0.2 | 0.2 | 7 | Single Speed ASHP (7.5 HSPF2 14.3 SEER2) | Autosize |  |  |  |  | Electric |  |  | 35 | -30 |  |  | 0.075 | 4 | 0.075 | 4 | Heat_EZ_Sch_1 | Cool_EZ_Sch_1 | HPWH_50-gallon | DHW_EZ_Sch_1 | 1 | 0.75 | 0 | Gas | Gas | Yes | Yes | Yes | 0 | Misc_Elec_EZ_Sch_1 | 0
1 Occupant_USA_VT_Burlingt_HPWH_50-gallon | 4 | USA_VT_Burlington.Intl.AP.726170_TMYx.2004-2018 | 0 | 1900 | 1 | 9 | 1.2 | 4-12 (Low-Moderate Slope) | Pre-Defined Construction | Wood-Framed - 2x6 - 24 in OC - R-19 Cavity |  | Pre-Defined Construction | Attic w R49 Cavity and Shingle Roof |  | Pre-Defined Construction | Vented Crawlspace - R19 Cavity Insulation | [6 empty] | 0.388 | 0.4 | No | 0.2 | 0.2 | 0.2 | 0.2 | 7 | Single Speed ASHP (7.5 HSPF2 14.3 SEER2) | Autosize |  |  |  |  | Electric |  |  | 35 | -30 |  |  | 0.075 | 4 | 0.075 | 4 | Heat_EZ_Sch_1 | Cool_EZ_Sch_1 | HPWH_50-gallon | DHW_EZ_Sch_1 | 1 | 0.75 | 0 | Gas | Gas | Yes | Yes | Yes | 0 | Misc_Elec_EZ_Sch_1 | 0
1 Occupant_USA_WA_Seattle-_HPWH_50-gallon | 4 | USA_WA_Seattle-Tacoma.Intl.AP.727930_TMYx.2004-2018 | 0 | 1900 | 1 | 9 | 1.2 | 4-12 (Low-Moderate Slope) | Pre-Defined Construction | Wood-Framed - 2x6 - 24 in OC - R-19 Cavity |  | Pre-Defined Construction | Attic w R49 Cavity and Shingle Roof |  | Pre-Defined Construction | Vented Crawlspace - R19 Cavity Insulation | [6 empty] | 0.388 | 0.4 | No | 0.2 | 0.2 | 0.2 | 0.2 | 7 | Single Speed ASHP (7.5 HSPF2 14.3 SEER2) | Autosize |  |  |  |  | Electric |  |  | 35 | -30 |  |  | 0.075 | 4 | 0.075 | 4 | Heat_EZ_Sch_1 | Cool_EZ_Sch_1 | HPWH_50-gallon | DHW_EZ_Sch_1 | 1 | 0.75 | 0 | Gas | Gas | Yes | Yes | Yes | 0 | Misc_Elec_EZ_Sch_1 | 0
1 Occupant_USA_WA_Spokane._HPWH_50-gallon | 4 | USA_WA_Spokane.Intl.AP.727850_TMYx.2004-2018 | 0 | 1900 | 1 | 9 | 1.2 | 4-12 (Low-Moderate Slope) | Pre-Defined Construction | Wood-Framed - 2x6 - 24 in OC - R-19 Cavity |  | Pre-Defined Construction | Attic w R49 Cavity and Shingle Roof |  | Pre-Defined Construction | Vented Crawlspace - R19 Cavity Insulation | [6 empty] | 0.388 | 0.4 | No | 0.2 | 0.2 | 0.2 | 0.2 | 7 | Single Speed ASHP (7.5 HSPF2 14.3 SEER2) | Autosize |  |  |  |  | Electric |  |  | 35 | -30 |  |  | 0.075 | 4 | 0.075 | 4 | Heat_EZ_Sch_1 | Cool_EZ_Sch_1 | HPWH_50-gallon | DHW_EZ_Sch_1 | 1 | 0.75 | 0 | Gas | Gas | Yes | Yes | Yes | 0 | Misc_Elec_EZ_Sch_1 | 0
1 Occupant_USA_WI_Milwauke_HPWH_50-gallon | 4 | USA_WI_Milwaukee-Mitchell.Intl.AP.726400_TMYx.2004-2018 | 0 | 1900 | 1 | 9 | 1.2 | 4-12 (Low-Moderate Slope) | Pre-Defined Construction | Wood-Framed - 2x6 - 24 in OC - R-19 Cavity |  | Pre-Defined Construction | Attic w R49 Cavity and Shingle Roof |  | Pre-Defined Construction | Vented Crawlspace - R19 Cavity Insulation | [6 empty] | 0.388 | 0.4 | No | 0.2 | 0.2 | 0.2 | 0.2 | 7 | Single Speed ASHP (7.5 HSPF2 14.3 SEER2) | Autosize |  |  |  |  | Electric |  |  | 35 | -30 |  |  | 0.075 | 4 | 0.075 | 4 | Heat_EZ_Sch_1 | Cool_EZ_Sch_1 | HPWH_50-gallon | DHW_EZ_Sch_1 | 1 | 0.75 | 0 | Gas | Gas | Yes | Yes | Yes | 0 | Misc_Elec_EZ_Sch_1 | 0
1 Occupant_USA_WI_Rhinelan_HPWH_50-gallon | 4 | USA_WI_Rhinelander-Oneida.County.AP.727415_TMYx.2004-2018 | 0 | 1900 | 1 | 9 | 1.2 | 4-12 (Low-Moderate Slope) | Pre-Defined Construction | Wood-Framed - 2x6 - 24 in OC - R-19 Cavity |  | Pre-Defined Construction | Attic w R49 Cavity and Shingle Roof |  | Pre-Defined Construction | Vented Crawlspace - R19 Cavity Insulation | [6 empty] | 0.388 | 0.4 | No | 0.2 | 0.2 | 0.2 | 0.2 | 7 | Single Speed ASHP (7.5 HSPF2 14.3 SEER2) | Autosize |  |  |  |  | Electric |  |  | 35 | -30 |  |  | 0.075 | 4 | 0.075 | 4 | Heat_EZ_Sch_1 | Cool_EZ_Sch_1 | HPWH_50-gallon | DHW_EZ_Sch_1 | 1 | 0.75 | 0 | Gas | Gas | Yes | Yes | Yes | 0 | Misc_Elec_EZ_Sch_1 | 0
1 Occupant_USA_WV_Charlest_HPWH_50-gallon | 4 | USA_WV_Charleston-Yeager.AP.724140_TMYx.2004-2018 | 0 | 1900 | 1 | 9 | 1.2 | 4-12 (Low-Moderate Slope) | Pre-Defined Construction | Wood-Framed - 2x6 - 24 in OC - R-19 Cavity |  | Pre-Defined Construction | Attic w R49 Cavity and Shingle Roof |  | Pre-Defined Construction | Vented Crawlspace - R19 Cavity Insulation | [6 empty] | 0.388 | 0.4 | No | 0.2 | 0.2 | 0.2 | 0.2 | 7 | Single Speed ASHP (7.5 HSPF2 14.3 SEER2) | Autosize |  |  |  |  | Electric |  |  | 35 | -30 |  |  | 0.075 | 4 | 0.075 | 4 | Heat_EZ_Sch_1 | Cool_EZ_Sch_1 | HPWH_50-gallon | DHW_EZ_Sch_1 | 1 | 0.75 | 0 | Gas | Gas | Yes | Yes | Yes | 0 | Misc_Elec_EZ_Sch_1 | 0
1 Occupant_USA_WV_Morganto_HPWH_50-gallon | 4 | USA_WV_Morgantown.Muni.AP-Hart.Field.724176_TMYx.2004-2018 | 0 | 1900 | 1 | 9 | 1.2 | 4-12 (Low-Moderate Slope) | Pre-Defined Construction | Wood-Framed - 2x6 - 24 in OC - R-19 Cavity |  | Pre-Defined Construction | Attic w R49 Cavity and Shingle Roof |  | Pre-Defined Construction | Vented Crawlspace - R19 Cavity Insulation | [6 empty] | 0.388 | 0.4 | No | 0.2 | 0.2 | 0.2 | 0.2 | 7 | Single Speed ASHP (7.5 HSPF2 14.3 SEER2) | Autosize |  |  |  |  | Electric |  |  | 35 | -30 |  |  | 0.075 | 4 | 0.075 | 4 | Heat_EZ_Sch_1 | Cool_EZ_Sch_1 | HPWH_50-gallon | DHW_EZ_Sch_1 | 1 | 0.75 | 0 | Gas | Gas | Yes | Yes | Yes | 0 | Misc_Elec_EZ_Sch_1 | 0
1 Occupant_USA_WY_Cheyenne_HPWH_50-gallon | 4 | USA_WY_Cheyenne.Rgnl.AP.725640_TMYx.2004-2018 | 0 | 1900 | 1 | 9 | 1.2 | 4-12 (Low-Moderate Slope) | Pre-Defined Construction | Wood-Framed - 2x6 - 24 in OC - R-19 Cavity |  | Pre-Defined Construction | Attic w R49 Cavity and Shingle Roof |  | Pre-Defined Construction | Vented Crawlspace - R19 Cavity Insulation | [6 empty] | 0.388 | 0.4 | No | 0.2 | 0.2 | 0.2 | 0.2 | 7 | Single Speed ASHP (7.5 HSPF2 14.3 SEER2) | Autosize |  |  |  |  | Electric |  |  | 35 | -30 |  |  | 0.075 | 4 | 0.075 | 4 | Heat_EZ_Sch_1 | Cool_EZ_Sch_1 | HPWH_50-gallon | DHW_EZ_Sch_1 | 1 | 0.75 | 0 | Gas | Gas | Yes | Yes | Yes | 0 | Misc_Elec_EZ_Sch_1 | 0
1 Occupant_USA_WY_Jackson._HPWH_50-gallon | 4 | USA_WY_Jackson.Hole.AP.725776_TMYx.2004-2018 | 0 | 1900 | 1 | 9 | 1.2 | 4-12 (Low-Moderate Slope) | Pre-Defined Construction | Wood-Framed - 2x6 - 24 in OC - R-19 Cavity |  | Pre-Defined Construction | Attic w R49 Cavity and Shingle Roof |  | Pre-Defined Construction | Vented Crawlspace - R19 Cavity Insulation | [6 empty] | 0.388 | 0.4 | No | 0.2 | 0.2 | 0.2 | 0.2 | 7 | Single Speed ASHP (7.5 HSPF2 14.3 SEER2) | Autosize |  |  |  |  | Electric |  |  | 35 | -30 |  |  | 0.075 | 4 | 0.075 | 4 | Heat_EZ_Sch_1 | Cool_EZ_Sch_1 | HPWH_50-gallon | DHW_EZ_Sch_1 | 1 | 0.75 | 0 | Gas | Gas | Yes | Yes | Yes | 0 | Misc_Elec_EZ_Sch_1 | 0
2 Occupant_USA_AL_Birmingh_HPWH_50-gallon | 4 | USA_AL_Birmingham-Shuttlesworth.Intl.AP.722280_TMYx.2004-2018 | 0 | 1900 | 1 | 9 | 1.2 | 4-12 (Low-Moderate Slope) | Pre-Defined Construction | Wood-Framed - 2x6 - 24 in OC - R-19 Cavity | 8.3333 | Pre-Defined Construction | Attic w R49 Cavity and Shingle Roof | 9.0909 | Pre-Defined Construction | Vented Crawlspace - R19 Cavity Insulation | Vented Crawlspace | 4.3478 | 0 | 0 | 0 | 1.75 | 0.388 | 0.4 | No | 0.2 | 0.2 | 0.2 | 0.2 | 7 | Single Speed ASHP (7.5 HSPF2 14.3 SEER2) | Autosize | kW | 20 | ton | 3.4393 | Electric | kW | 15 | 35 | -30 | 0 | 0.8 | 0.075 | 4 | 0.075 | 4 | Heat_EZ_Sch_1 | Cool_EZ_Sch_1 | HPWH_50-gallon | DHW_EZ_Sch_1 | 2 | 0.75 | 0 | Gas | Gas | Yes | Yes | Yes | 0 | Misc_Elec_EZ_Sch_1 | 0
2 Occupant_USA_AL_Mobile.R_HPWH_50-gallon | 4 | USA_AL_Mobile.Rgnl.AP-Bates.Field.722230_TMYx.2004-2018 | 0 | 1900 | 1 | 9 | 1.2 | 4-12 (Low-Moderate Slope) | Pre-Defined Construction | Wood-Framed - 2x6 - 24 in OC - R-19 Cavity |  | Pre-Defined Construction | Attic w R49 Cavity and Shingle Roof |  | Pre-Defined Construction | Vented Crawlspace - R19 Cavity Insulation | [6 empty] | 0.388 | 0.4 | No | 0.2 | 0.2 | 0.2 | 0.2 | 7 | Single Speed ASHP (7.5 HSPF2 14.3 SEER2) | Autosize |  |  |  |  | Electric |  |  | 35 | -30 |  |  | 0.075 | 4 | 0.075 | 4 | Heat_EZ_Sch_1 | Cool_EZ_Sch_1 | HPWH_50-gallon | DHW_EZ_Sch_1 | 2 | 0.75 | 0 | Gas | Gas | Yes | Yes | Yes | 0 | Misc_Elec_EZ_Sch_1 | 0
2 Occupant_USA_AR_Fayettev_HPWH_50-gallon | 4 | USA_AR_Fayetteville.Exec.AP-Drake.Field.723445_TMYx.2004-2018 | 0 | 1900 | 1 | 9 | 1.2 | 4-12 (Low-Moderate Slope) | Pre-Defined Construction | Wood-Framed - 2x6 - 24 in OC - R-19 Cavity |  | Pre-Defined Construction | Attic w R49 Cavity and Shingle Roof |  | Pre-Defined Construction | Vented Crawlspace - R19 Cavity Insulation | [6 empty] | 0.388 | 0.4 | No | 0.2 | 0.2 | 0.2 | 0.2 | 7 | Single Speed ASHP (7.5 HSPF2 14.3 SEER2) | Autosize |  |  |  |  | Electric |  |  | 35 | -30 |  |  | 0.075 | 4 | 0.075 | 4 | Heat_EZ_Sch_1 | Cool_EZ_Sch_1 | HPWH_50-gallon | DHW_EZ_Sch_1 | 2 | 0.75 | 0 | Gas | Gas | Yes | Yes | Yes | 0 | Misc_Elec_EZ_Sch_1 | 0
2 Occupant_USA_AR_Little.R_HPWH_50-gallon | 4 | USA_AR_Little.Rock.AFB.723405_TMYx.2004-2018 | 0 | 1900 | 1 | 9 | 1.2 | 4-12 (Low-Moderate Slope) | Pre-Defined Construction | Wood-Framed - 2x6 - 24 in OC - R-19 Cavity |  | Pre-Defined Construction | Attic w R49 Cavity and Shingle Roof |  | Pre-Defined Construction | Vented Crawlspace - R19 Cavity Insulation | [6 empty] | 0.388 | 0.4 | No | 0.2 | 0.2 | 0.2 | 0.2 | 7 | Single Speed ASHP (7.5 HSPF2 14.3 SEER2) | Autosize |  |  |  |  | Electric |  |  | 35 | -30 |  |  | 0.075 | 4 | 0.075 | 4 | Heat_EZ_Sch_1 | Cool_EZ_Sch_1 | HPWH_50-gallon | DHW_EZ_Sch_1 | 2 | 0.75 | 0 | Gas | Gas | Yes | Yes | Yes | 0 | Misc_Elec_EZ_Sch_1 | 0
2 Occupant_USA_AZ_Flagstaf_HPWH_50-gallon | 4 | USA_AZ_Flagstaff.Pulliam.AP.723750_TMYx.2004-2018 | 0 | 1900 | 1 | 9 | 1.2 | 4-12 (Low-Moderate Slope) | Pre-Defined Construction | Wood-Framed - 2x6 - 24 in OC - R-19 Cavity |  | Pre-Defined Construction | Attic w R49 Cavity and Shingle Roof |  | Pre-Defined Construction | Vented Crawlspace - R19 Cavity Insulation | [6 empty] | 0.388 | 0.4 | No | 0.2 | 0.2 | 0.2 | 0.2 | 7 | Single Speed ASHP (7.5 HSPF2 14.3 SEER2) | Autosize |  |  |  |  | Electric |  |  | 35 | -30 |  |  | 0.075 | 4 | 0.075 | 4 | Heat_EZ_Sch_1 | Cool_EZ_Sch_1 | HPWH_50-gallon | DHW_EZ_Sch_1 | 2 | 0.75 | 0 | Gas | Gas | Yes | Yes | Yes | 0 | Misc_Elec_EZ_Sch_1 | 0
2 Occupant_USA_AZ_Kingman._HPWH_50-gallon | 4 | USA_AZ_Kingman.AP.723700_TMYx.2004-2018 | 0 | 1900 | 1 | 9 | 1.2 | 4-12 (Low-Moderate Slope) | Pre-Defined Construction | Wood-Framed - 2x6 - 24 in OC - R-19 Cavity |  | Pre-Defined Construction | Attic w R49 Cavity and Shingle Roof |  | Pre-Defined Construction | Vented Crawlspace - R19 Cavity Insulation | [6 empty] | 0.388 | 0.4 | No | 0.2 | 0.2 | 0.2 | 0.2 | 7 | Single Speed ASHP (7.5 HSPF2 14.3 SEER2) | Autosize |  |  |  |  | Electric |  |  | 35 | -30 |  |  | 0.075 | 4 | 0.075 | 4 | Heat_EZ_Sch_1 | Cool_EZ_Sch_1 | HPWH_50-gallon | DHW_EZ_Sch_1 | 2 | 0.75 | 0 | Gas | Gas | Yes | Yes | Yes | 0 | Misc_Elec_EZ_Sch_1 | 0
2 Occupant_USA_AZ_Phoenix-_HPWH_50-gallon | 4 | USA_AZ_Phoenix-Sky.Harbor.Intl.AP.722780_TMYx.2004-2018 | 0 | 1900 | 1 | 9 | 1.2 | 4-12 (Low-Moderate Slope) | Pre-Defined Construction | Wood-Framed - 2x6 - 24 in OC - R-19 Cavity |  | Pre-Defined Construction | Attic w R49 Cavity and Shingle Roof |  | Pre-Defined Construction | Vented Crawlspace - R19 Cavity Insulation | [6 empty] | 0.388 | 0.4 | No | 0.2 | 0.2 | 0.2 | 0.2 | 7 | Single Speed ASHP (7.5 HSPF2 14.3 SEER2) | Autosize |  |  |  |  | Electric |  |  | 35 | -30 |  |  | 0.075 | 4 | 0.075 | 4 | Heat_EZ_Sch_1 | Cool_EZ_Sch_1 | HPWH_50-gallon | DHW_EZ_Sch_1 | 2 | 0.75 | 0 | Gas | Gas | Yes | Yes | Yes | 0 | Misc_Elec_EZ_Sch_1 | 0
2 Occupant_USA_AZ_Prescott_HPWH_50-gallon | 4 | USA_AZ_Prescott.Muni.AP-Love.Field.723723_TMYx.2004-2018 | 0 | 1900 | 1 | 9 | 1.2 | 4-12 (Low-Moderate Slope) | Pre-Defined Construction | Wood-Framed - 2x6 - 24 in OC - R-19 Cavity |  | Pre-Defined Construction | Attic w R49 Cavity and Shingle Roof |  | Pre-Defined Construction | Vented Crawlspace - R19 Cavity Insulation | [6 empty] | 0.388 | 0.4 | No | 0.2 | 0.2 | 0.2 | 0.2 | 7 | Single Speed ASHP (7.5 HSPF2 14.3 SEER2) | Autosize |  |  |  |  | Electric |  |  | 35 | -30 |  |  | 0.075 | 4 | 0.075 | 4 | Heat_EZ_Sch_1 | Cool_EZ_Sch_1 | HPWH_50-gallon | DHW_EZ_Sch_1 | 2 | 0.75 | 0 | Gas | Gas | Yes | Yes | Yes | 0 | Misc_Elec_EZ_Sch_1 | 0
2 Occupant_USA_CA_Bakersfi_HPWH_50-gallon | 4 | USA_CA_Bakersfield-Meadows.Field.AP.723840_TMYx.2004-2018 | 0 | 1900 | 1 | 9 | 1.2 | 4-12 (Low-Moderate Slope) | Pre-Defined Construction | Wood-Framed - 2x6 - 24 in OC - R-19 Cavity |  | Pre-Defined Construction | Attic w R49 Cavity and Shingle Roof |  | Pre-Defined Construction | Vented Crawlspace - R19 Cavity Insulation | [6 empty] | 0.388 | 0.4 | No | 0.2 | 0.2 | 0.2 | 0.2 | 7 | Single Speed ASHP (7.5 HSPF2 14.3 SEER2) | Autosize |  |  |  |  | Electric |  |  | 35 | -30 |  |  | 0.075 | 4 | 0.075 | 4 | Heat_EZ_Sch_1 | Cool_EZ_Sch_1 | HPWH_50-gallon | DHW_EZ_Sch_1 | 2 | 0.75 | 0 | Gas | Gas | Yes | Yes | Yes | 0 | Misc_Elec_EZ_Sch_1 | 0
2 Occupant_USA_CA_Bishop-E_HPWH_50-gallon | 4 | USA_CA_Bishop-Eastern.Sierra.Rgnl.AP.724800_TMYx.2004-2018 | 0 | 1900 | 1 | 9 | 1.2 | 4-12 (Low-Moderate Slope) | Pre-Defined Construction | Wood-Framed - 2x6 - 24 in OC - R-19 Cavity |  | Pre-Defined Construction | Attic w R49 Cavity and Shingle Roof |  | Pre-Defined Construction | Vented Crawlspace - R19 Cavity Insulation | [6 empty] | 0.388 | 0.4 | No | 0.2 | 0.2 | 0.2 | 0.2 | 7 | Single Speed ASHP (7.5 HSPF2 14.3 SEER2) | Autosize |  |  |  |  | Electric |  |  | 35 | -30 |  |  | 0.075 | 4 | 0.075 | 4 | Heat_EZ_Sch_1 | Cool_EZ_Sch_1 | HPWH_50-gallon | DHW_EZ_Sch_1 | 2 | 0.75 | 0 | Gas | Gas | Yes | Yes | Yes | 0 | Misc_Elec_EZ_Sch_1 | 0
2 Occupant_USA_CA_Crescent_HPWH_50-gallon | 4 | USA_CA_Crescent.City-Del.Norte.County.Rgnl.AP.725946_TMYx.2004-2018 | 0 | 1900 | 1 | 9 | 1.2 | 4-12 (Low-Moderate Slope) | Pre-Defined Construction | Wood-Framed - 2x6 - 24 in OC - R-19 Cavity |  | Pre-Defined Construction | Attic w R49 Cavity and Shingle Roof |  | Pre-Defined Construction | Vented Crawlspace - R19 Cavity Insulation | [6 empty] | 0.388 | 0.4 | No | 0.2 | 0.2 | 0.2 | 0.2 | 7 | Single Speed ASHP (7.5 HSPF2 14.3 SEER2) | Autosize |  |  |  |  | Electric |  |  | 35 | -30 |  |  | 0.075 | 4 | 0.075 | 4 | Heat_EZ_Sch_1 | Cool_EZ_Sch_1 | HPWH_50-gallon | DHW_EZ_Sch_1 | 2 | 0.75 | 0 | Gas | Gas | Yes | Yes | Yes | 0 | Misc_Elec_EZ_Sch_1 | 0
2 Occupant_USA_CA_Imperial_HPWH_50-gallon | 4 | USA_CA_Imperial.County.AP.747185_TMYx.2004-2018 | 0 | 1900 | 1 | 9 | 1.2 | 4-12 (Low-Moderate Slope) | Pre-Defined Construction | Wood-Framed - 2x6 - 24 in OC - R-19 Cavity |  | Pre-Defined Construction | Attic w R49 Cavity and Shingle Roof |  | Pre-Defined Construction | Vented Crawlspace - R19 Cavity Insulation | [6 empty] | 0.388 | 0.4 | No | 0.2 | 0.2 | 0.2 | 0.2 | 7 | Single Speed ASHP (7.5 HSPF2 14.3 SEER2) | Autosize |  |  |  |  | Electric |  |  | 35 | -30 |  |  | 0.075 | 4 | 0.075 | 4 | Heat_EZ_Sch_1 | Cool_EZ_Sch_1 | HPWH_50-gallon | DHW_EZ_Sch_1 | 2 | 0.75 | 0 | Gas | Gas | Yes | Yes | Yes | 0 | Misc_Elec_EZ_Sch_1 | 0
2 Occupant_USA_CA_Los.Ange_HPWH_50-gallon | 4 | USA_CA_Los.Angeles.Intl.AP.722950_TMYx.2004-2018 | 0 | 1900 | 1 | 9 | 1.2 | 4-12 (Low-Moderate Slope) | Pre-Defined Construction | Wood-Framed - 2x6 - 24 in OC - R-19 Cavity |  | Pre-Defined Construction | Attic w R49 Cavity and Shingle Roof |  | Pre-Defined Construction | Vented Crawlspace - R19 Cavity Insulation | [6 empty] | 0.388 | 0.4 | No | 0.2 | 0.2 | 0.2 | 0.2 | 7 | Single Speed ASHP (7.5 HSPF2 14.3 SEER2) | Autosize |  |  |  |  | Electric |  |  | 35 | -30 |  |  | 0.075 | 4 | 0.075 | 4 | Heat_EZ_Sch_1 | Cool_EZ_Sch_1 | HPWH_50-gallon | DHW_EZ_Sch_1 | 2 | 0.75 | 0 | Gas | Gas | Yes | Yes | Yes | 0 | Misc_Elec_EZ_Sch_1 | 0
2 Occupant_USA_CA_Riversid_HPWH_50-gallon | 4 | USA_CA_Riverside.Muni.AP.722869_TMYx.2004-2018 | 0 | 1900 | 1 | 9 | 1.2 | 4-12 (Low-Moderate Slope) | Pre-Defined Construction | Wood-Framed - 2x6 - 24 in OC - R-19 Cavity |  | Pre-Defined Construction | Attic w R49 Cavity and Shingle Roof |  | Pre-Defined Construction | Vented Crawlspace - R19 Cavity Insulation | [6 empty] | 0.388 | 0.4 | No | 0.2 | 0.2 | 0.2 | 0.2 | 7 | Single Speed ASHP (7.5 HSPF2 14.3 SEER2) | Autosize |  |  |  |  | Electric |  |  | 35 | -30 |  |  | 0.075 | 4 | 0.075 | 4 | Heat_EZ_Sch_1 | Cool_EZ_Sch_1 | HPWH_50-gallon | DHW_EZ_Sch_1 | 2 | 0.75 | 0 | Gas | Gas | Yes | Yes | Yes | 0 | Misc_Elec_EZ_Sch_1 | 0
2 Occupant_USA_CA_Sacramen_HPWH_50-gallon | 4 | USA_CA_Sacramento.Intl.AP.724839_TMYx.2004-2018 | 0 | 1900 | 1 | 9 | 1.2 | 4-12 (Low-Moderate Slope) | Pre-Defined Construction | Wood-Framed - 2x6 - 24 in OC - R-19 Cavity |  | Pre-Defined Construction | Attic w R49 Cavity and Shingle Roof |  | Pre-Defined Construction | Vented Crawlspace - R19 Cavity Insulation | [6 empty] | 0.388 | 0.4 | No | 0.2 | 0.2 | 0.2 | 0.2 | 7 | Single Speed ASHP (7.5 HSPF2 14.3 SEER2) | Autosize |  |  |  |  | Electric |  |  | 35 | -30 |  |  | 0.075 | 4 | 0.075 | 4 | Heat_EZ_Sch_1 | Cool_EZ_Sch_1 | HPWH_50-gallon | DHW_EZ_Sch_1 | 2 | 0.75 | 0 | Gas | Gas | Yes | Yes | Yes | 0 | Misc_Elec_EZ_Sch_1 | 0
2 Occupant_USA_CA_San.Jose_HPWH_50-gallon | 4 | USA_CA_San.Jose-Mineta.Intl.AP.724945_TMYx.2004-2018 | 0 | 1900 | 1 | 9 | 1.2 | 4-12 (Low-Moderate Slope) | Pre-Defined Construction | Wood-Framed - 2x6 - 24 in OC - R-19 Cavity |  | Pre-Defined Construction | Attic w R49 Cavity and Shingle Roof |  | Pre-Defined Construction | Vented Crawlspace - R19 Cavity Insulation | [6 empty] | 0.388 | 0.4 | No | 0.2 | 0.2 | 0.2 | 0.2 | 7 | Single Speed ASHP (7.5 HSPF2 14.3 SEER2) | Autosize |  |  |  |  | Electric |  |  | 35 | -30 |  |  | 0.075 | 4 | 0.075 | 4 | Heat_EZ_Sch_1 | Cool_EZ_Sch_1 | HPWH_50-gallon | DHW_EZ_Sch_1 | 2 | 0.75 | 0 | Gas | Gas | Yes | Yes | Yes | 0 | Misc_Elec_EZ_Sch_1 | 0
2 Occupant_USA_CA_Santa.An_HPWH_50-gallon | 4 | USA_CA_Santa.Ana-Orange.County-Wayne.Intl.AP.722977_TMYx.2004-2018 | 0 | 1900 | 1 | 9 | 1.2 | 4-12 (Low-Moderate Slope) | Pre-Defined Construction | Wood-Framed - 2x6 - 24 in OC - R-19 Cavity |  | Pre-Defined Construction | Attic w R49 Cavity and Shingle Roof |  | Pre-Defined Construction | Vented Crawlspace - R19 Cavity Insulation | [6 empty] | 0.388 | 0.4 | No | 0.2 | 0.2 | 0.2 | 0.2 | 7 | Single Speed ASHP (7.5 HSPF2 14.3 SEER2) | Autosize |  |  |  |  | Electric |  |  | 35 | -30 |  |  | 0.075 | 4 | 0.075 | 4 | Heat_EZ_Sch_1 | Cool_EZ_Sch_1 | HPWH_50-gallon | DHW_EZ_Sch_1 | 2 | 0.75 | 0 | Gas | Gas | Yes | Yes | Yes | 0 | Misc_Elec_EZ_Sch_1 | 0
2 Occupant_USA_CO_Alamosa-_HPWH_50-gallon | 4 | USA_CO_Alamosa-San.Luis.Valley.Rgnl.AP.724620_TMYx.2004-2018 | 0 | 1900 | 1 | 9 | 1.2 | 4-12 (Low-Moderate Slope) | Pre-Defined Construction | Wood-Framed - 2x6 - 24 in OC - R-19 Cavity |  | Pre-Defined Construction | Attic w R49 Cavity and Shingle Roof |  | Pre-Defined Construction | Vented Crawlspace - R19 Cavity Insulation | [6 empty] | 0.388 | 0.4 | No | 0.2 | 0.2 | 0.2 | 0.2 | 7 | Single Speed ASHP (7.5 HSPF2 14.3 SEER2) | Autosize |  |  |  |  | Electric |  |  | 35 | -30 |  |  | 0.075 | 4 | 0.075 | 4 | Heat_EZ_Sch_1 | Cool_EZ_Sch_1 | HPWH_50-gallon | DHW_EZ_Sch_1 | 2 | 0.75 | 0 | Gas | Gas | Yes | Yes | Yes | 0 | Misc_Elec_EZ_Sch_1 | 0
2 Occupant_USA_CO_Aspen-Pi_HPWH_50-gallon | 4 | USA_CO_Aspen-Pitkin.County.AP-Sardy.Field.724676_TMYx.2004-2018 | 0 | 1900 | 1 | 9 | 1.2 | 4-12 (Low-Moderate Slope) | Pre-Defined Construction | Wood-Framed - 2x6 - 24 in OC - R-19 Cavity |  | Pre-Defined Construction | Attic w R49 Cavity and Shingle Roof |  | Pre-Defined Construction | Vented Crawlspace - R19 Cavity Insulation | [6 empty] | 0.388 | 0.4 | No | 0.2 | 0.2 | 0.2 | 0.2 | 7 | Single Speed ASHP (7.5 HSPF2 14.3 SEER2) | Autosize |  |  |  |  | Electric |  |  | 35 | -30 |  |  | 0.075 | 4 | 0.075 | 4 | Heat_EZ_Sch_1 | Cool_EZ_Sch_1 | HPWH_50-gallon | DHW_EZ_Sch_1 | 2 | 0.75 | 0 | Gas | Gas | Yes | Yes | Yes | 0 | Misc_Elec_EZ_Sch_1 | 0
2 Occupant_USA_CO_Denver.I_HPWH_50-gallon | 4 | USA_CO_Denver.Intl.AP.725650_TMYx.2004-2018 | 0 | 1900 | 1 | 9 | 1.2 | 4-12 (Low-Moderate Slope) | Pre-Defined Construction | Wood-Framed - 2x6 - 24 in OC - R-19 Cavity |  | Pre-Defined Construction | Attic w R49 Cavity and Shingle Roof |  | Pre-Defined Construction | Vented Crawlspace - R19 Cavity Insulation | [6 empty] | 0.388 | 0.4 | No | 0.2 | 0.2 | 0.2 | 0.2 | 7 | Single Speed ASHP (7.5 HSPF2 14.3 SEER2) | Autosize |  |  |  |  | Electric |  |  | 35 | -30 |  |  | 0.075 | 4 | 0.075 | 4 | Heat_EZ_Sch_1 | Cool_EZ_Sch_1 | HPWH_50-gallon | DHW_EZ_Sch_1 | 2 | 0.75 | 0 | Gas | Gas | Yes | Yes | Yes | 0 | Misc_Elec_EZ_Sch_1 | 0
2 Occupant_USA_CO_Trinidad_HPWH_50-gallon | 4 | USA_CO_Trinidad-Stokes.AP.724645_TMYx.2004-2018 | 0 | 1900 | 1 | 9 | 1.2 | 4-12 (Low-Moderate Slope) | Pre-Defined Construction | Wood-Framed - 2x6 - 24 in OC - R-19 Cavity |  | Pre-Defined Construction | Attic w R49 Cavity and Shingle Roof |  | Pre-Defined Construction | Vented Crawlspace - R19 Cavity Insulation | [6 empty] | 0.388 | 0.4 | No | 0.2 | 0.2 | 0.2 | 0.2 | 7 | Single Speed ASHP (7.5 HSPF2 14.3 SEER2) | Autosize |  |  |  |  | Electric |  |  | 35 | -30 |  |  | 0.075 | 4 | 0.075 | 4 | Heat_EZ_Sch_1 | Cool_EZ_Sch_1 | HPWH_50-gallon | DHW_EZ_Sch_1 | 2 | 0.75 | 0 | Gas | Gas | Yes | Yes | Yes | 0 | Misc_Elec_EZ_Sch_1 | 0
2 Occupant_USA_CT_Bridgepo_HPWH_50-gallon | 4 | USA_CT_Bridgeport-Sikorsky.Meml.AP.725040_TMYx.2004-2018 | 0 | 1900 | 1 | 9 | 1.2 | 4-12 (Low-Moderate Slope) | Pre-Defined Construction | Wood-Framed - 2x6 - 24 in OC - R-19 Cavity |  | Pre-Defined Construction | Attic w R49 Cavity and Shingle Roof |  | Pre-Defined Construction | Vented Crawlspace - R19 Cavity Insulation | [6 empty] | 0.388 | 0.4 | No | 0.2 | 0.2 | 0.2 | 0.2 | 7 | Single Speed ASHP (7.5 HSPF2 14.3 SEER2) | Autosize |  |  |  |  | Electric |  |  | 35 | -30 |  |  | 0.075 | 4 | 0.075 | 4 | Heat_EZ_Sch_1 | Cool_EZ_Sch_1 | HPWH_50-gallon | DHW_EZ_Sch_1 | 2 | 0.75 | 0 | Gas | Gas | Yes | Yes | Yes | 0 | Misc_Elec_EZ_Sch_1 | 0
2 Occupant_USA_DE_Wilmingt_HPWH_50-gallon | 4 | USA_DE_Wilmington.AP.724180_TMYx.2004-2018 | 0 | 1900 | 1 | 9 | 1.2 | 4-12 (Low-Moderate Slope) | Pre-Defined Construction | Wood-Framed - 2x6 - 24 in OC - R-19 Cavity |  | Pre-Defined Construction | Attic w R49 Cavity and Shingle Roof |  | Pre-Defined Construction | Vented Crawlspace - R19 Cavity Insulation | [6 empty] | 0.388 | 0.4 | No | 0.2 | 0.2 | 0.2 | 0.2 | 7 | Single Speed ASHP (7.5 HSPF2 14.3 SEER2) | Autosize |  |  |  |  | Electric |  |  | 35 | -30 |  |  | 0.075 | 4 | 0.075 | 4 | Heat_EZ_Sch_1 | Cool_EZ_Sch_1 | HPWH_50-gallon | DHW_EZ_Sch_1 | 2 | 0.75 | 0 | Gas | Gas | Yes | Yes | Yes | 0 | Misc_Elec_EZ_Sch_1 | 0
2 Occupant_USA_FL_Fort.Mye_HPWH_50-gallon | 4 | USA_FL_Fort.Myers-Page.Field.AP.722106_TMYx.2004-2018 | 0 | 1900 | 1 | 9 | 1.2 | 4-12 (Low-Moderate Slope) | Pre-Defined Construction | Wood-Framed - 2x6 - 24 in OC - R-19 Cavity |  | Pre-Defined Construction | Attic w R49 Cavity and Shingle Roof |  | Pre-Defined Construction | Vented Crawlspace - R19 Cavity Insulation | [6 empty] | 0.388 | 0.4 | No | 0.2 | 0.2 | 0.2 | 0.2 | 7 | Single Speed ASHP (7.5 HSPF2 14.3 SEER2) | Autosize |  |  |  |  | Electric |  |  | 35 | -30 |  |  | 0.075 | 4 | 0.075 | 4 | Heat_EZ_Sch_1 | Cool_EZ_Sch_1 | HPWH_50-gallon | DHW_EZ_Sch_1 | 2 | 0.75 | 0 | Gas | Gas | Yes | Yes | Yes | 0 | Misc_Elec_EZ_Sch_1 | 0
2 Occupant_USA_FL_Jacksonv_HPWH_50-gallon | 4 | USA_FL_Jacksonville.Intl.AP.722060_TMYx.2004-2018 | 0 | 1900 | 1 | 9 | 1.2 | 4-12 (Low-Moderate Slope) | Pre-Defined Construction | Wood-Framed - 2x6 - 24 in OC - R-19 Cavity |  | Pre-Defined Construction | Attic w R49 Cavity and Shingle Roof |  | Pre-Defined Construction | Vented Crawlspace - R19 Cavity Insulation | [6 empty] | 0.388 | 0.4 | No | 0.2 | 0.2 | 0.2 | 0.2 | 7 | Single Speed ASHP (7.5 HSPF2 14.3 SEER2) | Autosize |  |  |  |  | Electric |  |  | 35 | -30 |  |  | 0.075 | 4 | 0.075 | 4 | Heat_EZ_Sch_1 | Cool_EZ_Sch_1 | HPWH_50-gallon | DHW_EZ_Sch_1 | 2 | 0.75 | 0 | Gas | Gas | Yes | Yes | Yes | 0 | Misc_Elec_EZ_Sch_1 | 0
2 Occupant_USA_FL_Miami.Na_HPWH_50-gallon | 4 | USA_FL_Miami.Natl.Hurricane.Center.722020_TMYx.2004-2018 | 0 | 1900 | 1 | 9 | 1.2 | 4-12 (Low-Moderate Slope) | Pre-Defined Construction | Wood-Framed - 2x6 - 24 in OC - R-19 Cavity |  | Pre-Defined Construction | Attic w R49 Cavity and Shingle Roof |  | Pre-Defined Construction | Vented Crawlspace - R19 Cavity Insulation | [6 empty] | 0.388 | 0.4 | No | 0.2 | 0.2 | 0.2 | 0.2 | 7 | Single Speed ASHP (7.5 HSPF2 14.3 SEER2) | Autosize |  |  |  |  | Electric |  |  | 35 | -30 |  |  | 0.075 | 4 | 0.075 | 4 | Heat_EZ_Sch_1 | Cool_EZ_Sch_1 | HPWH_50-gallon | DHW_EZ_Sch_1 | 2 | 0.75 | 0 | Gas | Gas | Yes | Yes | Yes | 0 | Misc_Elec_EZ_Sch_1 | 0
2 Occupant_USA_GA_Atlanta-_HPWH_50-gallon | 4 | USA_GA_Atlanta-Hartsfield-Jackson.Intl.AP.722190_TMYx.2004-2018 | 0 | 1900 | 1 | 9 | 1.2 | 4-12 (Low-Moderate Slope) | Pre-Defined Construction | Wood-Framed - 2x6 - 24 in OC - R-19 Cavity |  | Pre-Defined Construction | Attic w R49 Cavity and Shingle Roof |  | Pre-Defined Construction | Vented Crawlspace - R19 Cavity Insulation | [6 empty] | 0.388 | 0.4 | No | 0.2 | 0.2 | 0.2 | 0.2 | 7 | Single Speed ASHP (7.5 HSPF2 14.3 SEER2) | Autosize |  |  |  |  | Electric |  |  | 35 | -30 |  |  | 0.075 | 4 | 0.075 | 4 | Heat_EZ_Sch_1 | Cool_EZ_Sch_1 | HPWH_50-gallon | DHW_EZ_Sch_1 | 2 | 0.75 | 0 | Gas | Gas | Yes | Yes | Yes | 0 | Misc_Elec_EZ_Sch_1 | 0
2 Occupant_USA_GA_Rome-Rus_HPWH_50-gallon | 4 | USA_GA_Rome-Russell.AP.723200_TMYx.2004-2018 | 0 | 1900 | 1 | 9 | 1.2 | 4-12 (Low-Moderate Slope) | Pre-Defined Construction | Wood-Framed - 2x6 - 24 in OC - R-19 Cavity |  | Pre-Defined Construction | Attic w R49 Cavity and Shingle Roof |  | Pre-Defined Construction | Vented Crawlspace - R19 Cavity Insulation | [6 empty] | 0.388 | 0.4 | No | 0.2 | 0.2 | 0.2 | 0.2 | 7 | Single Speed ASHP (7.5 HSPF2 14.3 SEER2) | Autosize |  |  |  |  | Electric |  |  | 35 | -30 |  |  | 0.075 | 4 | 0.075 | 4 | Heat_EZ_Sch_1 | Cool_EZ_Sch_1 | HPWH_50-gallon | DHW_EZ_Sch_1 | 2 | 0.75 | 0 | Gas | Gas | Yes | Yes | Yes | 0 | Misc_Elec_EZ_Sch_1 | 0
2 Occupant_USA_GA_Savannah_HPWH_50-gallon | 4 | USA_GA_Savannah-Hilton.Head.Intl.AP.722070_TMYx.2004-2018 | 0 | 1900 | 1 | 9 | 1.2 | 4-12 (Low-Moderate Slope) | Pre-Defined Construction | Wood-Framed - 2x6 - 24 in OC - R-19 Cavity |  | Pre-Defined Construction | Attic w R49 Cavity and Shingle Roof |  | Pre-Defined Construction | Vented Crawlspace - R19 Cavity Insulation | [6 empty] | 0.388 | 0.4 | No | 0.2 | 0.2 | 0.2 | 0.2 | 7 | Single Speed ASHP (7.5 HSPF2 14.3 SEER2) | Autosize |  |  |  |  | Electric |  |  | 35 | -30 |  |  | 0.075 | 4 | 0.075 | 4 | Heat_EZ_Sch_1 | Cool_EZ_Sch_1 | HPWH_50-gallon | DHW_EZ_Sch_1 | 2 | 0.75 | 0 | Gas | Gas | Yes | Yes | Yes | 0 | Misc_Elec_EZ_Sch_1 | 0
2 Occupant_USA_IA_Des.Moin_HPWH_50-gallon | 4 | USA_IA_Des.Moines.Intl.AP.725460_TMYx.2004-2018 | 0 | 1900 | 1 | 9 | 1.2 | 4-12 (Low-Moderate Slope) | Pre-Defined Construction | Wood-Framed - 2x6 - 24 in OC - R-19 Cavity |  | Pre-Defined Construction | Attic w R49 Cavity and Shingle Roof |  | Pre-Defined Construction | Vented Crawlspace - R19 Cavity Insulation | [6 empty] | 0.388 | 0.4 | No | 0.2 | 0.2 | 0.2 | 0.2 | 7 | Single Speed ASHP (7.5 HSPF2 14.3 SEER2) | Autosize |  |  |  |  | Electric |  |  | 35 | -30 |  |  | 0.075 | 4 | 0.075 | 4 | Heat_EZ_Sch_1 | Cool_EZ_Sch_1 | HPWH_50-gallon | DHW_EZ_Sch_1 | 2 | 0.75 | 0 | Gas | Gas | Yes | Yes | Yes | 0 | Misc_Elec_EZ_Sch_1 | 0
2 Occupant_USA_IA_Sioux.Ci_HPWH_50-gallon | 4 | USA_IA_Sioux.City-Sioux.Gateway.AP.725570_TMYx.2004-2018 | 0 | 1900 | 1 | 9 | 1.2 | 4-12 (Low-Moderate Slope) | Pre-Defined Construction | Wood-Framed - 2x6 - 24 in OC - R-19 Cavity |  | Pre-Defined Construction | Attic w R49 Cavity and Shingle Roof |  | Pre-Defined Construction | Vented Crawlspace - R19 Cavity Insulation | [6 empty] | 0.388 | 0.4 | No | 0.2 | 0.2 | 0.2 | 0.2 | 7 | Single Speed ASHP (7.5 HSPF2 14.3 SEER2) | Autosize |  |  |  |  | Electric |  |  | 35 | -30 |  |  | 0.075 | 4 | 0.075 | 4 | Heat_EZ_Sch_1 | Cool_EZ_Sch_1 | HPWH_50-gallon | DHW_EZ_Sch_1 | 2 | 0.75 | 0 | Gas | Gas | Yes | Yes | Yes | 0 | Misc_Elec_EZ_Sch_1 | 0
2 Occupant_USA_ID_Boise.AP_HPWH_50-gallon | 4 | USA_ID_Boise.AP-Gowen.Field.ANGB.726810_TMYx.2004-2018 | 0 | 1900 | 1 | 9 | 1.2 | 4-12 (Low-Moderate Slope) | Pre-Defined Construction | Wood-Framed - 2x6 - 24 in OC - R-19 Cavity |  | Pre-Defined Construction | Attic w R49 Cavity and Shingle Roof |  | Pre-Defined Construction | Vented Crawlspace - R19 Cavity Insulation | [6 empty] | 0.388 | 0.4 | No | 0.2 | 0.2 | 0.2 | 0.2 | 7 | Single Speed ASHP (7.5 HSPF2 14.3 SEER2) | Autosize |  |  |  |  | Electric |  |  | 35 | -30 |  |  | 0.075 | 4 | 0.075 | 4 | Heat_EZ_Sch_1 | Cool_EZ_Sch_1 | HPWH_50-gallon | DHW_EZ_Sch_1 | 2 | 0.75 | 0 | Gas | Gas | Yes | Yes | Yes | 0 | Misc_Elec_EZ_Sch_1 | 0
2 Occupant_USA_ID_Idaho.Fa_HPWH_50-gallon | 4 | USA_ID_Idaho.Falls.Rgnl.AP-Fanning.Field.725785_TMYx.2004-2018 | 0 | 1900 | 1 | 9 | 1.2 | 4-12 (Low-Moderate Slope) | Pre-Defined Construction | Wood-Framed - 2x6 - 24 in OC - R-19 Cavity |  | Pre-Defined Construction | Attic w R49 Cavity and Shingle Roof |  | Pre-Defined Construction | Vented Crawlspace - R19 Cavity Insulation | [6 empty] | 0.388 | 0.4 | No | 0.2 | 0.2 | 0.2 | 0.2 | 7 | Single Speed ASHP (7.5 HSPF2 14.3 SEER2) | Autosize |  |  |  |  | Electric |  |  | 35 | -30 |  |  | 0.075 | 4 | 0.075 | 4 | Heat_EZ_Sch_1 | Cool_EZ_Sch_1 | HPWH_50-gallon | DHW_EZ_Sch_1 | 2 | 0.75 | 0 | Gas | Gas | Yes | Yes | Yes | 0 | Misc_Elec_EZ_Sch_1 | 0
2 Occupant_USA_IL_Bellevil_HPWH_50-gallon | 4 | USA_IL_Belleville-Scott.AFB-MidAmerica.St.Louis.AP.724338_TMYx.2004-2018 | 0 | 1900 | 1 | 9 | 1.2 | 4-12 (Low-Moderate Slope) | Pre-Defined Construction | Wood-Framed - 2x6 - 24 in OC - R-19 Cavity |  | Pre-Defined Construction | Attic w R49 Cavity and Shingle Roof |  | Pre-Defined Construction | Vented Crawlspace - R19 Cavity Insulation | [6 empty] | 0.388 | 0.4 | No | 0.2 | 0.2 | 0.2 | 0.2 | 7 | Single Speed ASHP (7.5 HSPF2 14.3 SEER2) | Autosize |  |  |  |  | Electric |  |  | 35 | -30 |  |  | 0.075 | 4 | 0.075 | 4 | Heat_EZ_Sch_1 | Cool_EZ_Sch_1 | HPWH_50-gallon | DHW_EZ_Sch_1 | 2 | 0.75 | 0 | Gas | Gas | Yes | Yes | Yes | 0 | Misc_Elec_EZ_Sch_1 | 0
2 Occupant_USA_IL_Chicago._HPWH_50-gallon | 4 | USA_IL_Chicago.Midway.Intl.AP.725340_TMYx.2004-2018 | 0 | 1900 | 1 | 9 | 1.2 | 4-12 (Low-Moderate Slope) | Pre-Defined Construction | Wood-Framed - 2x6 - 24 in OC - R-19 Cavity |  | Pre-Defined Construction | Attic w R49 Cavity and Shingle Roof |  | Pre-Defined Construction | Vented Crawlspace - R19 Cavity Insulation | [6 empty] | 0.388 | 0.4 | No | 0.2 | 0.2 | 0.2 | 0.2 | 7 | Single Speed ASHP (7.5 HSPF2 14.3 SEER2) | Autosize |  |  |  |  | Electric |  |  | 35 | -30 |  |  | 0.075 | 4 | 0.075 | 4 | Heat_EZ_Sch_1 | Cool_EZ_Sch_1 | HPWH_50-gallon | DHW_EZ_Sch_1 | 2 | 0.75 | 0 | Gas | Gas | Yes | Yes | Yes | 0 | Misc_Elec_EZ_Sch_1 | 0
2 Occupant_USA_IN_Evansvil_HPWH_50-gallon | 4 | USA_IN_Evansville.Rgnl.AP.724320_TMYx.2004-2018 | 0 | 1900 | 1 | 9 | 1.2 | 4-12 (Low-Moderate Slope) | Pre-Defined Construction | Wood-Framed - 2x6 - 24 in OC - R-19 Cavity |  | Pre-Defined Construction | Attic w R49 Cavity and Shingle Roof |  | Pre-Defined Construction | Vented Crawlspace - R19 Cavity Insulation | [6 empty] | 0.388 | 0.4 | No | 0.2 | 0.2 | 0.2 | 0.2 | 7 | Single Speed ASHP (7.5 HSPF2 14.3 SEER2) | Autosize |  |  |  |  | Electric |  |  | 35 | -30 |  |  | 0.075 | 4 | 0.075 | 4 | Heat_EZ_Sch_1 | Cool_EZ_Sch_1 | HPWH_50-gallon | DHW_EZ_Sch_1 | 2 | 0.75 | 0 | Gas | Gas | Yes | Yes | Yes | 0 | Misc_Elec_EZ_Sch_1 | 0
2 Occupant_USA_IN_Indianap_HPWH_50-gallon | 4 | USA_IN_Indianapolis.Intl.AP.724380_TMYx.2004-2018 | 0 | 1900 | 1 | 9 | 1.2 | 4-12 (Low-Moderate Slope) | Pre-Defined Construction | Wood-Framed - 2x6 - 24 in OC - R-19 Cavity |  | Pre-Defined Construction | Attic w R49 Cavity and Shingle Roof |  | Pre-Defined Construction | Vented Crawlspace - R19 Cavity Insulation | [6 empty] | 0.388 | 0.4 | No | 0.2 | 0.2 | 0.2 | 0.2 | 7 | Single Speed ASHP (7.5 HSPF2 14.3 SEER2) | Autosize |  |  |  |  | Electric |  |  | 35 | -30 |  |  | 0.075 | 4 | 0.075 | 4 | Heat_EZ_Sch_1 | Cool_EZ_Sch_1 | HPWH_50-gallon | DHW_EZ_Sch_1 | 2 | 0.75 | 0 | Gas | Gas | Yes | Yes | Yes | 0 | Misc_Elec_EZ_Sch_1 | 0
2 Occupant_USA_KS_Hays.Rgn_HPWH_50-gallon | 4 | USA_KS_Hays.Rgnl.AP.724518_TMYx.2004-2018 | 0 | 1900 | 1 | 9 | 1.2 | 4-12 (Low-Moderate Slope) | Pre-Defined Construction | Wood-Framed - 2x6 - 24 in OC - R-19 Cavity |  | Pre-Defined Construction | Attic w R49 Cavity and Shingle Roof |  | Pre-Defined Construction | Vented Crawlspace - R19 Cavity Insulation | [6 empty] | 0.388 | 0.4 | No | 0.2 | 0.2 | 0.2 | 0.2 | 7 | Single Speed ASHP (7.5 HSPF2 14.3 SEER2) | Autosize |  |  |  |  | Electric |  |  | 35 | -30 |  |  | 0.075 | 4 | 0.075 | 4 | Heat_EZ_Sch_1 | Cool_EZ_Sch_1 | HPWH_50-gallon | DHW_EZ_Sch_1 | 2 | 0.75 | 0 | Gas | Gas | Yes | Yes | Yes | 0 | Misc_Elec_EZ_Sch_1 | 0
2 Occupant_USA_KS_Wichita._HPWH_50-gallon | 4 | USA_KS_Wichita.Eisenhower.Natl.AP.724500_TMYx.2004-2018 | 0 | 1900 | 1 | 9 | 1.2 | 4-12 (Low-Moderate Slope) | Pre-Defined Construction | Wood-Framed - 2x6 - 24 in OC - R-19 Cavity |  | Pre-Defined Construction | Attic w R49 Cavity and Shingle Roof |  | Pre-Defined Construction | Vented Crawlspace - R19 Cavity Insulation | [6 empty] | 0.388 | 0.4 | No | 0.2 | 0.2 | 0.2 | 0.2 | 7 | Single Speed ASHP (7.5 HSPF2 14.3 SEER2) | Autosize |  |  |  |  | Electric |  |  | 35 | -30 |  |  | 0.075 | 4 | 0.075 | 4 | Heat_EZ_Sch_1 | Cool_EZ_Sch_1 | HPWH_50-gallon | DHW_EZ_Sch_1 | 2 | 0.75 | 0 | Gas | Gas | Yes | Yes | Yes | 0 | Misc_Elec_EZ_Sch_1 | 0
2 Occupant_USA_KY_Louisvil_HPWH_50-gallon | 4 | USA_KY_Louisville-Bowman.Rgnl.AP.724235_TMYx.2004-2018 | 0 | 1900 | 1 | 9 | 1.2 | 4-12 (Low-Moderate Slope) | Pre-Defined Construction | Wood-Framed - 2x6 - 24 in OC - R-19 Cavity |  | Pre-Defined Construction | Attic w R49 Cavity and Shingle Roof |  | Pre-Defined Construction | Vented Crawlspace - R19 Cavity Insulation | [6 empty] | 0.388 | 0.4 | No | 0.2 | 0.2 | 0.2 | 0.2 | 7 | Single Speed ASHP (7.5 HSPF2 14.3 SEER2) | Autosize |  |  |  |  | Electric |  |  | 35 | -30 |  |  | 0.075 | 4 | 0.075 | 4 | Heat_EZ_Sch_1 | Cool_EZ_Sch_1 | HPWH_50-gallon | DHW_EZ_Sch_1 | 2 | 0.75 | 0 | Gas | Gas | Yes | Yes | Yes | 0 | Misc_Elec_EZ_Sch_1 | 0
2 Occupant_USA_LA_New.Orle_HPWH_50-gallon | 4 | USA_LA_New.Orleans-Armstrong.Intl.AP.722310_TMYx.2004-2018 | 0 | 1900 | 1 | 9 | 1.2 | 4-12 (Low-Moderate Slope) | Pre-Defined Construction | Wood-Framed - 2x6 - 24 in OC - R-19 Cavity |  | Pre-Defined Construction | Attic w R49 Cavity and Shingle Roof |  | Pre-Defined Construction | Vented Crawlspace - R19 Cavity Insulation | [6 empty] | 0.388 | 0.4 | No | 0.2 | 0.2 | 0.2 | 0.2 | 7 | Single Speed ASHP (7.5 HSPF2 14.3 SEER2) | Autosize |  |  |  |  | Electric |  |  | 35 | -30 |  |  | 0.075 | 4 | 0.075 | 4 | Heat_EZ_Sch_1 | Cool_EZ_Sch_1 | HPWH_50-gallon | DHW_EZ_Sch_1 | 2 | 0.75 | 0 | Gas | Gas | Yes | Yes | Yes | 0 | Misc_Elec_EZ_Sch_1 | 0
2 Occupant_USA_LA_Shrevepo_HPWH_50-gallon | 4 | USA_LA_Shreveport.Downtown.AP.722484_TMYx.2004-2018 | 0 | 1900 | 1 | 9 | 1.2 | 4-12 (Low-Moderate Slope) | Pre-Defined Construction | Wood-Framed - 2x6 - 24 in OC - R-19 Cavity |  | Pre-Defined Construction | Attic w R49 Cavity and Shingle Roof |  | Pre-Defined Construction | Vented Crawlspace - R19 Cavity Insulation | [6 empty] | 0.388 | 0.4 | No | 0.2 | 0.2 | 0.2 | 0.2 | 7 | Single Speed ASHP (7.5 HSPF2 14.3 SEER2) | Autosize |  |  |  |  | Electric |  |  | 35 | -30 |  |  | 0.075 | 4 | 0.075 | 4 | Heat_EZ_Sch_1 | Cool_EZ_Sch_1 | HPWH_50-gallon | DHW_EZ_Sch_1 | 2 | 0.75 | 0 | Gas | Gas | Yes | Yes | Yes | 0 | Misc_Elec_EZ_Sch_1 | 0
2 Occupant_USA_MA_Boston-L_HPWH_50-gallon | 4 | USA_MA_Boston-Logan.Intl.AP.725090_TMYx.2004-2018 | 0 | 1900 | 1 | 9 | 1.2 | 4-12 (Low-Moderate Slope) | Pre-Defined Construction | Wood-Framed - 2x6 - 24 in OC - R-19 Cavity |  | Pre-Defined Construction | Attic w R49 Cavity and Shingle Roof |  | Pre-Defined Construction | Vented Crawlspace - R19 Cavity Insulation | [6 empty] | 0.388 | 0.4 | No | 0.2 | 0.2 | 0.2 | 0.2 | 7 | Single Speed ASHP (7.5 HSPF2 14.3 SEER2) | Autosize |  |  |  |  | Electric |  |  | 35 | -30 |  |  | 0.075 | 4 | 0.075 | 4 | Heat_EZ_Sch_1 | Cool_EZ_Sch_1 | HPWH_50-gallon | DHW_EZ_Sch_1 | 2 | 0.75 | 0 | Gas | Gas | Yes | Yes | Yes | 0 | Misc_Elec_EZ_Sch_1 | 0
2 Occupant_USA_MD_Baltimor_HPWH_50-gallon | 4 | USA_MD_Baltimore-Washington.Intl-Marshall.AP.724060_TMYx.2004-2018 | 0 | 1900 | 1 | 9 | 1.2 | 4-12 (Low-Moderate Slope) | Pre-Defined Construction | Wood-Framed - 2x6 - 24 in OC - R-19 Cavity |  | Pre-Defined Construction | Attic w R49 Cavity and Shingle Roof |  | Pre-Defined Construction | Vented Crawlspace - R19 Cavity Insulation | [6 empty] | 0.388 | 0.4 | No | 0.2 | 0.2 | 0.2 | 0.2 | 7 | Single Speed ASHP (7.5 HSPF2 14.3 SEER2) | Autosize |  |  |  |  | Electric |  |  | 35 | -30 |  |  | 0.075 | 4 | 0.075 | 4 | Heat_EZ_Sch_1 | Cool_EZ_Sch_1 | HPWH_50-gallon | DHW_EZ_Sch_1 | 2 | 0.75 | 0 | Gas | Gas | Yes | Yes | Yes | 0 | Misc_Elec_EZ_Sch_1 | 0
2 Occupant_USA_ME_Portland_HPWH_50-gallon | 4 | USA_ME_Portland.Intl.Jetport.726060_TMYx.2004-2018 | 0 | 1900 | 1 | 9 | 1.2 | 4-12 (Low-Moderate Slope) | Pre-Defined Construction | Wood-Framed - 2x6 - 24 in OC - R-19 Cavity |  | Pre-Defined Construction | Attic w R49 Cavity and Shingle Roof |  | Pre-Defined Construction | Vented Crawlspace - R19 Cavity Insulation | [6 empty] | 0.388 | 0.4 | No | 0.2 | 0.2 | 0.2 | 0.2 | 7 | Single Speed ASHP (7.5 HSPF2 14.3 SEER2) | Autosize |  |  |  |  | Electric |  |  | 35 | -30 |  |  | 0.075 | 4 | 0.075 | 4 | Heat_EZ_Sch_1 | Cool_EZ_Sch_1 | HPWH_50-gallon | DHW_EZ_Sch_1 | 2 | 0.75 | 0 | Gas | Gas | Yes | Yes | Yes | 0 | Misc_Elec_EZ_Sch_1 | 0
2 Occupant_USA_ME_Presque._HPWH_50-gallon | 4 | USA_ME_Presque.Isle.Intl.AP.727130_TMYx.2004-2018 | 0 | 1900 | 1 | 9 | 1.2 | 4-12 (Low-Moderate Slope) | Pre-Defined Construction | Wood-Framed - 2x6 - 24 in OC - R-19 Cavity |  | Pre-Defined Construction | Attic w R49 Cavity and Shingle Roof |  | Pre-Defined Construction | Vented Crawlspace - R19 Cavity Insulation | [6 empty] | 0.388 | 0.4 | No | 0.2 | 0.2 | 0.2 | 0.2 | 7 | Single Speed ASHP (7.5 HSPF2 14.3 SEER2) | Autosize |  |  |  |  | Electric |  |  | 35 | -30 |  |  | 0.075 | 4 | 0.075 | 4 | Heat_EZ_Sch_1 | Cool_EZ_Sch_1 | HPWH_50-gallon | DHW_EZ_Sch_1 | 2 | 0.75 | 0 | Gas | Gas | Yes | Yes | Yes | 0 | Misc_Elec_EZ_Sch_1 | 0
2 Occupant_USA_MI_Detroit-_HPWH_50-gallon | 4 | USA_MI_Detroit-Young.Intl.AP.725375_TMYx.2004-2018 | 0 | 1900 | 1 | 9 | 1.2 | 4-12 (Low-Moderate Slope) | Pre-Defined Construction | Wood-Framed - 2x6 - 24 in OC - R-19 Cavity |  | Pre-Defined Construction | Attic w R49 Cavity and Shingle Roof |  | Pre-Defined Construction | Vented Crawlspace - R19 Cavity Insulation | [6 empty] | 0.388 | 0.4 | No | 0.2 | 0.2 | 0.2 | 0.2 | 7 | Single Speed ASHP (7.5 HSPF2 14.3 SEER2) | Autosize |  |  |  |  | Electric |  |  | 35 | -30 |  |  | 0.075 | 4 | 0.075 | 4 | Heat_EZ_Sch_1 | Cool_EZ_Sch_1 | HPWH_50-gallon | DHW_EZ_Sch_1 | 2 | 0.75 | 0 | Gas | Gas | Yes | Yes | Yes | 0 | Misc_Elec_EZ_Sch_1 | 0
2 Occupant_USA_MI_Houghton_HPWH_50-gallon | 4 | USA_MI_Houghton.Lake-Roscommon.County.AP.726380_TMYx.2004-2018 | 0 | 1900 | 1 | 9 | 1.2 | 4-12 (Low-Moderate Slope) | Pre-Defined Construction | Wood-Framed - 2x6 - 24 in OC - R-19 Cavity |  | Pre-Defined Construction | Attic w R49 Cavity and Shingle Roof |  | Pre-Defined Construction | Vented Crawlspace - R19 Cavity Insulation | [6 empty] | 0.388 | 0.4 | No | 0.2 | 0.2 | 0.2 | 0.2 | 7 | Single Speed ASHP (7.5 HSPF2 14.3 SEER2) | Autosize |  |  |  |  | Electric |  |  | 35 | -30 |  |  | 0.075 | 4 | 0.075 | 4 | Heat_EZ_Sch_1 | Cool_EZ_Sch_1 | HPWH_50-gallon | DHW_EZ_Sch_1 | 2 | 0.75 | 0 | Gas | Gas | Yes | Yes | Yes | 0 | Misc_Elec_EZ_Sch_1 | 0
2 Occupant_USA_MI_Traverse_HPWH_50-gallon | 4 | USA_MI_Traverse.City-Cherry.Capital.AP.726387_TMYx.2004-2018 | 0 | 1900 | 1 | 9 | 1.2 | 4-12 (Low-Moderate Slope) | Pre-Defined Construction | Wood-Framed - 2x6 - 24 in OC - R-19 Cavity |  | Pre-Defined Construction | Attic w R49 Cavity and Shingle Roof |  | Pre-Defined Construction | Vented Crawlspace - R19 Cavity Insulation | [6 empty] | 0.388 | 0.4 | No | 0.2 | 0.2 | 0.2 | 0.2 | 7 | Single Speed ASHP (7.5 HSPF2 14.3 SEER2) | Autosize |  |  |  |  | Electric |  |  | 35 | -30 |  |  | 0.075 | 4 | 0.075 | 4 | Heat_EZ_Sch_1 | Cool_EZ_Sch_1 | HPWH_50-gallon | DHW_EZ_Sch_1 | 2 | 0.75 | 0 | Gas | Gas | Yes | Yes | Yes | 0 | Misc_Elec_EZ_Sch_1 | 0
2 Occupant_USA_MN_Duluth.I_HPWH_50-gallon | 4 | USA_MN_Duluth.Intl.AP-Duluth.ANGB.727450_TMYx.2004-2018 | 0 | 1900 | 1 | 9 | 1.2 | 4-12 (Low-Moderate Slope) | Pre-Defined Construction | Wood-Framed - 2x6 - 24 in OC - R-19 Cavity |  | Pre-Defined Construction | Attic w R49 Cavity and Shingle Roof |  | Pre-Defined Construction | Vented Crawlspace - R19 Cavity Insulation | [6 empty] | 0.388 | 0.4 | No | 0.2 | 0.2 | 0.2 | 0.2 | 7 | Single Speed ASHP (7.5 HSPF2 14.3 SEER2) | Autosize |  |  |  |  | Electric |  |  | 35 | -30 |  |  | 0.075 | 4 | 0.075 | 4 | Heat_EZ_Sch_1 | Cool_EZ_Sch_1 | HPWH_50-gallon | DHW_EZ_Sch_1 | 2 | 0.75 | 0 | Gas | Gas | Yes | Yes | Yes | 0 | Misc_Elec_EZ_Sch_1 | 0
2 Occupant_USA_MN_Minneapo_HPWH_50-gallon | 4 | USA_MN_Minneapolis-St.Paul.Intl.AP.726580_TMYx.2004-2018 | 0 | 1900 | 1 | 9 | 1.2 | 4-12 (Low-Moderate Slope) | Pre-Defined Construction | Wood-Framed - 2x6 - 24 in OC - R-19 Cavity |  | Pre-Defined Construction | Attic w R49 Cavity and Shingle Roof |  | Pre-Defined Construction | Vented Crawlspace - R19 Cavity Insulation | [6 empty] | 0.388 | 0.4 | No | 0.2 | 0.2 | 0.2 | 0.2 | 7 | Single Speed ASHP (7.5 HSPF2 14.3 SEER2) | Autosize |  |  |  |  | Electric |  |  | 35 | -30 |  |  | 0.075 | 4 | 0.075 | 4 | Heat_EZ_Sch_1 | Cool_EZ_Sch_1 | HPWH_50-gallon | DHW_EZ_Sch_1 | 2 | 0.75 | 0 | Gas | Gas | Yes | Yes | Yes | 0 | Misc_Elec_EZ_Sch_1 | 0
2 Occupant_USA_MO_Kansas.C_HPWH_50-gallon | 4 | USA_MO_Kansas.City-Wheeler.Downtown.AP.724463_TMYx.2004-2018 | 0 | 1900 | 1 | 9 | 1.2 | 4-12 (Low-Moderate Slope) | Pre-Defined Construction | Wood-Framed - 2x6 - 24 in OC - R-19 Cavity |  | Pre-Defined Construction | Attic w R49 Cavity and Shingle Roof |  | Pre-Defined Construction | Vented Crawlspace - R19 Cavity Insulation | [6 empty] | 0.388 | 0.4 | No | 0.2 | 0.2 | 0.2 | 0.2 | 7 | Single Speed ASHP (7.5 HSPF2 14.3 SEER2) | Autosize |  |  |  |  | Electric |  |  | 35 | -30 |  |  | 0.075 | 4 | 0.075 | 4 | Heat_EZ_Sch_1 | Cool_EZ_Sch_1 | HPWH_50-gallon | DHW_EZ_Sch_1 | 2 | 0.75 | 0 | Gas | Gas | Yes | Yes | Yes | 0 | Misc_Elec_EZ_Sch_1 | 0
2 Occupant_USA_MO_St.Josep_HPWH_50-gallon | 4 | USA_MO_St.Joseph-Rosecrans.Meml.AP.724490_TMYx.2004-2018 | 0 | 1900 | 1 | 9 | 1.2 | 4-12 (Low-Moderate Slope) | Pre-Defined Construction | Wood-Framed - 2x6 - 24 in OC - R-19 Cavity |  | Pre-Defined Construction | Attic w R49 Cavity and Shingle Roof |  | Pre-Defined Construction | Vented Crawlspace - R19 Cavity Insulation | [6 empty] | 0.388 | 0.4 | No | 0.2 | 0.2 | 0.2 | 0.2 | 7 | Single Speed ASHP (7.5 HSPF2 14.3 SEER2) | Autosize |  |  |  |  | Electric |  |  | 35 | -30 |  |  | 0.075 | 4 | 0.075 | 4 | Heat_EZ_Sch_1 | Cool_EZ_Sch_1 | HPWH_50-gallon | DHW_EZ_Sch_1 | 2 | 0.75 | 0 | Gas | Gas | Yes | Yes | Yes | 0 | Misc_Elec_EZ_Sch_1 | 0
2 Occupant_USA_MS_Gulfport_HPWH_50-gallon | 4 | USA_MS_Gulfport-Biloxi.Intl.AP.747570_TMYx.2004-2018 | 0 | 1900 | 1 | 9 | 1.2 | 4-12 (Low-Moderate Slope) | Pre-Defined Construction | Wood-Framed - 2x6 - 24 in OC - R-19 Cavity |  | Pre-Defined Construction | Attic w R49 Cavity and Shingle Roof |  | Pre-Defined Construction | Vented Crawlspace - R19 Cavity Insulation | [6 empty] | 0.388 | 0.4 | No | 0.2 | 0.2 | 0.2 | 0.2 | 7 | Single Speed ASHP (7.5 HSPF2 14.3 SEER2) | Autosize |  |  |  |  | Electric |  |  | 35 | -30 |  |  | 0.075 | 4 | 0.075 | 4 | Heat_EZ_Sch_1 | Cool_EZ_Sch_1 | HPWH_50-gallon | DHW_EZ_Sch_1 | 2 | 0.75 | 0 | Gas | Gas | Yes | Yes | Yes | 0 | Misc_Elec_EZ_Sch_1 | 0
2 Occupant_USA_MS_Jackson-_HPWH_50-gallon | 4 | USA_MS_Jackson-Evers.Intl.AP.722350_TMYx.2004-2018 | 0 | 1900 | 1 | 9 | 1.2 | 4-12 (Low-Moderate Slope) | Pre-Defined Construction | Wood-Framed - 2x6 - 24 in OC - R-19 Cavity |  | Pre-Defined Construction | Attic w R49 Cavity and Shingle Roof |  | Pre-Defined Construction | Vented Crawlspace - R19 Cavity Insulation | [6 empty] | 0.388 | 0.4 | No | 0.2 | 0.2 | 0.2 | 0.2 | 7 | Single Speed ASHP (7.5 HSPF2 14.3 SEER2) | Autosize |  |  |  |  | Electric |  |  | 35 | -30 |  |  | 0.075 | 4 | 0.075 | 4 | Heat_EZ_Sch_1 | Cool_EZ_Sch_1 | HPWH_50-gallon | DHW_EZ_Sch_1 | 2 | 0.75 | 0 | Gas | Gas | Yes | Yes | Yes | 0 | Misc_Elec_EZ_Sch_1 | 0
2 Occupant_USA_MT_Billings_HPWH_50-gallon | 4 | USA_MT_Billings.Logan.Intl.AP.726770_TMYx.2004-2018 | 0 | 1900 | 1 | 9 | 1.2 | 4-12 (Low-Moderate Slope) | Pre-Defined Construction | Wood-Framed - 2x6 - 24 in OC - R-19 Cavity |  | Pre-Defined Construction | Attic w R49 Cavity and Shingle Roof |  | Pre-Defined Construction | Vented Crawlspace - R19 Cavity Insulation | [6 empty] | 0.388 | 0.4 | No | 0.2 | 0.2 | 0.2 | 0.2 | 7 | Single Speed ASHP (7.5 HSPF2 14.3 SEER2) | Autosize |  |  |  |  | Electric |  |  | 35 | -30 |  |  | 0.075 | 4 | 0.075 | 4 | Heat_EZ_Sch_1 | Cool_EZ_Sch_1 | HPWH_50-gallon | DHW_EZ_Sch_1 | 2 | 0.75 | 0 | Gas | Gas | Yes | Yes | Yes | 0 | Misc_Elec_EZ_Sch_1 | 0
2 Occupant_USA_NC_Charlott_HPWH_50-gallon | 4 | USA_NC_Charlotte.Douglas.Intl.AP.723140_TMYx.2004-2018 | 0 | 1900 | 1 | 9 | 1.2 | 4-12 (Low-Moderate Slope) | Pre-Defined Construction | Wood-Framed - 2x6 - 24 in OC - R-19 Cavity |  | Pre-Defined Construction | Attic w R49 Cavity and Shingle Roof |  | Pre-Defined Construction | Vented Crawlspace - R19 Cavity Insulation | [6 empty] | 0.388 | 0.4 | No | 0.2 | 0.2 | 0.2 | 0.2 | 7 | Single Speed ASHP (7.5 HSPF2 14.3 SEER2) | Autosize |  |  |  |  | Electric |  |  | 35 | -30 |  |  | 0.075 | 4 | 0.075 | 4 | Heat_EZ_Sch_1 | Cool_EZ_Sch_1 | HPWH_50-gallon | DHW_EZ_Sch_1 | 2 | 0.75 | 0 | Gas | Gas | Yes | Yes | Yes | 0 | Misc_Elec_EZ_Sch_1 | 0
2 Occupant_USA_NC_Raleigh-_HPWH_50-gallon | 4 | USA_NC_Raleigh-Durham.Intl.AP.723060_TMYx.2004-2018 | 0 | 1900 | 1 | 9 | 1.2 | 4-12 (Low-Moderate Slope) | Pre-Defined Construction | Wood-Framed - 2x6 - 24 in OC - R-19 Cavity |  | Pre-Defined Construction | Attic w R49 Cavity and Shingle Roof |  | Pre-Defined Construction | Vented Crawlspace - R19 Cavity Insulation | [6 empty] | 0.388 | 0.4 | No | 0.2 | 0.2 | 0.2 | 0.2 | 7 | Single Speed ASHP (7.5 HSPF2 14.3 SEER2) | Autosize |  |  |  |  | Electric |  |  | 35 | -30 |  |  | 0.075 | 4 | 0.075 | 4 | Heat_EZ_Sch_1 | Cool_EZ_Sch_1 | HPWH_50-gallon | DHW_EZ_Sch_1 | 2 | 0.75 | 0 | Gas | Gas | Yes | Yes | Yes | 0 | Misc_Elec_EZ_Sch_1 | 0
2 Occupant_USA_ND_Bismarck_HPWH_50-gallon | 4 | USA_ND_Bismarck.Muni.AP.727640_TMYx.2004-2018 | 0 | 1900 | 1 | 9 | 1.2 | 4-12 (Low-Moderate Slope) | Pre-Defined Construction | Wood-Framed - 2x6 - 24 in OC - R-19 Cavity |  | Pre-Defined Construction | Attic w R49 Cavity and Shingle Roof |  | Pre-Defined Construction | Vented Crawlspace - R19 Cavity Insulation | [6 empty] | 0.388 | 0.4 | No | 0.2 | 0.2 | 0.2 | 0.2 | 7 | Single Speed ASHP (7.5 HSPF2 14.3 SEER2) | Autosize |  |  |  |  | Electric |  |  | 35 | -30 |  |  | 0.075 | 4 | 0.075 | 4 | Heat_EZ_Sch_1 | Cool_EZ_Sch_1 | HPWH_50-gallon | DHW_EZ_Sch_1 | 2 | 0.75 | 0 | Gas | Gas | Yes | Yes | Yes | 0 | Misc_Elec_EZ_Sch_1 | 0
2 Occupant_USA_ND_Fargo-He_HPWH_50-gallon | 4 | USA_ND_Fargo-Hector.Intl.AP.727530_TMYx.2004-2018 | 0 | 1900 | 1 | 9 | 1.2 | 4-12 (Low-Moderate Slope) | Pre-Defined Construction | Wood-Framed - 2x6 - 24 in OC - R-19 Cavity |  | Pre-Defined Construction | Attic w R49 Cavity and Shingle Roof |  | Pre-Defined Construction | Vented Crawlspace - R19 Cavity Insulation | [6 empty] | 0.388 | 0.4 | No | 0.2 | 0.2 | 0.2 | 0.2 | 7 | Single Speed ASHP (7.5 HSPF2 14.3 SEER2) | Autosize |  |  |  |  | Electric |  |  | 35 | -30 |  |  | 0.075 | 4 | 0.075 | 4 | Heat_EZ_Sch_1 | Cool_EZ_Sch_1 | HPWH_50-gallon | DHW_EZ_Sch_1 | 2 | 0.75 | 0 | Gas | Gas | Yes | Yes | Yes | 0 | Misc_Elec_EZ_Sch_1 | 0
2 Occupant_USA_NE_Omaha-Mi_HPWH_50-gallon | 4 | USA_NE_Omaha-Millard.AP.720308_TMYx.2004-2018 | 0 | 1900 | 1 | 9 | 1.2 | 4-12 (Low-Moderate Slope) | Pre-Defined Construction | Wood-Framed - 2x6 - 24 in OC - R-19 Cavity |  | Pre-Defined Construction | Attic w R49 Cavity and Shingle Roof |  | Pre-Defined Construction | Vented Crawlspace - R19 Cavity Insulation | [6 empty] | 0.388 | 0.4 | No | 0.2 | 0.2 | 0.2 | 0.2 | 7 | Single Speed ASHP (7.5 HSPF2 14.3 SEER2) | Autosize |  |  |  |  | Electric |  |  | 35 | -30 |  |  | 0.075 | 4 | 0.075 | 4 | Heat_EZ_Sch_1 | Cool_EZ_Sch_1 | HPWH_50-gallon | DHW_EZ_Sch_1 | 2 | 0.75 | 0 | Gas | Gas | Yes | Yes | Yes | 0 | Misc_Elec_EZ_Sch_1 | 0
2 Occupant_USA_NH_Concord._HPWH_50-gallon | 4 | USA_NH_Concord.Muni.AP.726050_TMYx.2004-2018 | 0 | 1900 | 1 | 9 | 1.2 | 4-12 (Low-Moderate Slope) | Pre-Defined Construction | Wood-Framed - 2x6 - 24 in OC - R-19 Cavity |  | Pre-Defined Construction | Attic w R49 Cavity and Shingle Roof |  | Pre-Defined Construction | Vented Crawlspace - R19 Cavity Insulation | [6 empty] | 0.388 | 0.4 | No | 0.2 | 0.2 | 0.2 | 0.2 | 7 | Single Speed ASHP (7.5 HSPF2 14.3 SEER2) | Autosize |  |  |  |  | Electric |  |  | 35 | -30 |  |  | 0.075 | 4 | 0.075 | 4 | Heat_EZ_Sch_1 | Cool_EZ_Sch_1 | HPWH_50-gallon | DHW_EZ_Sch_1 | 2 | 0.75 | 0 | Gas | Gas | Yes | Yes | Yes | 0 | Misc_Elec_EZ_Sch_1 | 0
2 Occupant_USA_NH_Manchest_HPWH_50-gallon | 4 | USA_NH_Manchester-Boston.Rgnl.AP.743945_TMYx.2004-2018 | 0 | 1900 | 1 | 9 | 1.2 | 4-12 (Low-Moderate Slope) | Pre-Defined Construction | Wood-Framed - 2x6 - 24 in OC - R-19 Cavity |  | Pre-Defined Construction | Attic w R49 Cavity and Shingle Roof |  | Pre-Defined Construction | Vented Crawlspace - R19 Cavity Insulation | [6 empty] | 0.388 | 0.4 | No | 0.2 | 0.2 | 0.2 | 0.2 | 7 | Single Speed ASHP (7.5 HSPF2 14.3 SEER2) | Autosize |  |  |  |  | Electric |  |  | 35 | -30 |  |  | 0.075 | 4 | 0.075 | 4 | Heat_EZ_Sch_1 | Cool_EZ_Sch_1 | HPWH_50-gallon | DHW_EZ_Sch_1 | 2 | 0.75 | 0 | Gas | Gas | Yes | Yes | Yes | 0 | Misc_Elec_EZ_Sch_1 | 0
2 Occupant_USA_NJ_Newark.L_HPWH_50-gallon | 4 | USA_NJ_Newark.Liberty.Intl.AP.725020_TMYx.2004-2018 | 0 | 1900 | 1 | 9 | 1.2 | 4-12 (Low-Moderate Slope) | Pre-Defined Construction | Wood-Framed - 2x6 - 24 in OC - R-19 Cavity |  | Pre-Defined Construction | Attic w R49 Cavity and Shingle Roof |  | Pre-Defined Construction | Vented Crawlspace - R19 Cavity Insulation | [6 empty] | 0.388 | 0.4 | No | 0.2 | 0.2 | 0.2 | 0.2 | 7 | Single Speed ASHP (7.5 HSPF2 14.3 SEER2) | Autosize |  |  |  |  | Electric |  |  | 35 | -30 |  |  | 0.075 | 4 | 0.075 | 4 | Heat_EZ_Sch_1 | Cool_EZ_Sch_1 | HPWH_50-gallon | DHW_EZ_Sch_1 | 2 | 0.75 | 0 | Gas | Gas | Yes | Yes | Yes | 0 | Misc_Elec_EZ_Sch_1 | 0
2 Occupant_USA_NJ_Trenton-_HPWH_50-gallon | 4 | USA_NJ_Trenton-Mercer.AP.724095_TMYx.2004-2018 | 0 | 1900 | 1 | 9 | 1.2 | 4-12 (Low-Moderate Slope) | Pre-Defined Construction | Wood-Framed - 2x6 - 24 in OC - R-19 Cavity |  | Pre-Defined Construction | Attic w R49 Cavity and Shingle Roof |  | Pre-Defined Construction | Vented Crawlspace - R19 Cavity Insulation | [6 empty] | 0.388 | 0.4 | No | 0.2 | 0.2 | 0.2 | 0.2 | 7 | Single Speed ASHP (7.5 HSPF2 14.3 SEER2) | Autosize |  |  |  |  | Electric |  |  | 35 | -30 |  |  | 0.075 | 4 | 0.075 | 4 | Heat_EZ_Sch_1 | Cool_EZ_Sch_1 | HPWH_50-gallon | DHW_EZ_Sch_1 | 2 | 0.75 | 0 | Gas | Gas | Yes | Yes | Yes | 0 | Misc_Elec_EZ_Sch_1 | 0
2 Occupant_USA_NM_Albuquer_HPWH_50-gallon | 4 | USA_NM_Albuquerque.Intl.Sunport.723650_TMYx.2004-2018 | 0 | 1900 | 1 | 9 | 1.2 | 4-12 (Low-Moderate Slope) | Pre-Defined Construction | Wood-Framed - 2x6 - 24 in OC - R-19 Cavity |  | Pre-Defined Construction | Attic w R49 Cavity and Shingle Roof |  | Pre-Defined Construction | Vented Crawlspace - R19 Cavity Insulation | [6 empty] | 0.388 | 0.4 | No | 0.2 | 0.2 | 0.2 | 0.2 | 7 | Single Speed ASHP (7.5 HSPF2 14.3 SEER2) | Autosize |  |  |  |  | Electric |  |  | 35 | -30 |  |  | 0.075 | 4 | 0.075 | 4 | Heat_EZ_Sch_1 | Cool_EZ_Sch_1 | HPWH_50-gallon | DHW_EZ_Sch_1 | 2 | 0.75 | 0 | Gas | Gas | Yes | Yes | Yes | 0 | Misc_Elec_EZ_Sch_1 | 0
2 Occupant_USA_NM_Las.Cruc_HPWH_50-gallon | 4 | USA_NM_Las.Cruces.Intl.AP.722695_TMYx.2004-2018 | 0 | 1900 | 1 | 9 | 1.2 | 4-12 (Low-Moderate Slope) | Pre-Defined Construction | Wood-Framed - 2x6 - 24 in OC - R-19 Cavity |  | Pre-Defined Construction | Attic w R49 Cavity and Shingle Roof |  | Pre-Defined Construction | Vented Crawlspace - R19 Cavity Insulation | [6 empty] | 0.388 | 0.4 | No | 0.2 | 0.2 | 0.2 | 0.2 | 7 | Single Speed ASHP (7.5 HSPF2 14.3 SEER2) | Autosize |  |  |  |  | Electric |  |  | 35 | -30 |  |  | 0.075 | 4 | 0.075 | 4 | Heat_EZ_Sch_1 | Cool_EZ_Sch_1 | HPWH_50-gallon | DHW_EZ_Sch_1 | 2 | 0.75 | 0 | Gas | Gas | Yes | Yes | Yes | 0 | Misc_Elec_EZ_Sch_1 | 0
2 Occupant_USA_NM_Santa.Fe_HPWH_50-gallon | 4 | USA_NM_Santa.Fe.Muni.AP.723656_TMYx.2004-2018 | 0 | 1900 | 1 | 9 | 1.2 | 4-12 (Low-Moderate Slope) | Pre-Defined Construction | Wood-Framed - 2x6 - 24 in OC - R-19 Cavity |  | Pre-Defined Construction | Attic w R49 Cavity and Shingle Roof |  | Pre-Defined Construction | Vented Crawlspace - R19 Cavity Insulation | [6 empty] | 0.388 | 0.4 | No | 0.2 | 0.2 | 0.2 | 0.2 | 7 | Single Speed ASHP (7.5 HSPF2 14.3 SEER2) | Autosize |  |  |  |  | Electric |  |  | 35 | -30 |  |  | 0.075 | 4 | 0.075 | 4 | Heat_EZ_Sch_1 | Cool_EZ_Sch_1 | HPWH_50-gallon | DHW_EZ_Sch_1 | 2 | 0.75 | 0 | Gas | Gas | Yes | Yes | Yes | 0 | Misc_Elec_EZ_Sch_1 | 0
2 Occupant_USA_NV_Las.Vega_HPWH_50-gallon | 4 | USA_NV_Las.Vegas-McCarran.Intl.AP.723860_TMYx.2004-2018 | 0 | 1900 | 1 | 9 | 1.2 | 4-12 (Low-Moderate Slope) | Pre-Defined Construction | Wood-Framed - 2x6 - 24 in OC - R-19 Cavity |  | Pre-Defined Construction | Attic w R49 Cavity and Shingle Roof |  | Pre-Defined Construction | Vented Crawlspace - R19 Cavity Insulation | [6 empty] | 0.388 | 0.4 | No | 0.2 | 0.2 | 0.2 | 0.2 | 7 | Single Speed ASHP (7.5 HSPF2 14.3 SEER2) | Autosize |  |  |  |  | Electric |  |  | 35 | -30 |  |  | 0.075 | 4 | 0.075 | 4 | Heat_EZ_Sch_1 | Cool_EZ_Sch_1 | HPWH_50-gallon | DHW_EZ_Sch_1 | 2 | 0.75 | 0 | Gas | Gas | Yes | Yes | Yes | 0 | Misc_Elec_EZ_Sch_1 | 0
2 Occupant_USA_NV_Reno-Tah_HPWH_50-gallon | 4 | USA_NV_Reno-Tahoe.Intl.AP.724880_TMYx.2004-2018 | 0 | 1900 | 1 | 9 | 1.2 | 4-12 (Low-Moderate Slope) | Pre-Defined Construction | Wood-Framed - 2x6 - 24 in OC - R-19 Cavity |  | Pre-Defined Construction | Attic w R49 Cavity and Shingle Roof |  | Pre-Defined Construction | Vented Crawlspace - R19 Cavity Insulation | [6 empty] | 0.388 | 0.4 | No | 0.2 | 0.2 | 0.2 | 0.2 | 7 | Single Speed ASHP (7.5 HSPF2 14.3 SEER2) | Autosize |  |  |  |  | Electric |  |  | 35 | -30 |  |  | 0.075 | 4 | 0.075 | 4 | Heat_EZ_Sch_1 | Cool_EZ_Sch_1 | HPWH_50-gallon | DHW_EZ_Sch_1 | 2 | 0.75 | 0 | Gas | Gas | Yes | Yes | Yes | 0 | Misc_Elec_EZ_Sch_1 | 0
2 Occupant_USA_NY_Buffalo._HPWH_50-gallon | 4 | USA_NY_Buffalo.Niagara.Intl.AP.725280_TMYx.2004-2018 | 0 | 1900 | 1 | 9 | 1.2 | 4-12 (Low-Moderate Slope) | Pre-Defined Construction | Wood-Framed - 2x6 - 24 in OC - R-19 Cavity |  | Pre-Defined Construction | Attic w R49 Cavity and Shingle Roof |  | Pre-Defined Construction | Vented Crawlspace - R19 Cavity Insulation | [6 empty] | 0.388 | 0.4 | No | 0.2 | 0.2 | 0.2 | 0.2 | 7 | Single Speed ASHP (7.5 HSPF2 14.3 SEER2) | Autosize |  |  |  |  | Electric |  |  | 35 | -30 |  |  | 0.075 | 4 | 0.075 | 4 | Heat_EZ_Sch_1 | Cool_EZ_Sch_1 | HPWH_50-gallon | DHW_EZ_Sch_1 | 2 | 0.75 | 0 | Gas | Gas | Yes | Yes | Yes | 0 | Misc_Elec_EZ_Sch_1 | 0
2 Occupant_USA_NY_New.York_HPWH_50-gallon | 4 | USA_NY_New.York-Kennedy.Intl.AP.744860_TMYx.2004-2018 | 0 | 1900 | 1 | 9 | 1.2 | 4-12 (Low-Moderate Slope) | Pre-Defined Construction | Wood-Framed - 2x6 - 24 in OC - R-19 Cavity |  | Pre-Defined Construction | Attic w R49 Cavity and Shingle Roof |  | Pre-Defined Construction | Vented Crawlspace - R19 Cavity Insulation | [6 empty] | 0.388 | 0.4 | No | 0.2 | 0.2 | 0.2 | 0.2 | 7 | Single Speed ASHP (7.5 HSPF2 14.3 SEER2) | Autosize |  |  |  |  | Electric |  |  | 35 | -30 |  |  | 0.075 | 4 | 0.075 | 4 | Heat_EZ_Sch_1 | Cool_EZ_Sch_1 | HPWH_50-gallon | DHW_EZ_Sch_1 | 2 | 0.75 | 0 | Gas | Gas | Yes | Yes | Yes | 0 | Misc_Elec_EZ_Sch_1 | 0
2 Occupant_USA_NY_Syracuse_HPWH_50-gallon | 4 | USA_NY_Syracuse.Hancock.Intl.AP.725190_TMYx.2004-2018 | 0 | 1900 | 1 | 9 | 1.2 | 4-12 (Low-Moderate Slope) | Pre-Defined Construction | Wood-Framed - 2x6 - 24 in OC - R-19 Cavity |  | Pre-Defined Construction | Attic w R49 Cavity and Shingle Roof |  | Pre-Defined Construction | Vented Crawlspace - R19 Cavity Insulation | [6 empty] | 0.388 | 0.4 | No | 0.2 | 0.2 | 0.2 | 0.2 | 7 | Single Speed ASHP (7.5 HSPF2 14.3 SEER2) | Autosize |  |  |  |  | Electric |  |  | 35 | -30 |  |  | 0.075 | 4 | 0.075 | 4 | Heat_EZ_Sch_1 | Cool_EZ_Sch_1 | HPWH_50-gallon | DHW_EZ_Sch_1 | 2 | 0.75 | 0 | Gas | Gas | Yes | Yes | Yes | 0 | Misc_Elec_EZ_Sch_1 | 0
2 Occupant_USA_OH_Cincinna_HPWH_50-gallon | 4 | USA_OH_Cincinnati.Muni.AP-Lunken.Field.724297_TMYx.2004-2018 | 0 | 1900 | 1 | 9 | 1.2 | 4-12 (Low-Moderate Slope) | Pre-Defined Construction | Wood-Framed - 2x6 - 24 in OC - R-19 Cavity |  | Pre-Defined Construction | Attic w R49 Cavity and Shingle Roof |  | Pre-Defined Construction | Vented Crawlspace - R19 Cavity Insulation | [6 empty] | 0.388 | 0.4 | No | 0.2 | 0.2 | 0.2 | 0.2 | 7 | Single Speed ASHP (7.5 HSPF2 14.3 SEER2) | Autosize |  |  |  |  | Electric |  |  | 35 | -30 |  |  | 0.075 | 4 | 0.075 | 4 | Heat_EZ_Sch_1 | Cool_EZ_Sch_1 | HPWH_50-gallon | DHW_EZ_Sch_1 | 2 | 0.75 | 0 | Gas | Gas | Yes | Yes | Yes | 0 | Misc_Elec_EZ_Sch_1 | 0
2 Occupant_USA_OH_Columbus_HPWH_50-gallon | 4 | USA_OH_Columbus-Glenn.Columbus.Intl.AP.724280_TMYx.2004-2018 | 0 | 1900 | 1 | 9 | 1.2 | 4-12 (Low-Moderate Slope) | Pre-Defined Construction | Wood-Framed - 2x6 - 24 in OC - R-19 Cavity |  | Pre-Defined Construction | Attic w R49 Cavity and Shingle Roof |  | Pre-Defined Construction | Vented Crawlspace - R19 Cavity Insulation | [6 empty] | 0.388 | 0.4 | No | 0.2 | 0.2 | 0.2 | 0.2 | 7 | Single Speed ASHP (7.5 HSPF2 14.3 SEER2) | Autosize |  |  |  |  | Electric |  |  | 35 | -30 |  |  | 0.075 | 4 | 0.075 | 4 | Heat_EZ_Sch_1 | Cool_EZ_Sch_1 | HPWH_50-gallon | DHW_EZ_Sch_1 | 2 | 0.75 | 0 | Gas | Gas | Yes | Yes | Yes | 0 | Misc_Elec_EZ_Sch_1 | 0
2 Occupant_USA_OK_Oklahoma_HPWH_50-gallon | 4 | USA_OK_Oklahoma.City-Post.AP.723544_TMYx.2004-2018 | 0 | 1900 | 1 | 9 | 1.2 | 4-12 (Low-Moderate Slope) | Pre-Defined Construction | Wood-Framed - 2x6 - 24 in OC - R-19 Cavity |  | Pre-Defined Construction | Attic w R49 Cavity and Shingle Roof |  | Pre-Defined Construction | Vented Crawlspace - R19 Cavity Insulation | [6 empty] | 0.388 | 0.4 | No | 0.2 | 0.2 | 0.2 | 0.2 | 7 | Single Speed ASHP (7.5 HSPF2 14.3 SEER2) | Autosize |  |  |  |  | Electric |  |  | 35 | -30 |  |  | 0.075 | 4 | 0.075 | 4 | Heat_EZ_Sch_1 | Cool_EZ_Sch_1 | HPWH_50-gallon | DHW_EZ_Sch_1 | 2 | 0.75 | 0 | Gas | Gas | Yes | Yes | Yes | 0 | Misc_Elec_EZ_Sch_1 | 0
2 Occupant_USA_OR_Portland_HPWH_50-gallon | 4 | USA_OR_Portland.Intl.AP.726980_TMYx.2004-2018 | 0 | 1900 | 1 | 9 | 1.2 | 4-12 (Low-Moderate Slope) | Pre-Defined Construction | Wood-Framed - 2x6 - 24 in OC - R-19 Cavity |  | Pre-Defined Construction | Attic w R49 Cavity and Shingle Roof |  | Pre-Defined Construction | Vented Crawlspace - R19 Cavity Insulation | [6 empty] | 0.388 | 0.4 | No | 0.2 | 0.2 | 0.2 | 0.2 | 7 | Single Speed ASHP (7.5 HSPF2 14.3 SEER2) | Autosize |  |  |  |  | Electric |  |  | 35 | -30 |  |  | 0.075 | 4 | 0.075 | 4 | Heat_EZ_Sch_1 | Cool_EZ_Sch_1 | HPWH_50-gallon | DHW_EZ_Sch_1 | 2 | 0.75 | 0 | Gas | Gas | Yes | Yes | Yes | 0 | Misc_Elec_EZ_Sch_1 | 0
2 Occupant_USA_OR_Redmond._HPWH_50-gallon | 4 | USA_OR_Redmond.Muni.AP-Roberts.Field.726920_TMYx.2004-2018 | 0 | 1900 | 1 | 9 | 1.2 | 4-12 (Low-Moderate Slope) | Pre-Defined Construction | Wood-Framed - 2x6 - 24 in OC - R-19 Cavity |  | Pre-Defined Construction | Attic w R49 Cavity and Shingle Roof |  | Pre-Defined Construction | Vented Crawlspace - R19 Cavity Insulation | [6 empty] | 0.388 | 0.4 | No | 0.2 | 0.2 | 0.2 | 0.2 | 7 | Single Speed ASHP (7.5 HSPF2 14.3 SEER2) | Autosize |  |  |  |  | Electric |  |  | 35 | -30 |  |  | 0.075 | 4 | 0.075 | 4 | Heat_EZ_Sch_1 | Cool_EZ_Sch_1 | HPWH_50-gallon | DHW_EZ_Sch_1 | 2 | 0.75 | 0 | Gas | Gas | Yes | Yes | Yes | 0 | Misc_Elec_EZ_Sch_1 | 0
2 Occupant_USA_PA_Bradford_HPWH_50-gallon | 4 | USA_PA_Bradford.Rgnl.AP.725266_TMYx.2004-2018 | 0 | 1900 | 1 | 9 | 1.2 | 4-12 (Low-Moderate Slope) | Pre-Defined Construction | Wood-Framed - 2x6 - 24 in OC - R-19 Cavity |  | Pre-Defined Construction | Attic w R49 Cavity and Shingle Roof |  | Pre-Defined Construction | Vented Crawlspace - R19 Cavity Insulation | [6 empty] | 0.388 | 0.4 | No | 0.2 | 0.2 | 0.2 | 0.2 | 7 | Single Speed ASHP (7.5 HSPF2 14.3 SEER2) | Autosize |  |  |  |  | Electric |  |  | 35 | -30 |  |  | 0.075 | 4 | 0.075 | 4 | Heat_EZ_Sch_1 | Cool_EZ_Sch_1 | HPWH_50-gallon | DHW_EZ_Sch_1 | 2 | 0.75 | 0 | Gas | Gas | Yes | Yes | Yes | 0 | Misc_Elec_EZ_Sch_1 | 0
2 Occupant_USA_PA_Philadel_HPWH_50-gallon | 4 | USA_PA_Philadelphia.Intl.AP.724080_TMYx.2004-2018 | 0 | 1900 | 1 | 9 | 1.2 | 4-12 (Low-Moderate Slope) | Pre-Defined Construction | Wood-Framed - 2x6 - 24 in OC - R-19 Cavity |  | Pre-Defined Construction | Attic w R49 Cavity and Shingle Roof |  | Pre-Defined Construction | Vented Crawlspace - R19 Cavity Insulation | [6 empty] | 0.388 | 0.4 | No | 0.2 | 0.2 | 0.2 | 0.2 | 7 | Single Speed ASHP (7.5 HSPF2 14.3 SEER2) | Autosize |  |  |  |  | Electric |  |  | 35 | -30 |  |  | 0.075 | 4 | 0.075 | 4 | Heat_EZ_Sch_1 | Cool_EZ_Sch_1 | HPWH_50-gallon | DHW_EZ_Sch_1 | 2 | 0.75 | 0 | Gas | Gas | Yes | Yes | Yes | 0 | Misc_Elec_EZ_Sch_1 | 0
2 Occupant_USA_PA_Pittsbur_HPWH_50-gallon | 4 | USA_PA_Pittsburgh.Intl.AP.725200_TMYx.2004-2018 | 0 | 1900 | 1 | 9 | 1.2 | 4-12 (Low-Moderate Slope) | Pre-Defined Construction | Wood-Framed - 2x6 - 24 in OC - R-19 Cavity |  | Pre-Defined Construction | Attic w R49 Cavity and Shingle Roof |  | Pre-Defined Construction | Vented Crawlspace - R19 Cavity Insulation | [6 empty] | 0.388 | 0.4 | No | 0.2 | 0.2 | 0.2 | 0.2 | 7 | Single Speed ASHP (7.5 HSPF2 14.3 SEER2) | Autosize |  |  |  |  | Electric |  |  | 35 | -30 |  |  | 0.075 | 4 | 0.075 | 4 | Heat_EZ_Sch_1 | Cool_EZ_Sch_1 | HPWH_50-gallon | DHW_EZ_Sch_1 | 2 | 0.75 | 0 | Gas | Gas | Yes | Yes | Yes | 0 | Misc_Elec_EZ_Sch_1 | 0
2 Occupant_USA_RI_Providen_HPWH_50-gallon | 4 | USA_RI_Providence-Green.Intl.State.AP.725070_TMYx.2004-2018 | 0 | 1900 | 1 | 9 | 1.2 | 4-12 (Low-Moderate Slope) | Pre-Defined Construction | Wood-Framed - 2x6 - 24 in OC - R-19 Cavity |  | Pre-Defined Construction | Attic w R49 Cavity and Shingle Roof |  | Pre-Defined Construction | Vented Crawlspace - R19 Cavity Insulation | [6 empty] | 0.388 | 0.4 | No | 0.2 | 0.2 | 0.2 | 0.2 | 7 | Single Speed ASHP (7.5 HSPF2 14.3 SEER2) | Autosize |  |  |  |  | Electric |  |  | 35 | -30 |  |  | 0.075 | 4 | 0.075 | 4 | Heat_EZ_Sch_1 | Cool_EZ_Sch_1 | HPWH_50-gallon | DHW_EZ_Sch_1 | 2 | 0.75 | 0 | Gas | Gas | Yes | Yes | Yes | 0 | Misc_Elec_EZ_Sch_1 | 0
2 Occupant_USA_SC_JB.Charl_HPWH_50-gallon | 4 | USA_SC_JB.Charleston-Charleston.Intl.AP.722080_TMYx.2004-2018 | 0 | 1900 | 1 | 9 | 1.2 | 4-12 (Low-Moderate Slope) | Pre-Defined Construction | Wood-Framed - 2x6 - 24 in OC - R-19 Cavity |  | Pre-Defined Construction | Attic w R49 Cavity and Shingle Roof |  | Pre-Defined Construction | Vented Crawlspace - R19 Cavity Insulation | [6 empty] | 0.388 | 0.4 | No | 0.2 | 0.2 | 0.2 | 0.2 | 7 | Single Speed ASHP (7.5 HSPF2 14.3 SEER2) | Autosize |  |  |  |  | Electric |  |  | 35 | -30 |  |  | 0.075 | 4 | 0.075 | 4 | Heat_EZ_Sch_1 | Cool_EZ_Sch_1 | HPWH_50-gallon | DHW_EZ_Sch_1 | 2 | 0.75 | 0 | Gas | Gas | Yes | Yes | Yes | 0 | Misc_Elec_EZ_Sch_1 | 0
2 Occupant_USA_SC_Columbia_HPWH_50-gallon | 4 | USA_SC_Columbia.Metro.AP.723100_TMYx.2004-2018 | 0 | 1900 | 1 | 9 | 1.2 | 4-12 (Low-Moderate Slope) | Pre-Defined Construction | Wood-Framed - 2x6 - 24 in OC - R-19 Cavity |  | Pre-Defined Construction | Attic w R49 Cavity and Shingle Roof |  | Pre-Defined Construction | Vented Crawlspace - R19 Cavity Insulation | [6 empty] | 0.388 | 0.4 | No | 0.2 | 0.2 | 0.2 | 0.2 | 7 | Single Speed ASHP (7.5 HSPF2 14.3 SEER2) | Autosize |  |  |  |  | Electric |  |  | 35 | -30 |  |  | 0.075 | 4 | 0.075 | 4 | Heat_EZ_Sch_1 | Cool_EZ_Sch_1 | HPWH_50-gallon | DHW_EZ_Sch_1 | 2 | 0.75 | 0 | Gas | Gas | Yes | Yes | Yes | 0 | Misc_Elec_EZ_Sch_1 | 0
2 Occupant_USA_SD_Yankton-_HPWH_50-gallon | 4 | USA_SD_Yankton-Gurney.Muni.AP.726525_TMYx.2004-2018 | 0 | 1900 | 1 | 9 | 1.2 | 4-12 (Low-Moderate Slope) | Pre-Defined Construction | Wood-Framed - 2x6 - 24 in OC - R-19 Cavity |  | Pre-Defined Construction | Attic w R49 Cavity and Shingle Roof |  | Pre-Defined Construction | Vented Crawlspace - R19 Cavity Insulation | [6 empty] | 0.388 | 0.4 | No | 0.2 | 0.2 | 0.2 | 0.2 | 7 | Single Speed ASHP (7.5 HSPF2 14.3 SEER2) | Autosize |  |  |  |  | Electric |  |  | 35 | -30 |  |  | 0.075 | 4 | 0.075 | 4 | Heat_EZ_Sch_1 | Cool_EZ_Sch_1 | HPWH_50-gallon | DHW_EZ_Sch_1 | 2 | 0.75 | 0 | Gas | Gas | Yes | Yes | Yes | 0 | Misc_Elec_EZ_Sch_1 | 0
2 Occupant_USA_SD_Sioux.Fa_HPWH_50-gallon | 4 | USA_SD_Sioux.Falls.Rgnl.AP-Foss.Field.726510_TMYx.2004-2018 | 0 | 1900 | 1 | 9 | 1.2 | 4-12 (Low-Moderate Slope) | Pre-Defined Construction | Wood-Framed - 2x6 - 24 in OC - R-19 Cavity |  | Pre-Defined Construction | Attic w R49 Cavity and Shingle Roof |  | Pre-Defined Construction | Vented Crawlspace - R19 Cavity Insulation | [6 empty] | 0.388 | 0.4 | No | 0.2 | 0.2 | 0.2 | 0.2 | 7 | Single Speed ASHP (7.5 HSPF2 14.3 SEER2) | Autosize |  |  |  |  | Electric |  |  | 35 | -30 |  |  | 0.075 | 4 | 0.075 | 4 | Heat_EZ_Sch_1 | Cool_EZ_Sch_1 | HPWH_50-gallon | DHW_EZ_Sch_1 | 2 | 0.75 | 0 | Gas | Gas | Yes | Yes | Yes | 0 | Misc_Elec_EZ_Sch_1 | 0
2 Occupant_USA_TN_Memphis._HPWH_50-gallon | 4 | USA_TN_Memphis.Intl.AP.723340_TMYx.2004-2018 | 0 | 1900 | 1 | 9 | 1.2 | 4-12 (Low-Moderate Slope) | Pre-Defined Construction | Wood-Framed - 2x6 - 24 in OC - R-19 Cavity |  | Pre-Defined Construction | Attic w R49 Cavity and Shingle Roof |  | Pre-Defined Construction | Vented Crawlspace - R19 Cavity Insulation | [6 empty] | 0.388 | 0.4 | No | 0.2 | 0.2 | 0.2 | 0.2 | 7 | Single Speed ASHP (7.5 HSPF2 14.3 SEER2) | Autosize |  |  |  |  | Electric |  |  | 35 | -30 |  |  | 0.075 | 4 | 0.075 | 4 | Heat_EZ_Sch_1 | Cool_EZ_Sch_1 | HPWH_50-gallon | DHW_EZ_Sch_1 | 2 | 0.75 | 0 | Gas | Gas | Yes | Yes | Yes | 0 | Misc_Elec_EZ_Sch_1 | 0
2 Occupant_USA_TN_Nashvill_HPWH_50-gallon | 4 | USA_TN_Nashville.Intl.AP.723270_TMYx.2004-2018 | 0 | 1900 | 1 | 9 | 1.2 | 4-12 (Low-Moderate Slope) | Pre-Defined Construction | Wood-Framed - 2x6 - 24 in OC - R-19 Cavity |  | Pre-Defined Construction | Attic w R49 Cavity and Shingle Roof |  | Pre-Defined Construction | Vented Crawlspace - R19 Cavity Insulation | [6 empty] | 0.388 | 0.4 | No | 0.2 | 0.2 | 0.2 | 0.2 | 7 | Single Speed ASHP (7.5 HSPF2 14.3 SEER2) | Autosize |  |  |  |  | Electric |  |  | 35 | -30 |  |  | 0.075 | 4 | 0.075 | 4 | Heat_EZ_Sch_1 | Cool_EZ_Sch_1 | HPWH_50-gallon | DHW_EZ_Sch_1 | 2 | 0.75 | 0 | Gas | Gas | Yes | Yes | Yes | 0 | Misc_Elec_EZ_Sch_1 | 0
2 Occupant_USA_TX_Austin-C_HPWH_50-gallon | 4 | USA_TX_Austin-Camp.Mabry.ANGB.722544_TMYx.2004-2018 | 0 | 1900 | 1 | 9 | 1.2 | 4-12 (Low-Moderate Slope) | Pre-Defined Construction | Wood-Framed - 2x6 - 24 in OC - R-19 Cavity |  | Pre-Defined Construction | Attic w R49 Cavity and Shingle Roof |  | Pre-Defined Construction | Vented Crawlspace - R19 Cavity Insulation | [6 empty] | 0.388 | 0.4 | No | 0.2 | 0.2 | 0.2 | 0.2 | 7 | Single Speed ASHP (7.5 HSPF2 14.3 SEER2) | Autosize |  |  |  |  | Electric |  |  | 35 | -30 |  |  | 0.075 | 4 | 0.075 | 4 | Heat_EZ_Sch_1 | Cool_EZ_Sch_1 | HPWH_50-gallon | DHW_EZ_Sch_1 | 2 | 0.75 | 0 | Gas | Gas | Yes | Yes | Yes | 0 | Misc_Elec_EZ_Sch_1 | 0
2 Occupant_USA_TX_Dallas-F_HPWH_50-gallon | 4 | USA_TX_Dallas-Fort.Worth.Intl.AP.722590_TMYx.2004-2018 | 0 | 1900 | 1 | 9 | 1.2 | 4-12 (Low-Moderate Slope) | Pre-Defined Construction | Wood-Framed - 2x6 - 24 in OC - R-19 Cavity |  | Pre-Defined Construction | Attic w R49 Cavity and Shingle Roof |  | Pre-Defined Construction | Vented Crawlspace - R19 Cavity Insulation | [6 empty] | 0.388 | 0.4 | No | 0.2 | 0.2 | 0.2 | 0.2 | 7 | Single Speed ASHP (7.5 HSPF2 14.3 SEER2) | Autosize |  |  |  |  | Electric |  |  | 35 | -30 |  |  | 0.075 | 4 | 0.075 | 4 | Heat_EZ_Sch_1 | Cool_EZ_Sch_1 | HPWH_50-gallon | DHW_EZ_Sch_1 | 2 | 0.75 | 0 | Gas | Gas | Yes | Yes | Yes | 0 | Misc_Elec_EZ_Sch_1 | 0
2 Occupant_USA_TX_Houston-_HPWH_50-gallon | 4 | USA_TX_Houston-Ellington.AP.722436_TMYx.2004-2018 | 0 | 1900 | 1 | 9 | 1.2 | 4-12 (Low-Moderate Slope) | Pre-Defined Construction | Wood-Framed - 2x6 - 24 in OC - R-19 Cavity |  | Pre-Defined Construction | Attic w R49 Cavity and Shingle Roof |  | Pre-Defined Construction | Vented Crawlspace - R19 Cavity Insulation | [6 empty] | 0.388 | 0.4 | No | 0.2 | 0.2 | 0.2 | 0.2 | 7 | Single Speed ASHP (7.5 HSPF2 14.3 SEER2) | Autosize |  |  |  |  | Electric |  |  | 35 | -30 |  |  | 0.075 | 4 | 0.075 | 4 | Heat_EZ_Sch_1 | Cool_EZ_Sch_1 | HPWH_50-gallon | DHW_EZ_Sch_1 | 2 | 0.75 | 0 | Gas | Gas | Yes | Yes | Yes | 0 | Misc_Elec_EZ_Sch_1 | 0
2 Occupant_USA_TX_Lubbock._HPWH_50-gallon | 4 | USA_TX_Lubbock.Smith.Intl.AP.722670_TMYx.2004-2018 | 0 | 1900 | 1 | 9 | 1.2 | 4-12 (Low-Moderate Slope) | Pre-Defined Construction | Wood-Framed - 2x6 - 24 in OC - R-19 Cavity |  | Pre-Defined Construction | Attic w R49 Cavity and Shingle Roof |  | Pre-Defined Construction | Vented Crawlspace - R19 Cavity Insulation | [6 empty] | 0.388 | 0.4 | No | 0.2 | 0.2 | 0.2 | 0.2 | 7 | Single Speed ASHP (7.5 HSPF2 14.3 SEER2) | Autosize |  |  |  |  | Electric |  |  | 35 | -30 |  |  | 0.075 | 4 | 0.075 | 4 | Heat_EZ_Sch_1 | Cool_EZ_Sch_1 | HPWH_50-gallon | DHW_EZ_Sch_1 | 2 | 0.75 | 0 | Gas | Gas | Yes | Yes | Yes | 0 | Misc_Elec_EZ_Sch_1 | 0
2 Occupant_USA_TX_San.Anto_HPWH_50-gallon | 4 | USA_TX_San.Antonio.Intl.AP.722530_TMYx.2004-2018 | 0 | 1900 | 1 | 9 | 1.2 | 4-12 (Low-Moderate Slope) | Pre-Defined Construction | Wood-Framed - 2x6 - 24 in OC - R-19 Cavity |  | Pre-Defined Construction | Attic w R49 Cavity and Shingle Roof |  | Pre-Defined Construction | Vented Crawlspace - R19 Cavity Insulation | [6 empty] | 0.388 | 0.4 | No | 0.2 | 0.2 | 0.2 | 0.2 | 7 | Single Speed ASHP (7.5 HSPF2 14.3 SEER2) | Autosize |  |  |  |  | Electric |  |  | 35 | -30 |  |  | 0.075 | 4 | 0.075 | 4 | Heat_EZ_Sch_1 | Cool_EZ_Sch_1 | HPWH_50-gallon | DHW_EZ_Sch_1 | 2 | 0.75 | 0 | Gas | Gas | Yes | Yes | Yes | 0 | Misc_Elec_EZ_Sch_1 | 0
2 Occupant_USA_UT_Salt.Lak_HPWH_50-gallon | 4 | USA_UT_Salt.Lake.City.Intl.AP.725720_TMYx.2004-2018 | 0 | 1900 | 1 | 9 | 1.2 | 4-12 (Low-Moderate Slope) | Pre-Defined Construction | Wood-Framed - 2x6 - 24 in OC - R-19 Cavity |  | Pre-Defined Construction | Attic w R49 Cavity and Shingle Roof |  | Pre-Defined Construction | Vented Crawlspace - R19 Cavity Insulation | [6 empty] | 0.388 | 0.4 | No | 0.2 | 0.2 | 0.2 | 0.2 | 7 | Single Speed ASHP (7.5 HSPF2 14.3 SEER2) | Autosize |  |  |  |  | Electric |  |  | 35 | -30 |  |  | 0.075 | 4 | 0.075 | 4 | Heat_EZ_Sch_1 | Cool_EZ_Sch_1 | HPWH_50-gallon | DHW_EZ_Sch_1 | 2 | 0.75 | 0 | Gas | Gas | Yes | Yes | Yes | 0 | Misc_Elec_EZ_Sch_1 | 0
2 Occupant_USA_UT_St.Georg_HPWH_50-gallon | 4 | USA_UT_St.George.Rgnl.AP.724754_TMYx.2004-2018 | 0 | 1900 | 1 | 9 | 1.2 | 4-12 (Low-Moderate Slope) | Pre-Defined Construction | Wood-Framed - 2x6 - 24 in OC - R-19 Cavity |  | Pre-Defined Construction | Attic w R49 Cavity and Shingle Roof |  | Pre-Defined Construction | Vented Crawlspace - R19 Cavity Insulation | [6 empty] | 0.388 | 0.4 | No | 0.2 | 0.2 | 0.2 | 0.2 | 7 | Single Speed ASHP (7.5 HSPF2 14.3 SEER2) | Autosize |  |  |  |  | Electric |  |  | 35 | -30 |  |  | 0.075 | 4 | 0.075 | 4 | Heat_EZ_Sch_1 | Cool_EZ_Sch_1 | HPWH_50-gallon | DHW_EZ_Sch_1 | 2 | 0.75 | 0 | Gas | Gas | Yes | Yes | Yes | 0 | Misc_Elec_EZ_Sch_1 | 0
2 Occupant_USA_UT_Vernal.R_HPWH_50-gallon | 4 | USA_UT_Vernal.Rgnl.AP.725705_TMYx.2004-2018 | 0 | 1900 | 1 | 9 | 1.2 | 4-12 (Low-Moderate Slope) | Pre-Defined Construction | Wood-Framed - 2x6 - 24 in OC - R-19 Cavity |  | Pre-Defined Construction | Attic w R49 Cavity and Shingle Roof |  | Pre-Defined Construction | Vented Crawlspace - R19 Cavity Insulation | [6 empty] | 0.388 | 0.4 | No | 0.2 | 0.2 | 0.2 | 0.2 | 7 | Single Speed ASHP (7.5 HSPF2 14.3 SEER2) | Autosize |  |  |  |  | Electric |  |  | 35 | -30 |  |  | 0.075 | 4 | 0.075 | 4 | Heat_EZ_Sch_1 | Cool_EZ_Sch_1 | HPWH_50-gallon | DHW_EZ_Sch_1 | 2 | 0.75 | 0 | Gas | Gas | Yes | Yes | Yes | 0 | Misc_Elec_EZ_Sch_1 | 0
2 Occupant_USA_VA_Norfolk._HPWH_50-gallon | 4 | USA_VA_Norfolk.Intl.AP.723080_TMYx.2004-2018 | 0 | 1900 | 1 | 9 | 1.2 | 4-12 (Low-Moderate Slope) | Pre-Defined Construction | Wood-Framed - 2x6 - 24 in OC - R-19 Cavity |  | Pre-Defined Construction | Attic w R49 Cavity and Shingle Roof |  | Pre-Defined Construction | Vented Crawlspace - R19 Cavity Insulation | [6 empty] | 0.388 | 0.4 | No | 0.2 | 0.2 | 0.2 | 0.2 | 7 | Single Speed ASHP (7.5 HSPF2 14.3 SEER2) | Autosize |  |  |  |  | Electric |  |  | 35 | -30 |  |  | 0.075 | 4 | 0.075 | 4 | Heat_EZ_Sch_1 | Cool_EZ_Sch_1 | HPWH_50-gallon | DHW_EZ_Sch_1 | 2 | 0.75 | 0 | Gas | Gas | Yes | Yes | Yes | 0 | Misc_Elec_EZ_Sch_1 | 0
2 Occupant_USA_VT_Burlingt_HPWH_50-gallon | 4 | USA_VT_Burlington.Intl.AP.726170_TMYx.2004-2018 | 0 | 1900 | 1 | 9 | 1.2 | 4-12 (Low-Moderate Slope) | Pre-Defined Construction | Wood-Framed - 2x6 - 24 in OC - R-19 Cavity |  | Pre-Defined Construction | Attic w R49 Cavity and Shingle Roof |  | Pre-Defined Construction | Vented Crawlspace - R19 Cavity Insulation | [6 empty] | 0.388 | 0.4 | No | 0.2 | 0.2 | 0.2 | 0.2 | 7 | Single Speed ASHP (7.5 HSPF2 14.3 SEER2) | Autosize |  |  |  |  | Electric |  |  | 35 | -30 |  |  | 0.075 | 4 | 0.075 | 4 | Heat_EZ_Sch_1 | Cool_EZ_Sch_1 | HPWH_50-gallon | DHW_EZ_Sch_1 | 2 | 0.75 | 0 | Gas | Gas | Yes | Yes | Yes | 0 | Misc_Elec_EZ_Sch_1 | 0
2 Occupant_USA_WA_Seattle-_HPWH_50-gallon | 4 | USA_WA_Seattle-Tacoma.Intl.AP.727930_TMYx.2004-2018 | 0 | 1900 | 1 | 9 | 1.2 | 4-12 (Low-Moderate Slope) | Pre-Defined Construction | Wood-Framed - 2x6 - 24 in OC - R-19 Cavity |  | Pre-Defined Construction | Attic w R49 Cavity and Shingle Roof |  | Pre-Defined Construction | Vented Crawlspace - R19 Cavity Insulation | [6 empty] | 0.388 | 0.4 | No | 0.2 | 0.2 | 0.2 | 0.2 | 7 | Single Speed ASHP (7.5 HSPF2 14.3 SEER2) | Autosize |  |  |  |  | Electric |  |  | 35 | -30 |  |  | 0.075 | 4 | 0.075 | 4 | Heat_EZ_Sch_1 | Cool_EZ_Sch_1 | HPWH_50-gallon | DHW_EZ_Sch_1 | 2 | 0.75 | 0 | Gas | Gas | Yes | Yes | Yes | 0 | Misc_Elec_EZ_Sch_1 | 0
2 Occupant_USA_WA_Spokane._HPWH_50-gallon | 4 | USA_WA_Spokane.Intl.AP.727850_TMYx.2004-2018 | 0 | 1900 | 1 | 9 | 1.2 | 4-12 (Low-Moderate Slope) | Pre-Defined Construction | Wood-Framed - 2x6 - 24 in OC - R-19 Cavity |  | Pre-Defined Construction | Attic w R49 Cavity and Shingle Roof |  | Pre-Defined Construction | Vented Crawlspace - R19 Cavity Insulation | [6 empty] | 0.388 | 0.4 | No | 0.2 | 0.2 | 0.2 | 0.2 | 7 | Single Speed ASHP (7.5 HSPF2 14.3 SEER2) | Autosize |  |  |  |  | Electric |  |  | 35 | -30 |  |  | 0.075 | 4 | 0.075 | 4 | Heat_EZ_Sch_1 | Cool_EZ_Sch_1 | HPWH_50-gallon | DHW_EZ_Sch_1 | 2 | 0.75 | 0 | Gas | Gas | Yes | Yes | Yes | 0 | Misc_Elec_EZ_Sch_1 | 0
2 Occupant_USA_WI_Milwauke_HPWH_50-gallon | 4 | USA_WI_Milwaukee-Mitchell.Intl.AP.726400_TMYx.2004-2018 | 0 | 1900 | 1 | 9 | 1.2 | 4-12 (Low-Moderate Slope) | Pre-Defined Construction | Wood-Framed - 2x6 - 24 in OC - R-19 Cavity |  | Pre-Defined Construction | Attic w R49 Cavity and Shingle Roof |  | Pre-Defined Construction | Vented Crawlspace - R19 Cavity Insulation | [6 empty] | 0.388 | 0.4 | No | 0.2 | 0.2 | 0.2 | 0.2 | 7 | Single Speed ASHP (7.5 HSPF2 14.3 SEER2) | Autosize |  |  |  |  | Electric |  |  | 35 | -30 |  |  | 0.075 | 4 | 0.075 | 4 | Heat_EZ_Sch_1 | Cool_EZ_Sch_1 | HPWH_50-gallon | DHW_EZ_Sch_1 | 2 | 0.75 | 0 | Gas | Gas | Yes | Yes | Yes | 0 | Misc_Elec_EZ_Sch_1 | 0
2 Occupant_USA_WI_Rhinelan_HPWH_50-gallon | 4 | USA_WI_Rhinelander-Oneida.County.AP.727415_TMYx.2004-2018 | 0 | 1900 | 1 | 9 | 1.2 | 4-12 (Low-Moderate Slope) | Pre-Defined Construction | Wood-Framed - 2x6 - 24 in OC - R-19 Cavity |  | Pre-Defined Construction | Attic w R49 Cavity and Shingle Roof |  | Pre-Defined Construction | Vented Crawlspace - R19 Cavity Insulation | [6 empty] | 0.388 | 0.4 | No | 0.2 | 0.2 | 0.2 | 0.2 | 7 | Single Speed ASHP (7.5 HSPF2 14.3 SEER2) | Autosize |  |  |  |  | Electric |  |  | 35 | -30 |  |  | 0.075 | 4 | 0.075 | 4 | Heat_EZ_Sch_1 | Cool_EZ_Sch_1 | HPWH_50-gallon | DHW_EZ_Sch_1 | 2 | 0.75 | 0 | Gas | Gas | Yes | Yes | Yes | 0 | Misc_Elec_EZ_Sch_1 | 0
2 Occupant_USA_WV_Charlest_HPWH_50-gallon | 4 | USA_WV_Charleston-Yeager.AP.724140_TMYx.2004-2018 | 0 | 1900 | 1 | 9 | 1.2 | 4-12 (Low-Moderate Slope) | Pre-Defined Construction | Wood-Framed - 2x6 - 24 in OC - R-19 Cavity |  | Pre-Defined Construction | Attic w R49 Cavity and Shingle Roof |  | Pre-Defined Construction | Vented Crawlspace - R19 Cavity Insulation | [6 empty] | 0.388 | 0.4 | No | 0.2 | 0.2 | 0.2 | 0.2 | 7 | Single Speed ASHP (7.5 HSPF2 14.3 SEER2) | Autosize |  |  |  |  | Electric |  |  | 35 | -30 |  |  | 0.075 | 4 | 0.075 | 4 | Heat_EZ_Sch_1 | Cool_EZ_Sch_1 | HPWH_50-gallon | DHW_EZ_Sch_1 | 2 | 0.75 | 0 | Gas | Gas | Yes | Yes | Yes | 0 | Misc_Elec_EZ_Sch_1 | 0
2 Occupant_USA_WV_Morganto_HPWH_50-gallon | 4 | USA_WV_Morgantown.Muni.AP-Hart.Field.724176_TMYx.2004-2018 | 0 | 1900 | 1 | 9 | 1.2 | 4-12 (Low-Moderate Slope) | Pre-Defined Construction | Wood-Framed - 2x6 - 24 in OC - R-19 Cavity |  | Pre-Defined Construction | Attic w R49 Cavity and Shingle Roof |  | Pre-Defined Construction | Vented Crawlspace - R19 Cavity Insulation | [6 empty] | 0.388 | 0.4 | No | 0.2 | 0.2 | 0.2 | 0.2 | 7 | Single Speed ASHP (7.5 HSPF2 14.3 SEER2) | Autosize |  |  |  |  | Electric |  |  | 35 | -30 |  |  | 0.075 | 4 | 0.075 | 4 | Heat_EZ_Sch_1 | Cool_EZ_Sch_1 | HPWH_50-gallon | DHW_EZ_Sch_1 | 2 | 0.75 | 0 | Gas | Gas | Yes | Yes | Yes | 0 | Misc_Elec_EZ_Sch_1 | 0
2 Occupant_USA_WY_Cheyenne_HPWH_50-gallon | 4 | USA_WY_Cheyenne.Rgnl.AP.725640_TMYx.2004-2018 | 0 | 1900 | 1 | 9 | 1.2 | 4-12 (Low-Moderate Slope) | Pre-Defined Construction | Wood-Framed - 2x6 - 24 in OC - R-19 Cavity |  | Pre-Defined Construction | Attic w R49 Cavity and Shingle Roof |  | Pre-Defined Construction | Vented Crawlspace - R19 Cavity Insulation | [6 empty] | 0.388 | 0.4 | No | 0.2 | 0.2 | 0.2 | 0.2 | 7 | Single Speed ASHP (7.5 HSPF2 14.3 SEER2) | Autosize |  |  |  |  | Electric |  |  | 35 | -30 |  |  | 0.075 | 4 | 0.075 | 4 | Heat_EZ_Sch_1 | Cool_EZ_Sch_1 | HPWH_50-gallon | DHW_EZ_Sch_1 | 2 | 0.75 | 0 | Gas | Gas | Yes | Yes | Yes | 0 | Misc_Elec_EZ_Sch_1 | 0
2 Occupant_USA_WY_Jackson._HPWH_50-gallon | 4 | USA_WY_Jackson.Hole.AP.725776_TMYx.2004-2018 | 0 | 1900 | 1 | 9 | 1.2 | 4-12 (Low-Moderate Slope) | Pre-Defined Construction | Wood-Framed - 2x6 - 24 in OC - R-19 Cavity |  | Pre-Defined Construction | Attic w R49 Cavity and Shingle Roof |  | Pre-Defined Construction | Vented Crawlspace - R19 Cavity Insulation | [6 empty] | 0.388 | 0.4 | No | 0.2 | 0.2 | 0.2 | 0.2 | 7 | Single Speed ASHP (7.5 HSPF2 14.3 SEER2) | Autosize |  |  |  |  | Electric |  |  | 35 | -30 |  |  | 0.075 | 4 | 0.075 | 4 | Heat_EZ_Sch_1 | Cool_EZ_Sch_1 | HPWH_50-gallon | DHW_EZ_Sch_1 | 2 | 0.75 | 0 | Gas | Gas | Yes | Yes | Yes | 0 | Misc_Elec_EZ_Sch_1 | 0
3 Occupant_USA_AL_Birmingh_HPWH_50-gallon | 4 | USA_AL_Birmingham-Shuttlesworth.Intl.AP.722280_TMYx.2004-2018 | 0 | 1900 | 1 | 9 | 1.2 | 4-12 (Low-Moderate Slope) | Pre-Defined Construction | Wood-Framed - 2x6 - 24 in OC - R-19 Cavity | 8.3333 | Pre-Defined Construction | Attic w R49 Cavity and Shingle Roof | 9.0909 | Pre-Defined Construction | Vented Crawlspace - R19 Cavity Insulation | Vented Crawlspace | 4.3478 | 0 | 0 | 0 | 1.75 | 0.388 | 0.4 | No | 0.2 | 0.2 | 0.2 | 0.2 | 7 | Single Speed ASHP (7.5 HSPF2 14.3 SEER2) | Autosize | kW | 20 | ton | 3.4393 | Electric | kW | 15 | 35 | -30 | 0 | 0.8 | 0.075 | 4 | 0.075 | 4 | Heat_EZ_Sch_1 | Cool_EZ_Sch_1 | HPWH_50-gallon | DHW_EZ_Sch_1 | 3 | 0.75 | 0 | Gas | Gas | Yes | Yes | Yes | 0 | Misc_Elec_EZ_Sch_1 | 0
3 Occupant_USA_AL_Mobile.R_HPWH_50-gallon | 4 | USA_AL_Mobile.Rgnl.AP-Bates.Field.722230_TMYx.2004-2018 | 0 | 1900 | 1 | 9 | 1.2 | 4-12 (Low-Moderate Slope) | Pre-Defined Construction | Wood-Framed - 2x6 - 24 in OC - R-19 Cavity |  | Pre-Defined Construction | Attic w R49 Cavity and Shingle Roof |  | Pre-Defined Construction | Vented Crawlspace - R19 Cavity Insulation | [6 empty] | 0.388 | 0.4 | No | 0.2 | 0.2 | 0.2 | 0.2 | 7 | Single Speed ASHP (7.5 HSPF2 14.3 SEER2) | Autosize |  |  |  |  | Electric |  |  | 35 | -30 |  |  | 0.075 | 4 | 0.075 | 4 | Heat_EZ_Sch_1 | Cool_EZ_Sch_1 | HPWH_50-gallon | DHW_EZ_Sch_1 | 3 | 0.75 | 0 | Gas | Gas | Yes | Yes | Yes | 0 | Misc_Elec_EZ_Sch_1 | 0
3 Occupant_USA_AR_Fayettev_HPWH_50-gallon | 4 | USA_AR_Fayetteville.Exec.AP-Drake.Field.723445_TMYx.2004-2018 | 0 | 1900 | 1 | 9 | 1.2 | 4-12 (Low-Moderate Slope) | Pre-Defined Construction | Wood-Framed - 2x6 - 24 in OC - R-19 Cavity |  | Pre-Defined Construction | Attic w R49 Cavity and Shingle Roof |  | Pre-Defined Construction | Vented Crawlspace - R19 Cavity Insulation | [6 empty] | 0.388 | 0.4 | No | 0.2 | 0.2 | 0.2 | 0.2 | 7 | Single Speed ASHP (7.5 HSPF2 14.3 SEER2) | Autosize |  |  |  |  | Electric |  |  | 35 | -30 |  |  | 0.075 | 4 | 0.075 | 4 | Heat_EZ_Sch_1 | Cool_EZ_Sch_1 | HPWH_50-gallon | DHW_EZ_Sch_1 | 3 | 0.75 | 0 | Gas | Gas | Yes | Yes | Yes | 0 | Misc_Elec_EZ_Sch_1 | 0
3 Occupant_USA_AR_Little.R_HPWH_50-gallon | 4 | USA_AR_Little.Rock.AFB.723405_TMYx.2004-2018 | 0 | 1900 | 1 | 9 | 1.2 | 4-12 (Low-Moderate Slope) | Pre-Defined Construction | Wood-Framed - 2x6 - 24 in OC - R-19 Cavity |  | Pre-Defined Construction | Attic w R49 Cavity and Shingle Roof |  | Pre-Defined Construction | Vented Crawlspace - R19 Cavity Insulation | [6 empty] | 0.388 | 0.4 | No | 0.2 | 0.2 | 0.2 | 0.2 | 7 | Single Speed ASHP (7.5 HSPF2 14.3 SEER2) | Autosize |  |  |  |  | Electric |  |  | 35 | -30 |  |  | 0.075 | 4 | 0.075 | 4 | Heat_EZ_Sch_1 | Cool_EZ_Sch_1 | HPWH_50-gallon | DHW_EZ_Sch_1 | 3 | 0.75 | 0 | Gas | Gas | Yes | Yes | Yes | 0 | Misc_Elec_EZ_Sch_1 | 0
3 Occupant_USA_AZ_Flagstaf_HPWH_50-gallon | 4 | USA_AZ_Flagstaff.Pulliam.AP.723750_TMYx.2004-2018 | 0 | 1900 | 1 | 9 | 1.2 | 4-12 (Low-Moderate Slope) | Pre-Defined Construction | Wood-Framed - 2x6 - 24 in OC - R-19 Cavity |  | Pre-Defined Construction | Attic w R49 Cavity and Shingle Roof |  | Pre-Defined Construction | Vented Crawlspace - R19 Cavity Insulation | [6 empty] | 0.388 | 0.4 | No | 0.2 | 0.2 | 0.2 | 0.2 | 7 | Single Speed ASHP (7.5 HSPF2 14.3 SEER2) | Autosize |  |  |  |  | Electric |  |  | 35 | -30 |  |  | 0.075 | 4 | 0.075 | 4 | Heat_EZ_Sch_1 | Cool_EZ_Sch_1 | HPWH_50-gallon | DHW_EZ_Sch_1 | 3 | 0.75 | 0 | Gas | Gas | Yes | Yes | Yes | 0 | Misc_Elec_EZ_Sch_1 | 0
3 Occupant_USA_AZ_Kingman._HPWH_50-gallon | 4 | USA_AZ_Kingman.AP.723700_TMYx.2004-2018 | 0 | 1900 | 1 | 9 | 1.2 | 4-12 (Low-Moderate Slope) | Pre-Defined Construction | Wood-Framed - 2x6 - 24 in OC - R-19 Cavity |  | Pre-Defined Construction | Attic w R49 Cavity and Shingle Roof |  | Pre-Defined Construction | Vented Crawlspace - R19 Cavity Insulation | [6 empty] | 0.388 | 0.4 | No | 0.2 | 0.2 | 0.2 | 0.2 | 7 | Single Speed ASHP (7.5 HSPF2 14.3 SEER2) | Autosize |  |  |  |  | Electric |  |  | 35 | -30 |  |  | 0.075 | 4 | 0.075 | 4 | Heat_EZ_Sch_1 | Cool_EZ_Sch_1 | HPWH_50-gallon | DHW_EZ_Sch_1 | 3 | 0.75 | 0 | Gas | Gas | Yes | Yes | Yes | 0 | Misc_Elec_EZ_Sch_1 | 0
3 Occupant_USA_AZ_Phoenix-_HPWH_50-gallon | 4 | USA_AZ_Phoenix-Sky.Harbor.Intl.AP.722780_TMYx.2004-2018 | 0 | 1900 | 1 | 9 | 1.2 | 4-12 (Low-Moderate Slope) | Pre-Defined Construction | Wood-Framed - 2x6 - 24 in OC - R-19 Cavity |  | Pre-Defined Construction | Attic w R49 Cavity and Shingle Roof |  | Pre-Defined Construction | Vented Crawlspace - R19 Cavity Insulation | [6 empty] | 0.388 | 0.4 | No | 0.2 | 0.2 | 0.2 | 0.2 | 7 | Single Speed ASHP (7.5 HSPF2 14.3 SEER2) | Autosize |  |  |  |  | Electric |  |  | 35 | -30 |  |  | 0.075 | 4 | 0.075 | 4 | Heat_EZ_Sch_1 | Cool_EZ_Sch_1 | HPWH_50-gallon | DHW_EZ_Sch_1 | 3 | 0.75 | 0 | Gas | Gas | Yes | Yes | Yes | 0 | Misc_Elec_EZ_Sch_1 | 0
3 Occupant_USA_AZ_Prescott_HPWH_50-gallon | 4 | USA_AZ_Prescott.Muni.AP-Love.Field.723723_TMYx.2004-2018 | 0 | 1900 | 1 | 9 | 1.2 | 4-12 (Low-Moderate Slope) | Pre-Defined Construction | Wood-Framed - 2x6 - 24 in OC - R-19 Cavity |  | Pre-Defined Construction | Attic w R49 Cavity and Shingle Roof |  | Pre-Defined Construction | Vented Crawlspace - R19 Cavity Insulation | [6 empty] | 0.388 | 0.4 | No | 0.2 | 0.2 | 0.2 | 0.2 | 7 | Single Speed ASHP (7.5 HSPF2 14.3 SEER2) | Autosize |  |  |  |  | Electric |  |  | 35 | -30 |  |  | 0.075 | 4 | 0.075 | 4 | Heat_EZ_Sch_1 | Cool_EZ_Sch_1 | HPWH_50-gallon | DHW_EZ_Sch_1 | 3 | 0.75 | 0 | Gas | Gas | Yes | Yes | Yes | 0 | Misc_Elec_EZ_Sch_1 | 0
3 Occupant_USA_CA_Bakersfi_HPWH_50-gallon | 4 | USA_CA_Bakersfield-Meadows.Field.AP.723840_TMYx.2004-2018 | 0 | 1900 | 1 | 9 | 1.2 | 4-12 (Low-Moderate Slope) | Pre-Defined Construction | Wood-Framed - 2x6 - 24 in OC - R-19 Cavity |  | Pre-Defined Construction | Attic w R49 Cavity and Shingle Roof |  | Pre-Defined Construction | Vented Crawlspace - R19 Cavity Insulation | [6 empty] | 0.388 | 0.4 | No | 0.2 | 0.2 | 0.2 | 0.2 | 7 | Single Speed ASHP (7.5 HSPF2 14.3 SEER2) | Autosize |  |  |  |  | Electric |  |  | 35 | -30 |  |  | 0.075 | 4 | 0.075 | 4 | Heat_EZ_Sch_1 | Cool_EZ_Sch_1 | HPWH_50-gallon | DHW_EZ_Sch_1 | 3 | 0.75 | 0 | Gas | Gas | Yes | Yes | Yes | 0 | Misc_Elec_EZ_Sch_1 | 0
3 Occupant_USA_CA_Bishop-E_HPWH_50-gallon | 4 | USA_CA_Bishop-Eastern.Sierra.Rgnl.AP.724800_TMYx.2004-2018 | 0 | 1900 | 1 | 9 | 1.2 | 4-12 (Low-Moderate Slope) | Pre-Defined Construction | Wood-Framed - 2x6 - 24 in OC - R-19 Cavity |  | Pre-Defined Construction | Attic w R49 Cavity and Shingle Roof |  | Pre-Defined Construction | Vented Crawlspace - R19 Cavity Insulation | [6 empty] | 0.388 | 0.4 | No | 0.2 | 0.2 | 0.2 | 0.2 | 7 | Single Speed ASHP (7.5 HSPF2 14.3 SEER2) | Autosize |  |  |  |  | Electric |  |  | 35 | -30 |  |  | 0.075 | 4 | 0.075 | 4 | Heat_EZ_Sch_1 | Cool_EZ_Sch_1 | HPWH_50-gallon | DHW_EZ_Sch_1 | 3 | 0.75 | 0 | Gas | Gas | Yes | Yes | Yes | 0 | Misc_Elec_EZ_Sch_1 | 0
3 Occupant_USA_CA_Crescent_HPWH_50-gallon | 4 | USA_CA_Crescent.City-Del.Norte.County.Rgnl.AP.725946_TMYx.2004-2018 | 0 | 1900 | 1 | 9 | 1.2 | 4-12 (Low-Moderate Slope) | Pre-Defined Construction | Wood-Framed - 2x6 - 24 in OC - R-19 Cavity |  | Pre-Defined Construction | Attic w R49 Cavity and Shingle Roof |  | Pre-Defined Construction | Vented Crawlspace - R19 Cavity Insulation | [6 empty] | 0.388 | 0.4 | No | 0.2 | 0.2 | 0.2 | 0.2 | 7 | Single Speed ASHP (7.5 HSPF2 14.3 SEER2) | Autosize |  |  |  |  | Electric |  |  | 35 | -30 |  |  | 0.075 | 4 | 0.075 | 4 | Heat_EZ_Sch_1 | Cool_EZ_Sch_1 | HPWH_50-gallon | DHW_EZ_Sch_1 | 3 | 0.75 | 0 | Gas | Gas | Yes | Yes | Yes | 0 | Misc_Elec_EZ_Sch_1 | 0
3 Occupant_USA_CA_Imperial_HPWH_50-gallon | 4 | USA_CA_Imperial.County.AP.747185_TMYx.2004-2018 | 0 | 1900 | 1 | 9 | 1.2 | 4-12 (Low-Moderate Slope) | Pre-Defined Construction | Wood-Framed - 2x6 - 24 in OC - R-19 Cavity |  | Pre-Defined Construction | Attic w R49 Cavity and Shingle Roof |  | Pre-Defined Construction | Vented Crawlspace - R19 Cavity Insulation | [6 empty] | 0.388 | 0.4 | No | 0.2 | 0.2 | 0.2 | 0.2 | 7 | Single Speed ASHP (7.5 HSPF2 14.3 SEER2) | Autosize |  |  |  |  | Electric |  |  | 35 | -30 |  |  | 0.075 | 4 | 0.075 | 4 | Heat_EZ_Sch_1 | Cool_EZ_Sch_1 | HPWH_50-gallon | DHW_EZ_Sch_1 | 3 | 0.75 | 0 | Gas | Gas | Yes | Yes | Yes | 0 | Misc_Elec_EZ_Sch_1 | 0
3 Occupant_USA_CA_Los.Ange_HPWH_50-gallon | 4 | USA_CA_Los.Angeles.Intl.AP.722950_TMYx.2004-2018 | 0 | 1900 | 1 | 9 | 1.2 | 4-12 (Low-Moderate Slope) | Pre-Defined Construction | Wood-Framed - 2x6 - 24 in OC - R-19 Cavity |  | Pre-Defined Construction | Attic w R49 Cavity and Shingle Roof |  | Pre-Defined Construction | Vented Crawlspace - R19 Cavity Insulation | [6 empty] | 0.388 | 0.4 | No | 0.2 | 0.2 | 0.2 | 0.2 | 7 | Single Speed ASHP (7.5 HSPF2 14.3 SEER2) | Autosize |  |  |  |  | Electric |  |  | 35 | -30 |  |  | 0.075 | 4 | 0.075 | 4 | Heat_EZ_Sch_1 | Cool_EZ_Sch_1 | HPWH_50-gallon | DHW_EZ_Sch_1 | 3 | 0.75 | 0 | Gas | Gas | Yes | Yes | Yes | 0 | Misc_Elec_EZ_Sch_1 | 0
3 Occupant_USA_CA_Riversid_HPWH_50-gallon | 4 | USA_CA_Riverside.Muni.AP.722869_TMYx.2004-2018 | 0 | 1900 | 1 | 9 | 1.2 | 4-12 (Low-Moderate Slope) | Pre-Defined Construction | Wood-Framed - 2x6 - 24 in OC - R-19 Cavity |  | Pre-Defined Construction | Attic w R49 Cavity and Shingle Roof |  | Pre-Defined Construction | Vented Crawlspace - R19 Cavity Insulation | [6 empty] | 0.388 | 0.4 | No | 0.2 | 0.2 | 0.2 | 0.2 | 7 | Single Speed ASHP (7.5 HSPF2 14.3 SEER2) | Autosize |  |  |  |  | Electric |  |  | 35 | -30 |  |  | 0.075 | 4 | 0.075 | 4 | Heat_EZ_Sch_1 | Cool_EZ_Sch_1 | HPWH_50-gallon | DHW_EZ_Sch_1 | 3 | 0.75 | 0 | Gas | Gas | Yes | Yes | Yes | 0 | Misc_Elec_EZ_Sch_1 | 0
3 Occupant_USA_CA_Sacramen_HPWH_50-gallon | 4 | USA_CA_Sacramento.Intl.AP.724839_TMYx.2004-2018 | 0 | 1900 | 1 | 9 | 1.2 | 4-12 (Low-Moderate Slope) | Pre-Defined Construction | Wood-Framed - 2x6 - 24 in OC - R-19 Cavity |  | Pre-Defined Construction | Attic w R49 Cavity and Shingle Roof |  | Pre-Defined Construction | Vented Crawlspace - R19 Cavity Insulation | [6 empty] | 0.388 | 0.4 | No | 0.2 | 0.2 | 0.2 | 0.2 | 7 | Single Speed ASHP (7.5 HSPF2 14.3 SEER2) | Autosize |  |  |  |  | Electric |  |  | 35 | -30 |  |  | 0.075 | 4 | 0.075 | 4 | Heat_EZ_Sch_1 | Cool_EZ_Sch_1 | HPWH_50-gallon | DHW_EZ_Sch_1 | 3 | 0.75 | 0 | Gas | Gas | Yes | Yes | Yes | 0 | Misc_Elec_EZ_Sch_1 | 0
3 Occupant_USA_CA_San.Jose_HPWH_50-gallon | 4 | USA_CA_San.Jose-Mineta.Intl.AP.724945_TMYx.2004-2018 | 0 | 1900 | 1 | 9 | 1.2 | 4-12 (Low-Moderate Slope) | Pre-Defined Construction | Wood-Framed - 2x6 - 24 in OC - R-19 Cavity |  | Pre-Defined Construction | Attic w R49 Cavity and Shingle Roof |  | Pre-Defined Construction | Vented Crawlspace - R19 Cavity Insulation | [6 empty] | 0.388 | 0.4 | No | 0.2 | 0.2 | 0.2 | 0.2 | 7 | Single Speed ASHP (7.5 HSPF2 14.3 SEER2) | Autosize |  |  |  |  | Electric |  |  | 35 | -30 |  |  | 0.075 | 4 | 0.075 | 4 | Heat_EZ_Sch_1 | Cool_EZ_Sch_1 | HPWH_50-gallon | DHW_EZ_Sch_1 | 3 | 0.75 | 0 | Gas | Gas | Yes | Yes | Yes | 0 | Misc_Elec_EZ_Sch_1 | 0
3 Occupant_USA_CA_Santa.An_HPWH_50-gallon | 4 | USA_CA_Santa.Ana-Orange.County-Wayne.Intl.AP.722977_TMYx.2004-2018 | 0 | 1900 | 1 | 9 | 1.2 | 4-12 (Low-Moderate Slope) | Pre-Defined Construction | Wood-Framed - 2x6 - 24 in OC - R-19 Cavity |  | Pre-Defined Construction | Attic w R49 Cavity and Shingle Roof |  | Pre-Defined Construction | Vented Crawlspace - R19 Cavity Insulation | [6 empty] | 0.388 | 0.4 | No | 0.2 | 0.2 | 0.2 | 0.2 | 7 | Single Speed ASHP (7.5 HSPF2 14.3 SEER2) | Autosize |  |  |  |  | Electric |  |  | 35 | -30 |  |  | 0.075 | 4 | 0.075 | 4 | Heat_EZ_Sch_1 | Cool_EZ_Sch_1 | HPWH_50-gallon | DHW_EZ_Sch_1 | 3 | 0.75 | 0 | Gas | Gas | Yes | Yes | Yes | 0 | Misc_Elec_EZ_Sch_1 | 0
3 Occupant_USA_CO_Alamosa-_HPWH_50-gallon | 4 | USA_CO_Alamosa-San.Luis.Valley.Rgnl.AP.724620_TMYx.2004-2018 | 0 | 1900 | 1 | 9 | 1.2 | 4-12 (Low-Moderate Slope) | Pre-Defined Construction | Wood-Framed - 2x6 - 24 in OC - R-19 Cavity |  | Pre-Defined Construction | Attic w R49 Cavity and Shingle Roof |  | Pre-Defined Construction | Vented Crawlspace - R19 Cavity Insulation | [6 empty] | 0.388 | 0.4 | No | 0.2 | 0.2 | 0.2 | 0.2 | 7 | Single Speed ASHP (7.5 HSPF2 14.3 SEER2) | Autosize |  |  |  |  | Electric |  |  | 35 | -30 |  |  | 0.075 | 4 | 0.075 | 4 | Heat_EZ_Sch_1 | Cool_EZ_Sch_1 | HPWH_50-gallon | DHW_EZ_Sch_1 | 3 | 0.75 | 0 | Gas | Gas | Yes | Yes | Yes | 0 | Misc_Elec_EZ_Sch_1 | 0
3 Occupant_USA_CO_Aspen-Pi_HPWH_50-gallon | 4 | USA_CO_Aspen-Pitkin.County.AP-Sardy.Field.724676_TMYx.2004-2018 | 0 | 1900 | 1 | 9 | 1.2 | 4-12 (Low-Moderate Slope) | Pre-Defined Construction | Wood-Framed - 2x6 - 24 in OC - R-19 Cavity |  | Pre-Defined Construction | Attic w R49 Cavity and Shingle Roof |  | Pre-Defined Construction | Vented Crawlspace - R19 Cavity Insulation | [6 empty] | 0.388 | 0.4 | No | 0.2 | 0.2 | 0.2 | 0.2 | 7 | Single Speed ASHP (7.5 HSPF2 14.3 SEER2) | Autosize |  |  |  |  | Electric |  |  | 35 | -30 |  |  | 0.075 | 4 | 0.075 | 4 | Heat_EZ_Sch_1 | Cool_EZ_Sch_1 | HPWH_50-gallon | DHW_EZ_Sch_1 | 3 | 0.75 | 0 | Gas | Gas | Yes | Yes | Yes | 0 | Misc_Elec_EZ_Sch_1 | 0
3 Occupant_USA_CO_Denver.I_HPWH_50-gallon | 4 | USA_CO_Denver.Intl.AP.725650_TMYx.2004-2018 | 0 | 1900 | 1 | 9 | 1.2 | 4-12 (Low-Moderate Slope) | Pre-Defined Construction | Wood-Framed - 2x6 - 24 in OC - R-19 Cavity |  | Pre-Defined Construction | Attic w R49 Cavity and Shingle Roof |  | Pre-Defined Construction | Vented Crawlspace - R19 Cavity Insulation | [6 empty] | 0.388 | 0.4 | No | 0.2 | 0.2 | 0.2 | 0.2 | 7 | Single Speed ASHP (7.5 HSPF2 14.3 SEER2) | Autosize |  |  |  |  | Electric |  |  | 35 | -30 |  |  | 0.075 | 4 | 0.075 | 4 | Heat_EZ_Sch_1 | Cool_EZ_Sch_1 | HPWH_50-gallon | DHW_EZ_Sch_1 | 3 | 0.75 | 0 | Gas | Gas | Yes | Yes | Yes | 0 | Misc_Elec_EZ_Sch_1 | 0
3 Occupant_USA_CO_Trinidad_HPWH_50-gallon | 4 | USA_CO_Trinidad-Stokes.AP.724645_TMYx.2004-2018 | 0 | 1900 | 1 | 9 | 1.2 | 4-12 (Low-Moderate Slope) | Pre-Defined Construction | Wood-Framed - 2x6 - 24 in OC - R-19 Cavity |  | Pre-Defined Construction | Attic w R49 Cavity and Shingle Roof |  | Pre-Defined Construction | Vented Crawlspace - R19 Cavity Insulation | [6 empty] | 0.388 | 0.4 | No | 0.2 | 0.2 | 0.2 | 0.2 | 7 | Single Speed ASHP (7.5 HSPF2 14.3 SEER2) | Autosize |  |  |  |  | Electric |  |  | 35 | -30 |  |  | 0.075 | 4 | 0.075 | 4 | Heat_EZ_Sch_1 | Cool_EZ_Sch_1 | HPWH_50-gallon | DHW_EZ_Sch_1 | 3 | 0.75 | 0 | Gas | Gas | Yes | Yes | Yes | 0 | Misc_Elec_EZ_Sch_1 | 0
3 Occupant_USA_CT_Bridgepo_HPWH_50-gallon | 4 | USA_CT_Bridgeport-Sikorsky.Meml.AP.725040_TMYx.2004-2018 | 0 | 1900 | 1 | 9 | 1.2 | 4-12 (Low-Moderate Slope) | Pre-Defined Construction | Wood-Framed - 2x6 - 24 in OC - R-19 Cavity |  | Pre-Defined Construction | Attic w R49 Cavity and Shingle Roof |  | Pre-Defined Construction | Vented Crawlspace - R19 Cavity Insulation | [6 empty] | 0.388 | 0.4 | No | 0.2 | 0.2 | 0.2 | 0.2 | 7 | Single Speed ASHP (7.5 HSPF2 14.3 SEER2) | Autosize |  |  |  |  | Electric |  |  | 35 | -30 |  |  | 0.075 | 4 | 0.075 | 4 | Heat_EZ_Sch_1 | Cool_EZ_Sch_1 | HPWH_50-gallon | DHW_EZ_Sch_1 | 3 | 0.75 | 0 | Gas | Gas | Yes | Yes | Yes | 0 | Misc_Elec_EZ_Sch_1 | 0
3 Occupant_USA_DE_Wilmingt_HPWH_50-gallon | 4 | USA_DE_Wilmington.AP.724180_TMYx.2004-2018 | 0 | 1900 | 1 | 9 | 1.2 | 4-12 (Low-Moderate Slope) | Pre-Defined Construction | Wood-Framed - 2x6 - 24 in OC - R-19 Cavity |  | Pre-Defined Construction | Attic w R49 Cavity and Shingle Roof |  | Pre-Defined Construction | Vented Crawlspace - R19 Cavity Insulation | [6 empty] | 0.388 | 0.4 | No | 0.2 | 0.2 | 0.2 | 0.2 | 7 | Single Speed ASHP (7.5 HSPF2 14.3 SEER2) | Autosize |  |  |  |  | Electric |  |  | 35 | -30 |  |  | 0.075 | 4 | 0.075 | 4 | Heat_EZ_Sch_1 | Cool_EZ_Sch_1 | HPWH_50-gallon | DHW_EZ_Sch_1 | 3 | 0.75 | 0 | Gas | Gas | Yes | Yes | Yes | 0 | Misc_Elec_EZ_Sch_1 | 0
3 Occupant_USA_FL_Fort.Mye_HPWH_50-gallon | 4 | USA_FL_Fort.Myers-Page.Field.AP.722106_TMYx.2004-2018 | 0 | 1900 | 1 | 9 | 1.2 | 4-12 (Low-Moderate Slope) | Pre-Defined Construction | Wood-Framed - 2x6 - 24 in OC - R-19 Cavity |  | Pre-Defined Construction | Attic w R49 Cavity and Shingle Roof |  | Pre-Defined Construction | Vented Crawlspace - R19 Cavity Insulation | [6 empty] | 0.388 | 0.4 | No | 0.2 | 0.2 | 0.2 | 0.2 | 7 | Single Speed ASHP (7.5 HSPF2 14.3 SEER2) | Autosize |  |  |  |  | Electric |  |  | 35 | -30 |  |  | 0.075 | 4 | 0.075 | 4 | Heat_EZ_Sch_1 | Cool_EZ_Sch_1 | HPWH_50-gallon | DHW_EZ_Sch_1 | 3 | 0.75 | 0 | Gas | Gas | Yes | Yes | Yes | 0 | Misc_Elec_EZ_Sch_1 | 0
3 Occupant_USA_FL_Jacksonv_HPWH_50-gallon | 4 | USA_FL_Jacksonville.Intl.AP.722060_TMYx.2004-2018 | 0 | 1900 | 1 | 9 | 1.2 | 4-12 (Low-Moderate Slope) | Pre-Defined Construction | Wood-Framed - 2x6 - 24 in OC - R-19 Cavity |  | Pre-Defined Construction | Attic w R49 Cavity and Shingle Roof |  | Pre-Defined Construction | Vented Crawlspace - R19 Cavity Insulation | [6 empty] | 0.388 | 0.4 | No | 0.2 | 0.2 | 0.2 | 0.2 | 7 | Single Speed ASHP (7.5 HSPF2 14.3 SEER2) | Autosize |  |  |  |  | Electric |  |  | 35 | -30 |  |  | 0.075 | 4 | 0.075 | 4 | Heat_EZ_Sch_1 | Cool_EZ_Sch_1 | HPWH_50-gallon | DHW_EZ_Sch_1 | 3 | 0.75 | 0 | Gas | Gas | Yes | Yes | Yes | 0 | Misc_Elec_EZ_Sch_1 | 0
3 Occupant_USA_FL_Miami.Na_HPWH_50-gallon | 4 | USA_FL_Miami.Natl.Hurricane.Center.722020_TMYx.2004-2018 | 0 | 1900 | 1 | 9 | 1.2 | 4-12 (Low-Moderate Slope) | Pre-Defined Construction | Wood-Framed - 2x6 - 24 in OC - R-19 Cavity |  | Pre-Defined Construction | Attic w R49 Cavity and Shingle Roof |  | Pre-Defined Construction | Vented Crawlspace - R19 Cavity Insulation | [6 empty] | 0.388 | 0.4 | No | 0.2 | 0.2 | 0.2 | 0.2 | 7 | Single Speed ASHP (7.5 HSPF2 14.3 SEER2) | Autosize |  |  |  |  | Electric |  |  | 35 | -30 |  |  | 0.075 | 4 | 0.075 | 4 | Heat_EZ_Sch_1 | Cool_EZ_Sch_1 | HPWH_50-gallon | DHW_EZ_Sch_1 | 3 | 0.75 | 0 | Gas | Gas | Yes | Yes | Yes | 0 | Misc_Elec_EZ_Sch_1 | 0
3 Occupant_USA_GA_Atlanta-_HPWH_50-gallon | 4 | USA_GA_Atlanta-Hartsfield-Jackson.Intl.AP.722190_TMYx.2004-2018 | 0 | 1900 | 1 | 9 | 1.2 | 4-12 (Low-Moderate Slope) | Pre-Defined Construction | Wood-Framed - 2x6 - 24 in OC - R-19 Cavity |  | Pre-Defined Construction | Attic w R49 Cavity and Shingle Roof |  | Pre-Defined Construction | Vented Crawlspace - R19 Cavity Insulation | [6 empty] | 0.388 | 0.4 | No | 0.2 | 0.2 | 0.2 | 0.2 | 7 | Single Speed ASHP (7.5 HSPF2 14.3 SEER2) | Autosize |  |  |  |  | Electric |  |  | 35 | -30 |  |  | 0.075 | 4 | 0.075 | 4 | Heat_EZ_Sch_1 | Cool_EZ_Sch_1 | HPWH_50-gallon | DHW_EZ_Sch_1 | 3 | 0.75 | 0 | Gas | Gas | Yes | Yes | Yes | 0 | Misc_Elec_EZ_Sch_1 | 0
3 Occupant_USA_GA_Rome-Rus_HPWH_50-gallon | 4 | USA_GA_Rome-Russell.AP.723200_TMYx.2004-2018 | 0 | 1900 | 1 | 9 | 1.2 | 4-12 (Low-Moderate Slope) | Pre-Defined Construction | Wood-Framed - 2x6 - 24 in OC - R-19 Cavity |  | Pre-Defined Construction | Attic w R49 Cavity and Shingle Roof |  | Pre-Defined Construction | Vented Crawlspace - R19 Cavity Insulation | [6 empty] | 0.388 | 0.4 | No | 0.2 | 0.2 | 0.2 | 0.2 | 7 | Single Speed ASHP (7.5 HSPF2 14.3 SEER2) | Autosize |  |  |  |  | Electric |  |  | 35 | -30 |  |  | 0.075 | 4 | 0.075 | 4 | Heat_EZ_Sch_1 | Cool_EZ_Sch_1 | HPWH_50-gallon | DHW_EZ_Sch_1 | 3 | 0.75 | 0 | Gas | Gas | Yes | Yes | Yes | 0 | Misc_Elec_EZ_Sch_1 | 0
3 Occupant_USA_GA_Savannah_HPWH_50-gallon | 4 | USA_GA_Savannah-Hilton.Head.Intl.AP.722070_TMYx.2004-2018 | 0 | 1900 | 1 | 9 | 1.2 | 4-12 (Low-Moderate Slope) | Pre-Defined Construction | Wood-Framed - 2x6 - 24 in OC - R-19 Cavity |  | Pre-Defined Construction | Attic w R49 Cavity and Shingle Roof |  | Pre-Defined Construction | Vented Crawlspace - R19 Cavity Insulation | [6 empty] | 0.388 | 0.4 | No | 0.2 | 0.2 | 0.2 | 0.2 | 7 | Single Speed ASHP (7.5 HSPF2 14.3 SEER2) | Autosize |  |  |  |  | Electric |  |  | 35 | -30 |  |  | 0.075 | 4 | 0.075 | 4 | Heat_EZ_Sch_1 | Cool_EZ_Sch_1 | HPWH_50-gallon | DHW_EZ_Sch_1 | 3 | 0.75 | 0 | Gas | Gas | Yes | Yes | Yes | 0 | Misc_Elec_EZ_Sch_1 | 0
3 Occupant_USA_IA_Des.Moin_HPWH_50-gallon | 4 | USA_IA_Des.Moines.Intl.AP.725460_TMYx.2004-2018 | 0 | 1900 | 1 | 9 | 1.2 | 4-12 (Low-Moderate Slope) | Pre-Defined Construction | Wood-Framed - 2x6 - 24 in OC - R-19 Cavity |  | Pre-Defined Construction | Attic w R49 Cavity and Shingle Roof |  | Pre-Defined Construction | Vented Crawlspace - R19 Cavity Insulation | [6 empty] | 0.388 | 0.4 | No | 0.2 | 0.2 | 0.2 | 0.2 | 7 | Single Speed ASHP (7.5 HSPF2 14.3 SEER2) | Autosize |  |  |  |  | Electric |  |  | 35 | -30 |  |  | 0.075 | 4 | 0.075 | 4 | Heat_EZ_Sch_1 | Cool_EZ_Sch_1 | HPWH_50-gallon | DHW_EZ_Sch_1 | 3 | 0.75 | 0 | Gas | Gas | Yes | Yes | Yes | 0 | Misc_Elec_EZ_Sch_1 | 0
3 Occupant_USA_IA_Sioux.Ci_HPWH_50-gallon | 4 | USA_IA_Sioux.City-Sioux.Gateway.AP.725570_TMYx.2004-2018 | 0 | 1900 | 1 | 9 | 1.2 | 4-12 (Low-Moderate Slope) | Pre-Defined Construction | Wood-Framed - 2x6 - 24 in OC - R-19 Cavity |  | Pre-Defined Construction | Attic w R49 Cavity and Shingle Roof |  | Pre-Defined Construction | Vented Crawlspace - R19 Cavity Insulation | [6 empty] | 0.388 | 0.4 | No | 0.2 | 0.2 | 0.2 | 0.2 | 7 | Single Speed ASHP (7.5 HSPF2 14.3 SEER2) | Autosize |  |  |  |  | Electric |  |  | 35 | -30 |  |  | 0.075 | 4 | 0.075 | 4 | Heat_EZ_Sch_1 | Cool_EZ_Sch_1 | HPWH_50-gallon | DHW_EZ_Sch_1 | 3 | 0.75 | 0 | Gas | Gas | Yes | Yes | Yes | 0 | Misc_Elec_EZ_Sch_1 | 0
3 Occupant_USA_ID_Boise.AP_HPWH_50-gallon | 4 | USA_ID_Boise.AP-Gowen.Field.ANGB.726810_TMYx.2004-2018 | 0 | 1900 | 1 | 9 | 1.2 | 4-12 (Low-Moderate Slope) | Pre-Defined Construction | Wood-Framed - 2x6 - 24 in OC - R-19 Cavity |  | Pre-Defined Construction | Attic w R49 Cavity and Shingle Roof |  | Pre-Defined Construction | Vented Crawlspace - R19 Cavity Insulation | [6 empty] | 0.388 | 0.4 | No | 0.2 | 0.2 | 0.2 | 0.2 | 7 | Single Speed ASHP (7.5 HSPF2 14.3 SEER2) | Autosize |  |  |  |  | Electric |  |  | 35 | -30 |  |  | 0.075 | 4 | 0.075 | 4 | Heat_EZ_Sch_1 | Cool_EZ_Sch_1 | HPWH_50-gallon | DHW_EZ_Sch_1 | 3 | 0.75 | 0 | Gas | Gas | Yes | Yes | Yes | 0 | Misc_Elec_EZ_Sch_1 | 0
3 Occupant_USA_ID_Idaho.Fa_HPWH_50-gallon | 4 | USA_ID_Idaho.Falls.Rgnl.AP-Fanning.Field.725785_TMYx.2004-2018 | 0 | 1900 | 1 | 9 | 1.2 | 4-12 (Low-Moderate Slope) | Pre-Defined Construction | Wood-Framed - 2x6 - 24 in OC - R-19 Cavity |  | Pre-Defined Construction | Attic w R49 Cavity and Shingle Roof |  | Pre-Defined Construction | Vented Crawlspace - R19 Cavity Insulation | [6 empty] | 0.388 | 0.4 | No | 0.2 | 0.2 | 0.2 | 0.2 | 7 | Single Speed ASHP (7.5 HSPF2 14.3 SEER2) | Autosize |  |  |  |  | Electric |  |  | 35 | -30 |  |  | 0.075 | 4 | 0.075 | 4 | Heat_EZ_Sch_1 | Cool_EZ_Sch_1 | HPWH_50-gallon | DHW_EZ_Sch_1 | 3 | 0.75 | 0 | Gas | Gas | Yes | Yes | Yes | 0 | Misc_Elec_EZ_Sch_1 | 0
3 Occupant_USA_IL_Bellevil_HPWH_50-gallon | 4 | USA_IL_Belleville-Scott.AFB-MidAmerica.St.Louis.AP.724338_TMYx.2004-2018 | 0 | 1900 | 1 | 9 | 1.2 | 4-12 (Low-Moderate Slope) | Pre-Defined Construction | Wood-Framed - 2x6 - 24 in OC - R-19 Cavity |  | Pre-Defined Construction | Attic w R49 Cavity and Shingle Roof |  | Pre-Defined Construction | Vented Crawlspace - R19 Cavity Insulation | [6 empty] | 0.388 | 0.4 | No | 0.2 | 0.2 | 0.2 | 0.2 | 7 | Single Speed ASHP (7.5 HSPF2 14.3 SEER2) | Autosize |  |  |  |  | Electric |  |  | 35 | -30 |  |  | 0.075 | 4 | 0.075 | 4 | Heat_EZ_Sch_1 | Cool_EZ_Sch_1 | HPWH_50-gallon | DHW_EZ_Sch_1 | 3 | 0.75 | 0 | Gas | Gas | Yes | Yes | Yes | 0 | Misc_Elec_EZ_Sch_1 | 0
3 Occupant_USA_IL_Chicago._HPWH_50-gallon | 4 | USA_IL_Chicago.Midway.Intl.AP.725340_TMYx.2004-2018 | 0 | 1900 | 1 | 9 | 1.2 | 4-12 (Low-Moderate Slope) | Pre-Defined Construction | Wood-Framed - 2x6 - 24 in OC - R-19 Cavity |  | Pre-Defined Construction | Attic w R49 Cavity and Shingle Roof |  | Pre-Defined Construction | Vented Crawlspace - R19 Cavity Insulation | [6 empty] | 0.388 | 0.4 | No | 0.2 | 0.2 | 0.2 | 0.2 | 7 | Single Speed ASHP (7.5 HSPF2 14.3 SEER2) | Autosize |  |  |  |  | Electric |  |  | 35 | -30 |  |  | 0.075 | 4 | 0.075 | 4 | Heat_EZ_Sch_1 | Cool_EZ_Sch_1 | HPWH_50-gallon | DHW_EZ_Sch_1 | 3 | 0.75 | 0 | Gas | Gas | Yes | Yes | Yes | 0 | Misc_Elec_EZ_Sch_1 | 0
3 Occupant_USA_IN_Evansvil_HPWH_50-gallon | 4 | USA_IN_Evansville.Rgnl.AP.724320_TMYx.2004-2018 | 0 | 1900 | 1 | 9 | 1.2 | 4-12 (Low-Moderate Slope) | Pre-Defined Construction | Wood-Framed - 2x6 - 24 in OC - R-19 Cavity |  | Pre-Defined Construction | Attic w R49 Cavity and Shingle Roof |  | Pre-Defined Construction | Vented Crawlspace - R19 Cavity Insulation | [6 empty] | 0.388 | 0.4 | No | 0.2 | 0.2 | 0.2 | 0.2 | 7 | Single Speed ASHP (7.5 HSPF2 14.3 SEER2) | Autosize |  |  |  |  | Electric |  |  | 35 | -30 |  |  | 0.075 | 4 | 0.075 | 4 | Heat_EZ_Sch_1 | Cool_EZ_Sch_1 | HPWH_50-gallon | DHW_EZ_Sch_1 | 3 | 0.75 | 0 | Gas | Gas | Yes | Yes | Yes | 0 | Misc_Elec_EZ_Sch_1 | 0
3 Occupant_USA_IN_Indianap_HPWH_50-gallon | 4 | USA_IN_Indianapolis.Intl.AP.724380_TMYx.2004-2018 | 0 | 1900 | 1 | 9 | 1.2 | 4-12 (Low-Moderate Slope) | Pre-Defined Construction | Wood-Framed - 2x6 - 24 in OC - R-19 Cavity |  | Pre-Defined Construction | Attic w R49 Cavity and Shingle Roof |  | Pre-Defined Construction | Vented Crawlspace - R19 Cavity Insulation | [6 empty] | 0.388 | 0.4 | No | 0.2 | 0.2 | 0.2 | 0.2 | 7 | Single Speed ASHP (7.5 HSPF2 14.3 SEER2) | Autosize |  |  |  |  | Electric |  |  | 35 | -30 |  |  | 0.075 | 4 | 0.075 | 4 | Heat_EZ_Sch_1 | Cool_EZ_Sch_1 | HPWH_50-gallon | DHW_EZ_Sch_1 | 3 | 0.75 | 0 | Gas | Gas | Yes | Yes | Yes | 0 | Misc_Elec_EZ_Sch_1 | 0
3 Occupant_USA_KS_Hays.Rgn_HPWH_50-gallon | 4 | USA_KS_Hays.Rgnl.AP.724518_TMYx.2004-2018 | 0 | 1900 | 1 | 9 | 1.2 | 4-12 (Low-Moderate Slope) | Pre-Defined Construction | Wood-Framed - 2x6 - 24 in OC - R-19 Cavity |  | Pre-Defined Construction | Attic w R49 Cavity and Shingle Roof |  | Pre-Defined Construction | Vented Crawlspace - R19 Cavity Insulation | [6 empty] | 0.388 | 0.4 | No | 0.2 | 0.2 | 0.2 | 0.2 | 7 | Single Speed ASHP (7.5 HSPF2 14.3 SEER2) | Autosize |  |  |  |  | Electric |  |  | 35 | -30 |  |  | 0.075 | 4 | 0.075 | 4 | Heat_EZ_Sch_1 | Cool_EZ_Sch_1 | HPWH_50-gallon | DHW_EZ_Sch_1 | 3 | 0.75 | 0 | Gas | Gas | Yes | Yes | Yes | 0 | Misc_Elec_EZ_Sch_1 | 0
3 Occupant_USA_KS_Wichita._HPWH_50-gallon | 4 | USA_KS_Wichita.Eisenhower.Natl.AP.724500_TMYx.2004-2018 | 0 | 1900 | 1 | 9 | 1.2 | 4-12 (Low-Moderate Slope) | Pre-Defined Construction | Wood-Framed - 2x6 - 24 in OC - R-19 Cavity |  | Pre-Defined Construction | Attic w R49 Cavity and Shingle Roof |  | Pre-Defined Construction | Vented Crawlspace - R19 Cavity Insulation | [6 empty] | 0.388 | 0.4 | No | 0.2 | 0.2 | 0.2 | 0.2 | 7 | Single Speed ASHP (7.5 HSPF2 14.3 SEER2) | Autosize |  |  |  |  | Electric |  |  | 35 | -30 |  |  | 0.075 | 4 | 0.075 | 4 | Heat_EZ_Sch_1 | Cool_EZ_Sch_1 | HPWH_50-gallon | DHW_EZ_Sch_1 | 3 | 0.75 | 0 | Gas | Gas | Yes | Yes | Yes | 0 | Misc_Elec_EZ_Sch_1 | 0
3 Occupant_USA_KY_Louisvil_HPWH_50-gallon | 4 | USA_KY_Louisville-Bowman.Rgnl.AP.724235_TMYx.2004-2018 | 0 | 1900 | 1 | 9 | 1.2 | 4-12 (Low-Moderate Slope) | Pre-Defined Construction | Wood-Framed - 2x6 - 24 in OC - R-19 Cavity |  | Pre-Defined Construction | Attic w R49 Cavity and Shingle Roof |  | Pre-Defined Construction | Vented Crawlspace - R19 Cavity Insulation | [6 empty] | 0.388 | 0.4 | No | 0.2 | 0.2 | 0.2 | 0.2 | 7 | Single Speed ASHP (7.5 HSPF2 14.3 SEER2) | Autosize |  |  |  |  | Electric |  |  | 35 | -30 |  |  | 0.075 | 4 | 0.075 | 4 | Heat_EZ_Sch_1 | Cool_EZ_Sch_1 | HPWH_50-gallon | DHW_EZ_Sch_1 | 3 | 0.75 | 0 | Gas | Gas | Yes | Yes | Yes | 0 | Misc_Elec_EZ_Sch_1 | 0
3 Occupant_USA_LA_New.Orle_HPWH_50-gallon | 4 | USA_LA_New.Orleans-Armstrong.Intl.AP.722310_TMYx.2004-2018 | 0 | 1900 | 1 | 9 | 1.2 | 4-12 (Low-Moderate Slope) | Pre-Defined Construction | Wood-Framed - 2x6 - 24 in OC - R-19 Cavity |  | Pre-Defined Construction | Attic w R49 Cavity and Shingle Roof |  | Pre-Defined Construction | Vented Crawlspace - R19 Cavity Insulation | [6 empty] | 0.388 | 0.4 | No | 0.2 | 0.2 | 0.2 | 0.2 | 7 | Single Speed ASHP (7.5 HSPF2 14.3 SEER2) | Autosize |  |  |  |  | Electric |  |  | 35 | -30 |  |  | 0.075 | 4 | 0.075 | 4 | Heat_EZ_Sch_1 | Cool_EZ_Sch_1 | HPWH_50-gallon | DHW_EZ_Sch_1 | 3 | 0.75 | 0 | Gas | Gas | Yes | Yes | Yes | 0 | Misc_Elec_EZ_Sch_1 | 0
3 Occupant_USA_LA_Shrevepo_HPWH_50-gallon | 4 | USA_LA_Shreveport.Downtown.AP.722484_TMYx.2004-2018 | 0 | 1900 | 1 | 9 | 1.2 | 4-12 (Low-Moderate Slope) | Pre-Defined Construction | Wood-Framed - 2x6 - 24 in OC - R-19 Cavity |  | Pre-Defined Construction | Attic w R49 Cavity and Shingle Roof |  | Pre-Defined Construction | Vented Crawlspace - R19 Cavity Insulation | [6 empty] | 0.388 | 0.4 | No | 0.2 | 0.2 | 0.2 | 0.2 | 7 | Single Speed ASHP (7.5 HSPF2 14.3 SEER2) | Autosize |  |  |  |  | Electric |  |  | 35 | -30 |  |  | 0.075 | 4 | 0.075 | 4 | Heat_EZ_Sch_1 | Cool_EZ_Sch_1 | HPWH_50-gallon | DHW_EZ_Sch_1 | 3 | 0.75 | 0 | Gas | Gas | Yes | Yes | Yes | 0 | Misc_Elec_EZ_Sch_1 | 0
3 Occupant_USA_MA_Boston-L_HPWH_50-gallon | 4 | USA_MA_Boston-Logan.Intl.AP.725090_TMYx.2004-2018 | 0 | 1900 | 1 | 9 | 1.2 | 4-12 (Low-Moderate Slope) | Pre-Defined Construction | Wood-Framed - 2x6 - 24 in OC - R-19 Cavity |  | Pre-Defined Construction | Attic w R49 Cavity and Shingle Roof |  | Pre-Defined Construction | Vented Crawlspace - R19 Cavity Insulation | [6 empty] | 0.388 | 0.4 | No | 0.2 | 0.2 | 0.2 | 0.2 | 7 | Single Speed ASHP (7.5 HSPF2 14.3 SEER2) | Autosize |  |  |  |  | Electric |  |  | 35 | -30 |  |  | 0.075 | 4 | 0.075 | 4 | Heat_EZ_Sch_1 | Cool_EZ_Sch_1 | HPWH_50-gallon | DHW_EZ_Sch_1 | 3 | 0.75 | 0 | Gas | Gas | Yes | Yes | Yes | 0 | Misc_Elec_EZ_Sch_1 | 0
3 Occupant_USA_MD_Baltimor_HPWH_50-gallon | 4 | USA_MD_Baltimore-Washington.Intl-Marshall.AP.724060_TMYx.2004-2018 | 0 | 1900 | 1 | 9 | 1.2 | 4-12 (Low-Moderate Slope) | Pre-Defined Construction | Wood-Framed - 2x6 - 24 in OC - R-19 Cavity |  | Pre-Defined Construction | Attic w R49 Cavity and Shingle Roof |  | Pre-Defined Construction | Vented Crawlspace - R19 Cavity Insulation | [6 empty] | 0.388 | 0.4 | No | 0.2 | 0.2 | 0.2 | 0.2 | 7 | Single Speed ASHP (7.5 HSPF2 14.3 SEER2) | Autosize |  |  |  |  | Electric |  |  | 35 | -30 |  |  | 0.075 | 4 | 0.075 | 4 | Heat_EZ_Sch_1 | Cool_EZ_Sch_1 | HPWH_50-gallon | DHW_EZ_Sch_1 | 3 | 0.75 | 0 | Gas | Gas | Yes | Yes | Yes | 0 | Misc_Elec_EZ_Sch_1 | 0
3 Occupant_USA_ME_Portland_HPWH_50-gallon | 4 | USA_ME_Portland.Intl.Jetport.726060_TMYx.2004-2018 | 0 | 1900 | 1 | 9 | 1.2 | 4-12 (Low-Moderate Slope) | Pre-Defined Construction | Wood-Framed - 2x6 - 24 in OC - R-19 Cavity |  | Pre-Defined Construction | Attic w R49 Cavity and Shingle Roof |  | Pre-Defined Construction | Vented Crawlspace - R19 Cavity Insulation | [6 empty] | 0.388 | 0.4 | No | 0.2 | 0.2 | 0.2 | 0.2 | 7 | Single Speed ASHP (7.5 HSPF2 14.3 SEER2) | Autosize |  |  |  |  | Electric |  |  | 35 | -30 |  |  | 0.075 | 4 | 0.075 | 4 | Heat_EZ_Sch_1 | Cool_EZ_Sch_1 | HPWH_50-gallon | DHW_EZ_Sch_1 | 3 | 0.75 | 0 | Gas | Gas | Yes | Yes | Yes | 0 | Misc_Elec_EZ_Sch_1 | 0
3 Occupant_USA_ME_Presque._HPWH_50-gallon | 4 | USA_ME_Presque.Isle.Intl.AP.727130_TMYx.2004-2018 | 0 | 1900 | 1 | 9 | 1.2 | 4-12 (Low-Moderate Slope) | Pre-Defined Construction | Wood-Framed - 2x6 - 24 in OC - R-19 Cavity |  | Pre-Defined Construction | Attic w R49 Cavity and Shingle Roof |  | Pre-Defined Construction | Vented Crawlspace - R19 Cavity Insulation | [6 empty] | 0.388 | 0.4 | No | 0.2 | 0.2 | 0.2 | 0.2 | 7 | Single Speed ASHP (7.5 HSPF2 14.3 SEER2) | Autosize |  |  |  |  | Electric |  |  | 35 | -30 |  |  | 0.075 | 4 | 0.075 | 4 | Heat_EZ_Sch_1 | Cool_EZ_Sch_1 | HPWH_50-gallon | DHW_EZ_Sch_1 | 3 | 0.75 | 0 | Gas | Gas | Yes | Yes | Yes | 0 | Misc_Elec_EZ_Sch_1 | 0
3 Occupant_USA_MI_Detroit-_HPWH_50-gallon | 4 | USA_MI_Detroit-Young.Intl.AP.725375_TMYx.2004-2018 | 0 | 1900 | 1 | 9 | 1.2 | 4-12 (Low-Moderate Slope) | Pre-Defined Construction | Wood-Framed - 2x6 - 24 in OC - R-19 Cavity |  | Pre-Defined Construction | Attic w R49 Cavity and Shingle Roof |  | Pre-Defined Construction | Vented Crawlspace - R19 Cavity Insulation | [6 empty] | 0.388 | 0.4 | No | 0.2 | 0.2 | 0.2 | 0.2 | 7 | Single Speed ASHP (7.5 HSPF2 14.3 SEER2) | Autosize |  |  |  |  | Electric |  |  | 35 | -30 |  |  | 0.075 | 4 | 0.075 | 4 | Heat_EZ_Sch_1 | Cool_EZ_Sch_1 | HPWH_50-gallon | DHW_EZ_Sch_1 | 3 | 0.75 | 0 | Gas | Gas | Yes | Yes | Yes | 0 | Misc_Elec_EZ_Sch_1 | 0
3 Occupant_USA_MI_Houghton_HPWH_50-gallon | 4 | USA_MI_Houghton.Lake-Roscommon.County.AP.726380_TMYx.2004-2018 | 0 | 1900 | 1 | 9 | 1.2 | 4-12 (Low-Moderate Slope) | Pre-Defined Construction | Wood-Framed - 2x6 - 24 in OC - R-19 Cavity |  | Pre-Defined Construction | Attic w R49 Cavity and Shingle Roof |  | Pre-Defined Construction | Vented Crawlspace - R19 Cavity Insulation | [6 empty] | 0.388 | 0.4 | No | 0.2 | 0.2 | 0.2 | 0.2 | 7 | Single Speed ASHP (7.5 HSPF2 14.3 SEER2) | Autosize |  |  |  |  | Electric |  |  | 35 | -30 |  |  | 0.075 | 4 | 0.075 | 4 | Heat_EZ_Sch_1 | Cool_EZ_Sch_1 | HPWH_50-gallon | DHW_EZ_Sch_1 | 3 | 0.75 | 0 | Gas | Gas | Yes | Yes | Yes | 0 | Misc_Elec_EZ_Sch_1 | 0
3 Occupant_USA_MI_Traverse_HPWH_50-gallon | 4 | USA_MI_Traverse.City-Cherry.Capital.AP.726387_TMYx.2004-2018 | 0 | 1900 | 1 | 9 | 1.2 | 4-12 (Low-Moderate Slope) | Pre-Defined Construction | Wood-Framed - 2x6 - 24 in OC - R-19 Cavity |  | Pre-Defined Construction | Attic w R49 Cavity and Shingle Roof |  | Pre-Defined Construction | Vented Crawlspace - R19 Cavity Insulation | [6 empty] | 0.388 | 0.4 | No | 0.2 | 0.2 | 0.2 | 0.2 | 7 | Single Speed ASHP (7.5 HSPF2 14.3 SEER2) | Autosize |  |  |  |  | Electric |  |  | 35 | -30 |  |  | 0.075 | 4 | 0.075 | 4 | Heat_EZ_Sch_1 | Cool_EZ_Sch_1 | HPWH_50-gallon | DHW_EZ_Sch_1 | 3 | 0.75 | 0 | Gas | Gas | Yes | Yes | Yes | 0 | Misc_Elec_EZ_Sch_1 | 0
3 Occupant_USA_MN_Duluth.I_HPWH_50-gallon | 4 | USA_MN_Duluth.Intl.AP-Duluth.ANGB.727450_TMYx.2004-2018 | 0 | 1900 | 1 | 9 | 1.2 | 4-12 (Low-Moderate Slope) | Pre-Defined Construction | Wood-Framed - 2x6 - 24 in OC - R-19 Cavity |  | Pre-Defined Construction | Attic w R49 Cavity and Shingle Roof |  | Pre-Defined Construction | Vented Crawlspace - R19 Cavity Insulation | [6 empty] | 0.388 | 0.4 | No | 0.2 | 0.2 | 0.2 | 0.2 | 7 | Single Speed ASHP (7.5 HSPF2 14.3 SEER2) | Autosize |  |  |  |  | Electric |  |  | 35 | -30 |  |  | 0.075 | 4 | 0.075 | 4 | Heat_EZ_Sch_1 | Cool_EZ_Sch_1 | HPWH_50-gallon | DHW_EZ_Sch_1 | 3 | 0.75 | 0 | Gas | Gas | Yes | Yes | Yes | 0 | Misc_Elec_EZ_Sch_1 | 0
3 Occupant_USA_MN_Minneapo_HPWH_50-gallon | 4 | USA_MN_Minneapolis-St.Paul.Intl.AP.726580_TMYx.2004-2018 | 0 | 1900 | 1 | 9 | 1.2 | 4-12 (Low-Moderate Slope) | Pre-Defined Construction | Wood-Framed - 2x6 - 24 in OC - R-19 Cavity |  | Pre-Defined Construction | Attic w R49 Cavity and Shingle Roof |  | Pre-Defined Construction | Vented Crawlspace - R19 Cavity Insulation | [6 empty] | 0.388 | 0.4 | No | 0.2 | 0.2 | 0.2 | 0.2 | 7 | Single Speed ASHP (7.5 HSPF2 14.3 SEER2) | Autosize |  |  |  |  | Electric |  |  | 35 | -30 |  |  | 0.075 | 4 | 0.075 | 4 | Heat_EZ_Sch_1 | Cool_EZ_Sch_1 | HPWH_50-gallon | DHW_EZ_Sch_1 | 3 | 0.75 | 0 | Gas | Gas | Yes | Yes | Yes | 0 | Misc_Elec_EZ_Sch_1 | 0
3 Occupant_USA_MO_Kansas.C_HPWH_50-gallon | 4 | USA_MO_Kansas.City-Wheeler.Downtown.AP.724463_TMYx.2004-2018 | 0 | 1900 | 1 | 9 | 1.2 | 4-12 (Low-Moderate Slope) | Pre-Defined Construction | Wood-Framed - 2x6 - 24 in OC - R-19 Cavity |  | Pre-Defined Construction | Attic w R49 Cavity and Shingle Roof |  | Pre-Defined Construction | Vented Crawlspace - R19 Cavity Insulation | [6 empty] | 0.388 | 0.4 | No | 0.2 | 0.2 | 0.2 | 0.2 | 7 | Single Speed ASHP (7.5 HSPF2 14.3 SEER2) | Autosize |  |  |  |  | Electric |  |  | 35 | -30 |  |  | 0.075 | 4 | 0.075 | 4 | Heat_EZ_Sch_1 | Cool_EZ_Sch_1 | HPWH_50-gallon | DHW_EZ_Sch_1 | 3 | 0.75 | 0 | Gas | Gas | Yes | Yes | Yes | 0 | Misc_Elec_EZ_Sch_1 | 0
3 Occupant_USA_MO_St.Josep_HPWH_50-gallon | 4 | USA_MO_St.Joseph-Rosecrans.Meml.AP.724490_TMYx.2004-2018 | 0 | 1900 | 1 | 9 | 1.2 | 4-12 (Low-Moderate Slope) | Pre-Defined Construction | Wood-Framed - 2x6 - 24 in OC - R-19 Cavity |  | Pre-Defined Construction | Attic w R49 Cavity and Shingle Roof |  | Pre-Defined Construction | Vented Crawlspace - R19 Cavity Insulation | [6 empty] | 0.388 | 0.4 | No | 0.2 | 0.2 | 0.2 | 0.2 | 7 | Single Speed ASHP (7.5 HSPF2 14.3 SEER2) | Autosize |  |  |  |  | Electric |  |  | 35 | -30 |  |  | 0.075 | 4 | 0.075 | 4 | Heat_EZ_Sch_1 | Cool_EZ_Sch_1 | HPWH_50-gallon | DHW_EZ_Sch_1 | 3 | 0.75 | 0 | Gas | Gas | Yes | Yes | Yes | 0 | Misc_Elec_EZ_Sch_1 | 0
3 Occupant_USA_MS_Gulfport_HPWH_50-gallon | 4 | USA_MS_Gulfport-Biloxi.Intl.AP.747570_TMYx.2004-2018 | 0 | 1900 | 1 | 9 | 1.2 | 4-12 (Low-Moderate Slope) | Pre-Defined Construction | Wood-Framed - 2x6 - 24 in OC - R-19 Cavity |  | Pre-Defined Construction | Attic w R49 Cavity and Shingle Roof |  | Pre-Defined Construction | Vented Crawlspace - R19 Cavity Insulation | [6 empty] | 0.388 | 0.4 | No | 0.2 | 0.2 | 0.2 | 0.2 | 7 | Single Speed ASHP (7.5 HSPF2 14.3 SEER2) | Autosize |  |  |  |  | Electric |  |  | 35 | -30 |  |  | 0.075 | 4 | 0.075 | 4 | Heat_EZ_Sch_1 | Cool_EZ_Sch_1 | HPWH_50-gallon | DHW_EZ_Sch_1 | 3 | 0.75 | 0 | Gas | Gas | Yes | Yes | Yes | 0 | Misc_Elec_EZ_Sch_1 | 0
3 Occupant_USA_MS_Jackson-_HPWH_50-gallon | 4 | USA_MS_Jackson-Evers.Intl.AP.722350_TMYx.2004-2018 | 0 | 1900 | 1 | 9 | 1.2 | 4-12 (Low-Moderate Slope) | Pre-Defined Construction | Wood-Framed - 2x6 - 24 in OC - R-19 Cavity |  | Pre-Defined Construction | Attic w R49 Cavity and Shingle Roof |  | Pre-Defined Construction | Vented Crawlspace - R19 Cavity Insulation | [6 empty] | 0.388 | 0.4 | No | 0.2 | 0.2 | 0.2 | 0.2 | 7 | Single Speed ASHP (7.5 HSPF2 14.3 SEER2) | Autosize |  |  |  |  | Electric |  |  | 35 | -30 |  |  | 0.075 | 4 | 0.075 | 4 | Heat_EZ_Sch_1 | Cool_EZ_Sch_1 | HPWH_50-gallon | DHW_EZ_Sch_1 | 3 | 0.75 | 0 | Gas | Gas | Yes | Yes | Yes | 0 | Misc_Elec_EZ_Sch_1 | 0
3 Occupant_USA_MT_Billings_HPWH_50-gallon | 4 | USA_MT_Billings.Logan.Intl.AP.726770_TMYx.2004-2018 | 0 | 1900 | 1 | 9 | 1.2 | 4-12 (Low-Moderate Slope) | Pre-Defined Construction | Wood-Framed - 2x6 - 24 in OC - R-19 Cavity |  | Pre-Defined Construction | Attic w R49 Cavity and Shingle Roof |  | Pre-Defined Construction | Vented Crawlspace - R19 Cavity Insulation | [6 empty] | 0.388 | 0.4 | No | 0.2 | 0.2 | 0.2 | 0.2 | 7 | Single Speed ASHP (7.5 HSPF2 14.3 SEER2) | Autosize |  |  |  |  | Electric |  |  | 35 | -30 |  |  | 0.075 | 4 | 0.075 | 4 | Heat_EZ_Sch_1 | Cool_EZ_Sch_1 | HPWH_50-gallon | DHW_EZ_Sch_1 | 3 | 0.75 | 0 | Gas | Gas | Yes | Yes | Yes | 0 | Misc_Elec_EZ_Sch_1 | 0
3 Occupant_USA_NC_Charlott_HPWH_50-gallon | 4 | USA_NC_Charlotte.Douglas.Intl.AP.723140_TMYx.2004-2018 | 0 | 1900 | 1 | 9 | 1.2 | 4-12 (Low-Moderate Slope) | Pre-Defined Construction | Wood-Framed - 2x6 - 24 in OC - R-19 Cavity |  | Pre-Defined Construction | Attic w R49 Cavity and Shingle Roof |  | Pre-Defined Construction | Vented Crawlspace - R19 Cavity Insulation | [6 empty] | 0.388 | 0.4 | No | 0.2 | 0.2 | 0.2 | 0.2 | 7 | Single Speed ASHP (7.5 HSPF2 14.3 SEER2) | Autosize |  |  |  |  | Electric |  |  | 35 | -30 |  |  | 0.075 | 4 | 0.075 | 4 | Heat_EZ_Sch_1 | Cool_EZ_Sch_1 | HPWH_50-gallon | DHW_EZ_Sch_1 | 3 | 0.75 | 0 | Gas | Gas | Yes | Yes | Yes | 0 | Misc_Elec_EZ_Sch_1 | 0
3 Occupant_USA_NC_Raleigh-_HPWH_50-gallon | 4 | USA_NC_Raleigh-Durham.Intl.AP.723060_TMYx.2004-2018 | 0 | 1900 | 1 | 9 | 1.2 | 4-12 (Low-Moderate Slope) | Pre-Defined Construction | Wood-Framed - 2x6 - 24 in OC - R-19 Cavity |  | Pre-Defined Construction | Attic w R49 Cavity and Shingle Roof |  | Pre-Defined Construction | Vented Crawlspace - R19 Cavity Insulation | [6 empty] | 0.388 | 0.4 | No | 0.2 | 0.2 | 0.2 | 0.2 | 7 | Single Speed ASHP (7.5 HSPF2 14.3 SEER2) | Autosize |  |  |  |  | Electric |  |  | 35 | -30 |  |  | 0.075 | 4 | 0.075 | 4 | Heat_EZ_Sch_1 | Cool_EZ_Sch_1 | HPWH_50-gallon | DHW_EZ_Sch_1 | 3 | 0.75 | 0 | Gas | Gas | Yes | Yes | Yes | 0 | Misc_Elec_EZ_Sch_1 | 0
3 Occupant_USA_ND_Bismarck_HPWH_50-gallon | 4 | USA_ND_Bismarck.Muni.AP.727640_TMYx.2004-2018 | 0 | 1900 | 1 | 9 | 1.2 | 4-12 (Low-Moderate Slope) | Pre-Defined Construction | Wood-Framed - 2x6 - 24 in OC - R-19 Cavity |  | Pre-Defined Construction | Attic w R49 Cavity and Shingle Roof |  | Pre-Defined Construction | Vented Crawlspace - R19 Cavity Insulation | [6 empty] | 0.388 | 0.4 | No | 0.2 | 0.2 | 0.2 | 0.2 | 7 | Single Speed ASHP (7.5 HSPF2 14.3 SEER2) | Autosize |  |  |  |  | Electric |  |  | 35 | -30 |  |  | 0.075 | 4 | 0.075 | 4 | Heat_EZ_Sch_1 | Cool_EZ_Sch_1 | HPWH_50-gallon | DHW_EZ_Sch_1 | 3 | 0.75 | 0 | Gas | Gas | Yes | Yes | Yes | 0 | Misc_Elec_EZ_Sch_1 | 0
3 Occupant_USA_ND_Fargo-He_HPWH_50-gallon | 4 | USA_ND_Fargo-Hector.Intl.AP.727530_TMYx.2004-2018 | 0 | 1900 | 1 | 9 | 1.2 | 4-12 (Low-Moderate Slope) | Pre-Defined Construction | Wood-Framed - 2x6 - 24 in OC - R-19 Cavity |  | Pre-Defined Construction | Attic w R49 Cavity and Shingle Roof |  | Pre-Defined Construction | Vented Crawlspace - R19 Cavity Insulation | [6 empty] | 0.388 | 0.4 | No | 0.2 | 0.2 | 0.2 | 0.2 | 7 | Single Speed ASHP (7.5 HSPF2 14.3 SEER2) | Autosize |  |  |  |  | Electric |  |  | 35 | -30 |  |  | 0.075 | 4 | 0.075 | 4 | Heat_EZ_Sch_1 | Cool_EZ_Sch_1 | HPWH_50-gallon | DHW_EZ_Sch_1 | 3 | 0.75 | 0 | Gas | Gas | Yes | Yes | Yes | 0 | Misc_Elec_EZ_Sch_1 | 0
3 Occupant_USA_NE_Omaha-Mi_HPWH_50-gallon | 4 | USA_NE_Omaha-Millard.AP.720308_TMYx.2004-2018 | 0 | 1900 | 1 | 9 | 1.2 | 4-12 (Low-Moderate Slope) | Pre-Defined Construction | Wood-Framed - 2x6 - 24 in OC - R-19 Cavity |  | Pre-Defined Construction | Attic w R49 Cavity and Shingle Roof |  | Pre-Defined Construction | Vented Crawlspace - R19 Cavity Insulation | [6 empty] | 0.388 | 0.4 | No | 0.2 | 0.2 | 0.2 | 0.2 | 7 | Single Speed ASHP (7.5 HSPF2 14.3 SEER2) | Autosize |  |  |  |  | Electric |  |  | 35 | -30 |  |  | 0.075 | 4 | 0.075 | 4 | Heat_EZ_Sch_1 | Cool_EZ_Sch_1 | HPWH_50-gallon | DHW_EZ_Sch_1 | 3 | 0.75 | 0 | Gas | Gas | Yes | Yes | Yes | 0 | Misc_Elec_EZ_Sch_1 | 0
3 Occupant_USA_NH_Concord._HPWH_50-gallon | 4 | USA_NH_Concord.Muni.AP.726050_TMYx.2004-2018 | 0 | 1900 | 1 | 9 | 1.2 | 4-12 (Low-Moderate Slope) | Pre-Defined Construction | Wood-Framed - 2x6 - 24 in OC - R-19 Cavity |  | Pre-Defined Construction | Attic w R49 Cavity and Shingle Roof |  | Pre-Defined Construction | Vented Crawlspace - R19 Cavity Insulation | [6 empty] | 0.388 | 0.4 | No | 0.2 | 0.2 | 0.2 | 0.2 | 7 | Single Speed ASHP (7.5 HSPF2 14.3 SEER2) | Autosize |  |  |  |  | Electric |  |  | 35 | -30 |  |  | 0.075 | 4 | 0.075 | 4 | Heat_EZ_Sch_1 | Cool_EZ_Sch_1 | HPWH_50-gallon | DHW_EZ_Sch_1 | 3 | 0.75 | 0 | Gas | Gas | Yes | Yes | Yes | 0 | Misc_Elec_EZ_Sch_1 | 0
3 Occupant_USA_NH_Manchest_HPWH_50-gallon | 4 | USA_NH_Manchester-Boston.Rgnl.AP.743945_TMYx.2004-2018 | 0 | 1900 | 1 | 9 | 1.2 | 4-12 (Low-Moderate Slope) | Pre-Defined Construction | Wood-Framed - 2x6 - 24 in OC - R-19 Cavity |  | Pre-Defined Construction | Attic w R49 Cavity and Shingle Roof |  | Pre-Defined Construction | Vented Crawlspace - R19 Cavity Insulation | [6 empty] | 0.388 | 0.4 | No | 0.2 | 0.2 | 0.2 | 0.2 | 7 | Single Speed ASHP (7.5 HSPF2 14.3 SEER2) | Autosize |  |  |  |  | Electric |  |  | 35 | -30 |  |  | 0.075 | 4 | 0.075 | 4 | Heat_EZ_Sch_1 | Cool_EZ_Sch_1 | HPWH_50-gallon | DHW_EZ_Sch_1 | 3 | 0.75 | 0 | Gas | Gas | Yes | Yes | Yes | 0 | Misc_Elec_EZ_Sch_1 | 0
3 Occupant_USA_NJ_Newark.L_HPWH_50-gallon | 4 | USA_NJ_Newark.Liberty.Intl.AP.725020_TMYx.2004-2018 | 0 | 1900 | 1 | 9 | 1.2 | 4-12 (Low-Moderate Slope) | Pre-Defined Construction | Wood-Framed - 2x6 - 24 in OC - R-19 Cavity |  | Pre-Defined Construction | Attic w R49 Cavity and Shingle Roof |  | Pre-Defined Construction | Vented Crawlspace - R19 Cavity Insulation | [6 empty] | 0.388 | 0.4 | No | 0.2 | 0.2 | 0.2 | 0.2 | 7 | Single Speed ASHP (7.5 HSPF2 14.3 SEER2) | Autosize |  |  |  |  | Electric |  |  | 35 | -30 |  |  | 0.075 | 4 | 0.075 | 4 | Heat_EZ_Sch_1 | Cool_EZ_Sch_1 | HPWH_50-gallon | DHW_EZ_Sch_1 | 3 | 0.75 | 0 | Gas | Gas | Yes | Yes | Yes | 0 | Misc_Elec_EZ_Sch_1 | 0
3 Occupant_USA_NJ_Trenton-_HPWH_50-gallon | 4 | USA_NJ_Trenton-Mercer.AP.724095_TMYx.2004-2018 | 0 | 1900 | 1 | 9 | 1.2 | 4-12 (Low-Moderate Slope) | Pre-Defined Construction | Wood-Framed - 2x6 - 24 in OC - R-19 Cavity |  | Pre-Defined Construction | Attic w R49 Cavity and Shingle Roof |  | Pre-Defined Construction | Vented Crawlspace - R19 Cavity Insulation | [6 empty] | 0.388 | 0.4 | No | 0.2 | 0.2 | 0.2 | 0.2 | 7 | Single Speed ASHP (7.5 HSPF2 14.3 SEER2) | Autosize |  |  |  |  | Electric |  |  | 35 | -30 |  |  | 0.075 | 4 | 0.075 | 4 | Heat_EZ_Sch_1 | Cool_EZ_Sch_1 | HPWH_50-gallon | DHW_EZ_Sch_1 | 3 | 0.75 | 0 | Gas | Gas | Yes | Yes | Yes | 0 | Misc_Elec_EZ_Sch_1 | 0
3 Occupant_USA_NM_Albuquer_HPWH_50-gallon | 4 | USA_NM_Albuquerque.Intl.Sunport.723650_TMYx.2004-2018 | 0 | 1900 | 1 | 9 | 1.2 | 4-12 (Low-Moderate Slope) | Pre-Defined Construction | Wood-Framed - 2x6 - 24 in OC - R-19 Cavity |  | Pre-Defined Construction | Attic w R49 Cavity and Shingle Roof |  | Pre-Defined Construction | Vented Crawlspace - R19 Cavity Insulation | [6 empty] | 0.388 | 0.4 | No | 0.2 | 0.2 | 0.2 | 0.2 | 7 | Single Speed ASHP (7.5 HSPF2 14.3 SEER2) | Autosize |  |  |  |  | Electric |  |  | 35 | -30 |  |  | 0.075 | 4 | 0.075 | 4 | Heat_EZ_Sch_1 | Cool_EZ_Sch_1 | HPWH_50-gallon | DHW_EZ_Sch_1 | 3 | 0.75 | 0 | Gas | Gas | Yes | Yes | Yes | 0 | Misc_Elec_EZ_Sch_1 | 0
3 Occupant_USA_NM_Las.Cruc_HPWH_50-gallon | 4 | USA_NM_Las.Cruces.Intl.AP.722695_TMYx.2004-2018 | 0 | 1900 | 1 | 9 | 1.2 | 4-12 (Low-Moderate Slope) | Pre-Defined Construction | Wood-Framed - 2x6 - 24 in OC - R-19 Cavity |  | Pre-Defined Construction | Attic w R49 Cavity and Shingle Roof |  | Pre-Defined Construction | Vented Crawlspace - R19 Cavity Insulation | [6 empty] | 0.388 | 0.4 | No | 0.2 | 0.2 | 0.2 | 0.2 | 7 | Single Speed ASHP (7.5 HSPF2 14.3 SEER2) | Autosize |  |  |  |  | Electric |  |  | 35 | -30 |  |  | 0.075 | 4 | 0.075 | 4 | Heat_EZ_Sch_1 | Cool_EZ_Sch_1 | HPWH_50-gallon | DHW_EZ_Sch_1 | 3 | 0.75 | 0 | Gas | Gas | Yes | Yes | Yes | 0 | Misc_Elec_EZ_Sch_1 | 0
3 Occupant_USA_NM_Santa.Fe_HPWH_50-gallon | 4 | USA_NM_Santa.Fe.Muni.AP.723656_TMYx.2004-2018 | 0 | 1900 | 1 | 9 | 1.2 | 4-12 (Low-Moderate Slope) | Pre-Defined Construction | Wood-Framed - 2x6 - 24 in OC - R-19 Cavity |  | Pre-Defined Construction | Attic w R49 Cavity and Shingle Roof |  | Pre-Defined Construction | Vented Crawlspace - R19 Cavity Insulation | [6 empty] | 0.388 | 0.4 | No | 0.2 | 0.2 | 0.2 | 0.2 | 7 | Single Speed ASHP (7.5 HSPF2 14.3 SEER2) | Autosize |  |  |  |  | Electric |  |  | 35 | -30 |  |  | 0.075 | 4 | 0.075 | 4 | Heat_EZ_Sch_1 | Cool_EZ_Sch_1 | HPWH_50-gallon | DHW_EZ_Sch_1 | 3 | 0.75 | 0 | Gas | Gas | Yes | Yes | Yes | 0 | Misc_Elec_EZ_Sch_1 | 0
3 Occupant_USA_NV_Las.Vega_HPWH_50-gallon | 4 | USA_NV_Las.Vegas-McCarran.Intl.AP.723860_TMYx.2004-2018 | 0 | 1900 | 1 | 9 | 1.2 | 4-12 (Low-Moderate Slope) | Pre-Defined Construction | Wood-Framed - 2x6 - 24 in OC - R-19 Cavity |  | Pre-Defined Construction | Attic w R49 Cavity and Shingle Roof |  | Pre-Defined Construction | Vented Crawlspace - R19 Cavity Insulation | [6 empty] | 0.388 | 0.4 | No | 0.2 | 0.2 | 0.2 | 0.2 | 7 | Single Speed ASHP (7.5 HSPF2 14.3 SEER2) | Autosize |  |  |  |  | Electric |  |  | 35 | -30 |  |  | 0.075 | 4 | 0.075 | 4 | Heat_EZ_Sch_1 | Cool_EZ_Sch_1 | HPWH_50-gallon | DHW_EZ_Sch_1 | 3 | 0.75 | 0 | Gas | Gas | Yes | Yes | Yes | 0 | Misc_Elec_EZ_Sch_1 | 0
3 Occupant_USA_NV_Reno-Tah_HPWH_50-gallon | 4 | USA_NV_Reno-Tahoe.Intl.AP.724880_TMYx.2004-2018 | 0 | 1900 | 1 | 9 | 1.2 | 4-12 (Low-Moderate Slope) | Pre-Defined Construction | Wood-Framed - 2x6 - 24 in OC - R-19 Cavity |  | Pre-Defined Construction | Attic w R49 Cavity and Shingle Roof |  | Pre-Defined Construction | Vented Crawlspace - R19 Cavity Insulation | [6 empty] | 0.388 | 0.4 | No | 0.2 | 0.2 | 0.2 | 0.2 | 7 | Single Speed ASHP (7.5 HSPF2 14.3 SEER2) | Autosize |  |  |  |  | Electric |  |  | 35 | -30 |  |  | 0.075 | 4 | 0.075 | 4 | Heat_EZ_Sch_1 | Cool_EZ_Sch_1 | HPWH_50-gallon | DHW_EZ_Sch_1 | 3 | 0.75 | 0 | Gas | Gas | Yes | Yes | Yes | 0 | Misc_Elec_EZ_Sch_1 | 0
3 Occupant_USA_NY_Buffalo._HPWH_50-gallon | 4 | USA_NY_Buffalo.Niagara.Intl.AP.725280_TMYx.2004-2018 | 0 | 1900 | 1 | 9 | 1.2 | 4-12 (Low-Moderate Slope) | Pre-Defined Construction | Wood-Framed - 2x6 - 24 in OC - R-19 Cavity |  | Pre-Defined Construction | Attic w R49 Cavity and Shingle Roof |  | Pre-Defined Construction | Vented Crawlspace - R19 Cavity Insulation | [6 empty] | 0.388 | 0.4 | No | 0.2 | 0.2 | 0.2 | 0.2 | 7 | Single Speed ASHP (7.5 HSPF2 14.3 SEER2) | Autosize |  |  |  |  | Electric |  |  | 35 | -30 |  |  | 0.075 | 4 | 0.075 | 4 | Heat_EZ_Sch_1 | Cool_EZ_Sch_1 | HPWH_50-gallon | DHW_EZ_Sch_1 | 3 | 0.75 | 0 | Gas | Gas | Yes | Yes | Yes | 0 | Misc_Elec_EZ_Sch_1 | 0
3 Occupant_USA_NY_New.York_HPWH_50-gallon | 4 | USA_NY_New.York-Kennedy.Intl.AP.744860_TMYx.2004-2018 | 0 | 1900 | 1 | 9 | 1.2 | 4-12 (Low-Moderate Slope) | Pre-Defined Construction | Wood-Framed - 2x6 - 24 in OC - R-19 Cavity |  | Pre-Defined Construction | Attic w R49 Cavity and Shingle Roof |  | Pre-Defined Construction | Vented Crawlspace - R19 Cavity Insulation | [6 empty] | 0.388 | 0.4 | No | 0.2 | 0.2 | 0.2 | 0.2 | 7 | Single Speed ASHP (7.5 HSPF2 14.3 SEER2) | Autosize |  |  |  |  | Electric |  |  | 35 | -30 |  |  | 0.075 | 4 | 0.075 | 4 | Heat_EZ_Sch_1 | Cool_EZ_Sch_1 | HPWH_50-gallon | DHW_EZ_Sch_1 | 3 | 0.75 | 0 | Gas | Gas | Yes | Yes | Yes | 0 | Misc_Elec_EZ_Sch_1 | 0
3 Occupant_USA_NY_Syracuse_HPWH_50-gallon | 4 | USA_NY_Syracuse.Hancock.Intl.AP.725190_TMYx.2004-2018 | 0 | 1900 | 1 | 9 | 1.2 | 4-12 (Low-Moderate Slope) | Pre-Defined Construction | Wood-Framed - 2x6 - 24 in OC - R-19 Cavity |  | Pre-Defined Construction | Attic w R49 Cavity and Shingle Roof |  | Pre-Defined Construction | Vented Crawlspace - R19 Cavity Insulation | [6 empty] | 0.388 | 0.4 | No | 0.2 | 0.2 | 0.2 | 0.2 | 7 | Single Speed ASHP (7.5 HSPF2 14.3 SEER2) | Autosize |  |  |  |  | Electric |  |  | 35 | -30 |  |  | 0.075 | 4 | 0.075 | 4 | Heat_EZ_Sch_1 | Cool_EZ_Sch_1 | HPWH_50-gallon | DHW_EZ_Sch_1 | 3 | 0.75 | 0 | Gas | Gas | Yes | Yes | Yes | 0 | Misc_Elec_EZ_Sch_1 | 0
3 Occupant_USA_OH_Cincinna_HPWH_50-gallon | 4 | USA_OH_Cincinnati.Muni.AP-Lunken.Field.724297_TMYx.2004-2018 | 0 | 1900 | 1 | 9 | 1.2 | 4-12 (Low-Moderate Slope) | Pre-Defined Construction | Wood-Framed - 2x6 - 24 in OC - R-19 Cavity |  | Pre-Defined Construction | Attic w R49 Cavity and Shingle Roof |  | Pre-Defined Construction | Vented Crawlspace - R19 Cavity Insulation | [6 empty] | 0.388 | 0.4 | No | 0.2 | 0.2 | 0.2 | 0.2 | 7 | Single Speed ASHP (7.5 HSPF2 14.3 SEER2) | Autosize |  |  |  |  | Electric |  |  | 35 | -30 |  |  | 0.075 | 4 | 0.075 | 4 | Heat_EZ_Sch_1 | Cool_EZ_Sch_1 | HPWH_50-gallon | DHW_EZ_Sch_1 | 3 | 0.75 | 0 | Gas | Gas | Yes | Yes | Yes | 0 | Misc_Elec_EZ_Sch_1 | 0
3 Occupant_USA_OH_Columbus_HPWH_50-gallon | 4 | USA_OH_Columbus-Glenn.Columbus.Intl.AP.724280_TMYx.2004-2018 | 0 | 1900 | 1 | 9 | 1.2 | 4-12 (Low-Moderate Slope) | Pre-Defined Construction | Wood-Framed - 2x6 - 24 in OC - R-19 Cavity |  | Pre-Defined Construction | Attic w R49 Cavity and Shingle Roof |  | Pre-Defined Construction | Vented Crawlspace - R19 Cavity Insulation | [6 empty] | 0.388 | 0.4 | No | 0.2 | 0.2 | 0.2 | 0.2 | 7 | Single Speed ASHP (7.5 HSPF2 14.3 SEER2) | Autosize |  |  |  |  | Electric |  |  | 35 | -30 |  |  | 0.075 | 4 | 0.075 | 4 | Heat_EZ_Sch_1 | Cool_EZ_Sch_1 | HPWH_50-gallon | DHW_EZ_Sch_1 | 3 | 0.75 | 0 | Gas | Gas | Yes | Yes | Yes | 0 | Misc_Elec_EZ_Sch_1 | 0
3 Occupant_USA_OK_Oklahoma_HPWH_50-gallon | 4 | USA_OK_Oklahoma.City-Post.AP.723544_TMYx.2004-2018 | 0 | 1900 | 1 | 9 | 1.2 | 4-12 (Low-Moderate Slope) | Pre-Defined Construction | Wood-Framed - 2x6 - 24 in OC - R-19 Cavity |  | Pre-Defined Construction | Attic w R49 Cavity and Shingle Roof |  | Pre-Defined Construction | Vented Crawlspace - R19 Cavity Insulation | [6 empty] | 0.388 | 0.4 | No | 0.2 | 0.2 | 0.2 | 0.2 | 7 | Single Speed ASHP (7.5 HSPF2 14.3 SEER2) | Autosize |  |  |  |  | Electric |  |  | 35 | -30 |  |  | 0.075 | 4 | 0.075 | 4 | Heat_EZ_Sch_1 | Cool_EZ_Sch_1 | HPWH_50-gallon | DHW_EZ_Sch_1 | 3 | 0.75 | 0 | Gas | Gas | Yes | Yes | Yes | 0 | Misc_Elec_EZ_Sch_1 | 0
3 Occupant_USA_OR_Portland_HPWH_50-gallon | 4 | USA_OR_Portland.Intl.AP.726980_TMYx.2004-2018 | 0 | 1900 | 1 | 9 | 1.2 | 4-12 (Low-Moderate Slope) | Pre-Defined Construction | Wood-Framed - 2x6 - 24 in OC - R-19 Cavity |  | Pre-Defined Construction | Attic w R49 Cavity and Shingle Roof |  | Pre-Defined Construction | Vented Crawlspace - R19 Cavity Insulation | [6 empty] | 0.388 | 0.4 | No | 0.2 | 0.2 | 0.2 | 0.2 | 7 | Single Speed ASHP (7.5 HSPF2 14.3 SEER2) | Autosize |  |  |  |  | Electric |  |  | 35 | -30 |  |  | 0.075 | 4 | 0.075 | 4 | Heat_EZ_Sch_1 | Cool_EZ_Sch_1 | HPWH_50-gallon | DHW_EZ_Sch_1 | 3 | 0.75 | 0 | Gas | Gas | Yes | Yes | Yes | 0 | Misc_Elec_EZ_Sch_1 | 0
3 Occupant_USA_OR_Redmond._HPWH_50-gallon | 4 | USA_OR_Redmond.Muni.AP-Roberts.Field.726920_TMYx.2004-2018 | 0 | 1900 | 1 | 9 | 1.2 | 4-12 (Low-Moderate Slope) | Pre-Defined Construction | Wood-Framed - 2x6 - 24 in OC - R-19 Cavity |  | Pre-Defined Construction | Attic w R49 Cavity and Shingle Roof |  | Pre-Defined Construction | Vented Crawlspace - R19 Cavity Insulation | [6 empty] | 0.388 | 0.4 | No | 0.2 | 0.2 | 0.2 | 0.2 | 7 | Single Speed ASHP (7.5 HSPF2 14.3 SEER2) | Autosize |  |  |  |  | Electric |  |  | 35 | -30 |  |  | 0.075 | 4 | 0.075 | 4 | Heat_EZ_Sch_1 | Cool_EZ_Sch_1 | HPWH_50-gallon | DHW_EZ_Sch_1 | 3 | 0.75 | 0 | Gas | Gas | Yes | Yes | Yes | 0 | Misc_Elec_EZ_Sch_1 | 0
3 Occupant_USA_PA_Bradford_HPWH_50-gallon | 4 | USA_PA_Bradford.Rgnl.AP.725266_TMYx.2004-2018 | 0 | 1900 | 1 | 9 | 1.2 | 4-12 (Low-Moderate Slope) | Pre-Defined Construction | Wood-Framed - 2x6 - 24 in OC - R-19 Cavity |  | Pre-Defined Construction | Attic w R49 Cavity and Shingle Roof |  | Pre-Defined Construction | Vented Crawlspace - R19 Cavity Insulation | [6 empty] | 0.388 | 0.4 | No | 0.2 | 0.2 | 0.2 | 0.2 | 7 | Single Speed ASHP (7.5 HSPF2 14.3 SEER2) | Autosize |  |  |  |  | Electric |  |  | 35 | -30 |  |  | 0.075 | 4 | 0.075 | 4 | Heat_EZ_Sch_1 | Cool_EZ_Sch_1 | HPWH_50-gallon | DHW_EZ_Sch_1 | 3 | 0.75 | 0 | Gas | Gas | Yes | Yes | Yes | 0 | Misc_Elec_EZ_Sch_1 | 0
3 Occupant_USA_PA_Philadel_HPWH_50-gallon | 4 | USA_PA_Philadelphia.Intl.AP.724080_TMYx.2004-2018 | 0 | 1900 | 1 | 9 | 1.2 | 4-12 (Low-Moderate Slope) | Pre-Defined Construction | Wood-Framed - 2x6 - 24 in OC - R-19 Cavity |  | Pre-Defined Construction | Attic w R49 Cavity and Shingle Roof |  | Pre-Defined Construction | Vented Crawlspace - R19 Cavity Insulation | [6 empty] | 0.388 | 0.4 | No | 0.2 | 0.2 | 0.2 | 0.2 | 7 | Single Speed ASHP (7.5 HSPF2 14.3 SEER2) | Autosize |  |  |  |  | Electric |  |  | 35 | -30 |  |  | 0.075 | 4 | 0.075 | 4 | Heat_EZ_Sch_1 | Cool_EZ_Sch_1 | HPWH_50-gallon | DHW_EZ_Sch_1 | 3 | 0.75 | 0 | Gas | Gas | Yes | Yes | Yes | 0 | Misc_Elec_EZ_Sch_1 | 0
3 Occupant_USA_PA_Pittsbur_HPWH_50-gallon | 4 | USA_PA_Pittsburgh.Intl.AP.725200_TMYx.2004-2018 | 0 | 1900 | 1 | 9 | 1.2 | 4-12 (Low-Moderate Slope) | Pre-Defined Construction | Wood-Framed - 2x6 - 24 in OC - R-19 Cavity |  | Pre-Defined Construction | Attic w R49 Cavity and Shingle Roof |  | Pre-Defined Construction | Vented Crawlspace - R19 Cavity Insulation | [6 empty] | 0.388 | 0.4 | No | 0.2 | 0.2 | 0.2 | 0.2 | 7 | Single Speed ASHP (7.5 HSPF2 14.3 SEER2) | Autosize |  |  |  |  | Electric |  |  | 35 | -30 |  |  | 0.075 | 4 | 0.075 | 4 | Heat_EZ_Sch_1 | Cool_EZ_Sch_1 | HPWH_50-gallon | DHW_EZ_Sch_1 | 3 | 0.75 | 0 | Gas | Gas | Yes | Yes | Yes | 0 | Misc_Elec_EZ_Sch_1 | 0
3 Occupant_USA_RI_Providen_HPWH_50-gallon | 4 | USA_RI_Providence-Green.Intl.State.AP.725070_TMYx.2004-2018 | 0 | 1900 | 1 | 9 | 1.2 | 4-12 (Low-Moderate Slope) | Pre-Defined Construction | Wood-Framed - 2x6 - 24 in OC - R-19 Cavity |  | Pre-Defined Construction | Attic w R49 Cavity and Shingle Roof |  | Pre-Defined Construction | Vented Crawlspace - R19 Cavity Insulation | [6 empty] | 0.388 | 0.4 | No | 0.2 | 0.2 | 0.2 | 0.2 | 7 | Single Speed ASHP (7.5 HSPF2 14.3 SEER2) | Autosize |  |  |  |  | Electric |  |  | 35 | -30 |  |  | 0.075 | 4 | 0.075 | 4 | Heat_EZ_Sch_1 | Cool_EZ_Sch_1 | HPWH_50-gallon | DHW_EZ_Sch_1 | 3 | 0.75 | 0 | Gas | Gas | Yes | Yes | Yes | 0 | Misc_Elec_EZ_Sch_1 | 0
3 Occupant_USA_SC_JB.Charl_HPWH_50-gallon | 4 | USA_SC_JB.Charleston-Charleston.Intl.AP.722080_TMYx.2004-2018 | 0 | 1900 | 1 | 9 | 1.2 | 4-12 (Low-Moderate Slope) | Pre-Defined Construction | Wood-Framed - 2x6 - 24 in OC - R-19 Cavity |  | Pre-Defined Construction | Attic w R49 Cavity and Shingle Roof |  | Pre-Defined Construction | Vented Crawlspace - R19 Cavity Insulation | [6 empty] | 0.388 | 0.4 | No | 0.2 | 0.2 | 0.2 | 0.2 | 7 | Single Speed ASHP (7.5 HSPF2 14.3 SEER2) | Autosize |  |  |  |  | Electric |  |  | 35 | -30 |  |  | 0.075 | 4 | 0.075 | 4 | Heat_EZ_Sch_1 | Cool_EZ_Sch_1 | HPWH_50-gallon | DHW_EZ_Sch_1 | 3 | 0.75 | 0 | Gas | Gas | Yes | Yes | Yes | 0 | Misc_Elec_EZ_Sch_1 | 0
3 Occupant_USA_SC_Columbia_HPWH_50-gallon | 4 | USA_SC_Columbia.Metro.AP.723100_TMYx.2004-2018 | 0 | 1900 | 1 | 9 | 1.2 | 4-12 (Low-Moderate Slope) | Pre-Defined Construction | Wood-Framed - 2x6 - 24 in OC - R-19 Cavity |  | Pre-Defined Construction | Attic w R49 Cavity and Shingle Roof |  | Pre-Defined Construction | Vented Crawlspace - R19 Cavity Insulation | [6 empty] | 0.388 | 0.4 | No | 0.2 | 0.2 | 0.2 | 0.2 | 7 | Single Speed ASHP (7.5 HSPF2 14.3 SEER2) | Autosize |  |  |  |  | Electric |  |  | 35 | -30 |  |  | 0.075 | 4 | 0.075 | 4 | Heat_EZ_Sch_1 | Cool_EZ_Sch_1 | HPWH_50-gallon | DHW_EZ_Sch_1 | 3 | 0.75 | 0 | Gas | Gas | Yes | Yes | Yes | 0 | Misc_Elec_EZ_Sch_1 | 0
3 Occupant_USA_SD_Yankton-_HPWH_50-gallon | 4 | USA_SD_Yankton-Gurney.Muni.AP.726525_TMYx.2004-2018 | 0 | 1900 | 1 | 9 | 1.2 | 4-12 (Low-Moderate Slope) | Pre-Defined Construction | Wood-Framed - 2x6 - 24 in OC - R-19 Cavity |  | Pre-Defined Construction | Attic w R49 Cavity and Shingle Roof |  | Pre-Defined Construction | Vented Crawlspace - R19 Cavity Insulation | [6 empty] | 0.388 | 0.4 | No | 0.2 | 0.2 | 0.2 | 0.2 | 7 | Single Speed ASHP (7.5 HSPF2 14.3 SEER2) | Autosize |  |  |  |  | Electric |  |  | 35 | -30 |  |  | 0.075 | 4 | 0.075 | 4 | Heat_EZ_Sch_1 | Cool_EZ_Sch_1 | HPWH_50-gallon | DHW_EZ_Sch_1 | 3 | 0.75 | 0 | Gas | Gas | Yes | Yes | Yes | 0 | Misc_Elec_EZ_Sch_1 | 0
3 Occupant_USA_SD_Sioux.Fa_HPWH_50-gallon | 4 | USA_SD_Sioux.Falls.Rgnl.AP-Foss.Field.726510_TMYx.2004-2018 | 0 | 1900 | 1 | 9 | 1.2 | 4-12 (Low-Moderate Slope) | Pre-Defined Construction | Wood-Framed - 2x6 - 24 in OC - R-19 Cavity |  | Pre-Defined Construction | Attic w R49 Cavity and Shingle Roof |  | Pre-Defined Construction | Vented Crawlspace - R19 Cavity Insulation | [6 empty] | 0.388 | 0.4 | No | 0.2 | 0.2 | 0.2 | 0.2 | 7 | Single Speed ASHP (7.5 HSPF2 14.3 SEER2) | Autosize |  |  |  |  | Electric |  |  | 35 | -30 |  |  | 0.075 | 4 | 0.075 | 4 | Heat_EZ_Sch_1 | Cool_EZ_Sch_1 | HPWH_50-gallon | DHW_EZ_Sch_1 | 3 | 0.75 | 0 | Gas | Gas | Yes | Yes | Yes | 0 | Misc_Elec_EZ_Sch_1 | 0
3 Occupant_USA_TN_Memphis._HPWH_50-gallon | 4 | USA_TN_Memphis.Intl.AP.723340_TMYx.2004-2018 | 0 | 1900 | 1 | 9 | 1.2 | 4-12 (Low-Moderate Slope) | Pre-Defined Construction | Wood-Framed - 2x6 - 24 in OC - R-19 Cavity |  | Pre-Defined Construction | Attic w R49 Cavity and Shingle Roof |  | Pre-Defined Construction | Vented Crawlspace - R19 Cavity Insulation | [6 empty] | 0.388 | 0.4 | No | 0.2 | 0.2 | 0.2 | 0.2 | 7 | Single Speed ASHP (7.5 HSPF2 14.3 SEER2) | Autosize |  |  |  |  | Electric |  |  | 35 | -30 |  |  | 0.075 | 4 | 0.075 | 4 | Heat_EZ_Sch_1 | Cool_EZ_Sch_1 | HPWH_50-gallon | DHW_EZ_Sch_1 | 3 | 0.75 | 0 | Gas | Gas | Yes | Yes | Yes | 0 | Misc_Elec_EZ_Sch_1 | 0
3 Occupant_USA_TN_Nashvill_HPWH_50-gallon | 4 | USA_TN_Nashville.Intl.AP.723270_TMYx.2004-2018 | 0 | 1900 | 1 | 9 | 1.2 | 4-12 (Low-Moderate Slope) | Pre-Defined Construction | Wood-Framed - 2x6 - 24 in OC - R-19 Cavity |  | Pre-Defined Construction | Attic w R49 Cavity and Shingle Roof |  | Pre-Defined Construction | Vented Crawlspace - R19 Cavity Insulation | [6 empty] | 0.388 | 0.4 | No | 0.2 | 0.2 | 0.2 | 0.2 | 7 | Single Speed ASHP (7.5 HSPF2 14.3 SEER2) | Autosize |  |  |  |  | Electric |  |  | 35 | -30 |  |  | 0.075 | 4 | 0.075 | 4 | Heat_EZ_Sch_1 | Cool_EZ_Sch_1 | HPWH_50-gallon | DHW_EZ_Sch_1 | 3 | 0.75 | 0 | Gas | Gas | Yes | Yes | Yes | 0 | Misc_Elec_EZ_Sch_1 | 0
3 Occupant_USA_TX_Austin-C_HPWH_50-gallon | 4 | USA_TX_Austin-Camp.Mabry.ANGB.722544_TMYx.2004-2018 | 0 | 1900 | 1 | 9 | 1.2 | 4-12 (Low-Moderate Slope) | Pre-Defined Construction | Wood-Framed - 2x6 - 24 in OC - R-19 Cavity |  | Pre-Defined Construction | Attic w R49 Cavity and Shingle Roof |  | Pre-Defined Construction | Vented Crawlspace - R19 Cavity Insulation | [6 empty] | 0.388 | 0.4 | No | 0.2 | 0.2 | 0.2 | 0.2 | 7 | Single Speed ASHP (7.5 HSPF2 14.3 SEER2) | Autosize |  |  |  |  | Electric |  |  | 35 | -30 |  |  | 0.075 | 4 | 0.075 | 4 | Heat_EZ_Sch_1 | Cool_EZ_Sch_1 | HPWH_50-gallon | DHW_EZ_Sch_1 | 3 | 0.75 | 0 | Gas | Gas | Yes | Yes | Yes | 0 | Misc_Elec_EZ_Sch_1 | 0
3 Occupant_USA_TX_Dallas-F_HPWH_50-gallon | 4 | USA_TX_Dallas-Fort.Worth.Intl.AP.722590_TMYx.2004-2018 | 0 | 1900 | 1 | 9 | 1.2 | 4-12 (Low-Moderate Slope) | Pre-Defined Construction | Wood-Framed - 2x6 - 24 in OC - R-19 Cavity |  | Pre-Defined Construction | Attic w R49 Cavity and Shingle Roof |  | Pre-Defined Construction | Vented Crawlspace - R19 Cavity Insulation | [6 empty] | 0.388 | 0.4 | No | 0.2 | 0.2 | 0.2 | 0.2 | 7 | Single Speed ASHP (7.5 HSPF2 14.3 SEER2) | Autosize |  |  |  |  | Electric |  |  | 35 | -30 |  |  | 0.075 | 4 | 0.075 | 4 | Heat_EZ_Sch_1 | Cool_EZ_Sch_1 | HPWH_50-gallon | DHW_EZ_Sch_1 | 3 | 0.75 | 0 | Gas | Gas | Yes | Yes | Yes | 0 | Misc_Elec_EZ_Sch_1 | 0
3 Occupant_USA_TX_Houston-_HPWH_50-gallon | 4 | USA_TX_Houston-Ellington.AP.722436_TMYx.2004-2018 | 0 | 1900 | 1 | 9 | 1.2 | 4-12 (Low-Moderate Slope) | Pre-Defined Construction | Wood-Framed - 2x6 - 24 in OC - R-19 Cavity |  | Pre-Defined Construction | Attic w R49 Cavity and Shingle Roof |  | Pre-Defined Construction | Vented Crawlspace - R19 Cavity Insulation | [6 empty] | 0.388 | 0.4 | No | 0.2 | 0.2 | 0.2 | 0.2 | 7 | Single Speed ASHP (7.5 HSPF2 14.3 SEER2) | Autosize |  |  |  |  | Electric |  |  | 35 | -30 |  |  | 0.075 | 4 | 0.075 | 4 | Heat_EZ_Sch_1 | Cool_EZ_Sch_1 | HPWH_50-gallon | DHW_EZ_Sch_1 | 3 | 0.75 | 0 | Gas | Gas | Yes | Yes | Yes | 0 | Misc_Elec_EZ_Sch_1 | 0
3 Occupant_USA_TX_Lubbock._HPWH_50-gallon | 4 | USA_TX_Lubbock.Smith.Intl.AP.722670_TMYx.2004-2018 | 0 | 1900 | 1 | 9 | 1.2 | 4-12 (Low-Moderate Slope) | Pre-Defined Construction | Wood-Framed - 2x6 - 24 in OC - R-19 Cavity |  | Pre-Defined Construction | Attic w R49 Cavity and Shingle Roof |  | Pre-Defined Construction | Vented Crawlspace - R19 Cavity Insulation | [6 empty] | 0.388 | 0.4 | No | 0.2 | 0.2 | 0.2 | 0.2 | 7 | Single Speed ASHP (7.5 HSPF2 14.3 SEER2) | Autosize |  |  |  |  | Electric |  |  | 35 | -30 |  |  | 0.075 | 4 | 0.075 | 4 | Heat_EZ_Sch_1 | Cool_EZ_Sch_1 | HPWH_50-gallon | DHW_EZ_Sch_1 | 3 | 0.75 | 0 | Gas | Gas | Yes | Yes | Yes | 0 | Misc_Elec_EZ_Sch_1 | 0
3 Occupant_USA_TX_San.Anto_HPWH_50-gallon | 4 | USA_TX_San.Antonio.Intl.AP.722530_TMYx.2004-2018 | 0 | 1900 | 1 | 9 | 1.2 | 4-12 (Low-Moderate Slope) | Pre-Defined Construction | Wood-Framed - 2x6 - 24 in OC - R-19 Cavity |  | Pre-Defined Construction | Attic w R49 Cavity and Shingle Roof |  | Pre-Defined Construction | Vented Crawlspace - R19 Cavity Insulation | [6 empty] | 0.388 | 0.4 | No | 0.2 | 0.2 | 0.2 | 0.2 | 7 | Single Speed ASHP (7.5 HSPF2 14.3 SEER2) | Autosize |  |  |  |  | Electric |  |  | 35 | -30 |  |  | 0.075 | 4 | 0.075 | 4 | Heat_EZ_Sch_1 | Cool_EZ_Sch_1 | HPWH_50-gallon | DHW_EZ_Sch_1 | 3 | 0.75 | 0 | Gas | Gas | Yes | Yes | Yes | 0 | Misc_Elec_EZ_Sch_1 | 0
3 Occupant_USA_UT_Salt.Lak_HPWH_50-gallon | 4 | USA_UT_Salt.Lake.City.Intl.AP.725720_TMYx.2004-2018 | 0 | 1900 | 1 | 9 | 1.2 | 4-12 (Low-Moderate Slope) | Pre-Defined Construction | Wood-Framed - 2x6 - 24 in OC - R-19 Cavity |  | Pre-Defined Construction | Attic w R49 Cavity and Shingle Roof |  | Pre-Defined Construction | Vented Crawlspace - R19 Cavity Insulation | [6 empty] | 0.388 | 0.4 | No | 0.2 | 0.2 | 0.2 | 0.2 | 7 | Single Speed ASHP (7.5 HSPF2 14.3 SEER2) | Autosize |  |  |  |  | Electric |  |  | 35 | -30 |  |  | 0.075 | 4 | 0.075 | 4 | Heat_EZ_Sch_1 | Cool_EZ_Sch_1 | HPWH_50-gallon | DHW_EZ_Sch_1 | 3 | 0.75 | 0 | Gas | Gas | Yes | Yes | Yes | 0 | Misc_Elec_EZ_Sch_1 | 0
3 Occupant_USA_UT_St.Georg_HPWH_50-gallon | 4 | USA_UT_St.George.Rgnl.AP.724754_TMYx.2004-2018 | 0 | 1900 | 1 | 9 | 1.2 | 4-12 (Low-Moderate Slope) | Pre-Defined Construction | Wood-Framed - 2x6 - 24 in OC - R-19 Cavity |  | Pre-Defined Construction | Attic w R49 Cavity and Shingle Roof |  | Pre-Defined Construction | Vented Crawlspace - R19 Cavity Insulation | [6 empty] | 0.388 | 0.4 | No | 0.2 | 0.2 | 0.2 | 0.2 | 7 | Single Speed ASHP (7.5 HSPF2 14.3 SEER2) | Autosize |  |  |  |  | Electric |  |  | 35 | -30 |  |  | 0.075 | 4 | 0.075 | 4 | Heat_EZ_Sch_1 | Cool_EZ_Sch_1 | HPWH_50-gallon | DHW_EZ_Sch_1 | 3 | 0.75 | 0 | Gas | Gas | Yes | Yes | Yes | 0 | Misc_Elec_EZ_Sch_1 | 0
3 Occupant_USA_UT_Vernal.R_HPWH_50-gallon | 4 | USA_UT_Vernal.Rgnl.AP.725705_TMYx.2004-2018 | 0 | 1900 | 1 | 9 | 1.2 | 4-12 (Low-Moderate Slope) | Pre-Defined Construction | Wood-Framed - 2x6 - 24 in OC - R-19 Cavity |  | Pre-Defined Construction | Attic w R49 Cavity and Shingle Roof |  | Pre-Defined Construction | Vented Crawlspace - R19 Cavity Insulation | [6 empty] | 0.388 | 0.4 | No | 0.2 | 0.2 | 0.2 | 0.2 | 7 | Single Speed ASHP (7.5 HSPF2 14.3 SEER2) | Autosize |  |  |  |  | Electric |  |  | 35 | -30 |  |  | 0.075 | 4 | 0.075 | 4 | Heat_EZ_Sch_1 | Cool_EZ_Sch_1 | HPWH_50-gallon | DHW_EZ_Sch_1 | 3 | 0.75 | 0 | Gas | Gas | Yes | Yes | Yes | 0 | Misc_Elec_EZ_Sch_1 | 0
3 Occupant_USA_VA_Norfolk._HPWH_50-gallon | 4 | USA_VA_Norfolk.Intl.AP.723080_TMYx.2004-2018 | 0 | 1900 | 1 | 9 | 1.2 | 4-12 (Low-Moderate Slope) | Pre-Defined Construction | Wood-Framed - 2x6 - 24 in OC - R-19 Cavity |  | Pre-Defined Construction | Attic w R49 Cavity and Shingle Roof |  | Pre-Defined Construction | Vented Crawlspace - R19 Cavity Insulation | [6 empty] | 0.388 | 0.4 | No | 0.2 | 0.2 | 0.2 | 0.2 | 7 | Single Speed ASHP (7.5 HSPF2 14.3 SEER2) | Autosize |  |  |  |  | Electric |  |  | 35 | -30 |  |  | 0.075 | 4 | 0.075 | 4 | Heat_EZ_Sch_1 | Cool_EZ_Sch_1 | HPWH_50-gallon | DHW_EZ_Sch_1 | 3 | 0.75 | 0 | Gas | Gas | Yes | Yes | Yes | 0 | Misc_Elec_EZ_Sch_1 | 0
3 Occupant_USA_VT_Burlingt_HPWH_50-gallon | 4 | USA_VT_Burlington.Intl.AP.726170_TMYx.2004-2018 | 0 | 1900 | 1 | 9 | 1.2 | 4-12 (Low-Moderate Slope) | Pre-Defined Construction | Wood-Framed - 2x6 - 24 in OC - R-19 Cavity |  | Pre-Defined Construction | Attic w R49 Cavity and Shingle Roof |  | Pre-Defined Construction | Vented Crawlspace - R19 Cavity Insulation | [6 empty] | 0.388 | 0.4 | No | 0.2 | 0.2 | 0.2 | 0.2 | 7 | Single Speed ASHP (7.5 HSPF2 14.3 SEER2) | Autosize |  |  |  |  | Electric |  |  | 35 | -30 |  |  | 0.075 | 4 | 0.075 | 4 | Heat_EZ_Sch_1 | Cool_EZ_Sch_1 | HPWH_50-gallon | DHW_EZ_Sch_1 | 3 | 0.75 | 0 | Gas | Gas | Yes | Yes | Yes | 0 | Misc_Elec_EZ_Sch_1 | 0
3 Occupant_USA_WA_Seattle-_HPWH_50-gallon | 4 | USA_WA_Seattle-Tacoma.Intl.AP.727930_TMYx.2004-2018 | 0 | 1900 | 1 | 9 | 1.2 | 4-12 (Low-Moderate Slope) | Pre-Defined Construction | Wood-Framed - 2x6 - 24 in OC - R-19 Cavity |  | Pre-Defined Construction | Attic w R49 Cavity and Shingle Roof |  | Pre-Defined Construction | Vented Crawlspace - R19 Cavity Insulation | [6 empty] | 0.388 | 0.4 | No | 0.2 | 0.2 | 0.2 | 0.2 | 7 | Single Speed ASHP (7.5 HSPF2 14.3 SEER2) | Autosize |  |  |  |  | Electric |  |  | 35 | -30 |  |  | 0.075 | 4 | 0.075 | 4 | Heat_EZ_Sch_1 | Cool_EZ_Sch_1 | HPWH_50-gallon | DHW_EZ_Sch_1 | 3 | 0.75 | 0 | Gas | Gas | Yes | Yes | Yes | 0 | Misc_Elec_EZ_Sch_1 | 0
3 Occupant_USA_WA_Spokane._HPWH_50-gallon | 4 | USA_WA_Spokane.Intl.AP.727850_TMYx.2004-2018 | 0 | 1900 | 1 | 9 | 1.2 | 4-12 (Low-Moderate Slope) | Pre-Defined Construction | Wood-Framed - 2x6 - 24 in OC - R-19 Cavity |  | Pre-Defined Construction | Attic w R49 Cavity and Shingle Roof |  | Pre-Defined Construction | Vented Crawlspace - R19 Cavity Insulation | [6 empty] | 0.388 | 0.4 | No | 0.2 | 0.2 | 0.2 | 0.2 | 7 | Single Speed ASHP (7.5 HSPF2 14.3 SEER2) | Autosize |  |  |  |  | Electric |  |  | 35 | -30 |  |  | 0.075 | 4 | 0.075 | 4 | Heat_EZ_Sch_1 | Cool_EZ_Sch_1 | HPWH_50-gallon | DHW_EZ_Sch_1 | 3 | 0.75 | 0 | Gas | Gas | Yes | Yes | Yes | 0 | Misc_Elec_EZ_Sch_1 | 0
3 Occupant_USA_WI_Milwauke_HPWH_50-gallon | 4 | USA_WI_Milwaukee-Mitchell.Intl.AP.726400_TMYx.2004-2018 | 0 | 1900 | 1 | 9 | 1.2 | 4-12 (Low-Moderate Slope) | Pre-Defined Construction | Wood-Framed - 2x6 - 24 in OC - R-19 Cavity |  | Pre-Defined Construction | Attic w R49 Cavity and Shingle Roof |  | Pre-Defined Construction | Vented Crawlspace - R19 Cavity Insulation | [6 empty] | 0.388 | 0.4 | No | 0.2 | 0.2 | 0.2 | 0.2 | 7 | Single Speed ASHP (7.5 HSPF2 14.3 SEER2) | Autosize |  |  |  |  | Electric |  |  | 35 | -30 |  |  | 0.075 | 4 | 0.075 | 4 | Heat_EZ_Sch_1 | Cool_EZ_Sch_1 | HPWH_50-gallon | DHW_EZ_Sch_1 | 3 | 0.75 | 0 | Gas | Gas | Yes | Yes | Yes | 0 | Misc_Elec_EZ_Sch_1 | 0
3 Occupant_USA_WI_Rhinelan_HPWH_50-gallon | 4 | USA_WI_Rhinelander-Oneida.County.AP.727415_TMYx.2004-2018 | 0 | 1900 | 1 | 9 | 1.2 | 4-12 (Low-Moderate Slope) | Pre-Defined Construction | Wood-Framed - 2x6 - 24 in OC - R-19 Cavity |  | Pre-Defined Construction | Attic w R49 Cavity and Shingle Roof |  | Pre-Defined Construction | Vented Crawlspace - R19 Cavity Insulation | [6 empty] | 0.388 | 0.4 | No | 0.2 | 0.2 | 0.2 | 0.2 | 7 | Single Speed ASHP (7.5 HSPF2 14.3 SEER2) | Autosize |  |  |  |  | Electric |  |  | 35 | -30 |  |  | 0.075 | 4 | 0.075 | 4 | Heat_EZ_Sch_1 | Cool_EZ_Sch_1 | HPWH_50-gallon | DHW_EZ_Sch_1 | 3 | 0.75 | 0 | Gas | Gas | Yes | Yes | Yes | 0 | Misc_Elec_EZ_Sch_1 | 0
3 Occupant_USA_WV_Charlest_HPWH_50-gallon | 4 | USA_WV_Charleston-Yeager.AP.724140_TMYx.2004-2018 | 0 | 1900 | 1 | 9 | 1.2 | 4-12 (Low-Moderate Slope) | Pre-Defined Construction | Wood-Framed - 2x6 - 24 in OC - R-19 Cavity |  | Pre-Defined Construction | Attic w R49 Cavity and Shingle Roof |  | Pre-Defined Construction | Vented Crawlspace - R19 Cavity Insulation | [6 empty] | 0.388 | 0.4 | No | 0.2 | 0.2 | 0.2 | 0.2 | 7 | Single Speed ASHP (7.5 HSPF2 14.3 SEER2) | Autosize |  |  |  |  | Electric |  |  | 35 | -30 |  |  | 0.075 | 4 | 0.075 | 4 | Heat_EZ_Sch_1 | Cool_EZ_Sch_1 | HPWH_50-gallon | DHW_EZ_Sch_1 | 3 | 0.75 | 0 | Gas | Gas | Yes | Yes | Yes | 0 | Misc_Elec_EZ_Sch_1 | 0
3 Occupant_USA_WV_Morganto_HPWH_50-gallon | 4 | USA_WV_Morgantown.Muni.AP-Hart.Field.724176_TMYx.2004-2018 | 0 | 1900 | 1 | 9 | 1.2 | 4-12 (Low-Moderate Slope) | Pre-Defined Construction | Wood-Framed - 2x6 - 24 in OC - R-19 Cavity |  | Pre-Defined Construction | Attic w R49 Cavity and Shingle Roof |  | Pre-Defined Construction | Vented Crawlspace - R19 Cavity Insulation | [6 empty] | 0.388 | 0.4 | No | 0.2 | 0.2 | 0.2 | 0.2 | 7 | Single Speed ASHP (7.5 HSPF2 14.3 SEER2) | Autosize |  |  |  |  | Electric |  |  | 35 | -30 |  |  | 0.075 | 4 | 0.075 | 4 | Heat_EZ_Sch_1 | Cool_EZ_Sch_1 | HPWH_50-gallon | DHW_EZ_Sch_1 | 3 | 0.75 | 0 | Gas | Gas | Yes | Yes | Yes | 0 | Misc_Elec_EZ_Sch_1 | 0
3 Occupant_USA_WY_Cheyenne_HPWH_50-gallon | 4 | USA_WY_Cheyenne.Rgnl.AP.725640_TMYx.2004-2018 | 0 | 1900 | 1 | 9 | 1.2 | 4-12 (Low-Moderate Slope) | Pre-Defined Construction | Wood-Framed - 2x6 - 24 in OC - R-19 Cavity |  | Pre-Defined Construction | Attic w R49 Cavity and Shingle Roof |  | Pre-Defined Construction | Vented Crawlspace - R19 Cavity Insulation | [6 empty] | 0.388 | 0.4 | No | 0.2 | 0.2 | 0.2 | 0.2 | 7 | Single Speed ASHP (7.5 HSPF2 14.3 SEER2) | Autosize |  |  |  |  | Electric |  |  | 35 | -30 |  |  | 0.075 | 4 | 0.075 | 4 | Heat_EZ_Sch_1 | Cool_EZ_Sch_1 | HPWH_50-gallon | DHW_EZ_Sch_1 | 3 | 0.75 | 0 | Gas | Gas | Yes | Yes | Yes | 0 | Misc_Elec_EZ_Sch_1 | 0
3 Occupant_USA_WY_Jackson._HPWH_50-gallon | 4 | USA_WY_Jackson.Hole.AP.725776_TMYx.2004-2018 | 0 | 1900 | 1 | 9 | 1.2 | 4-12 (Low-Moderate Slope) | Pre-Defined Construction | Wood-Framed - 2x6 - 24 in OC - R-19 Cavity |  | Pre-Defined Construction | Attic w R49 Cavity and Shingle Roof |  | Pre-Defined Construction | Vented Crawlspace - R19 Cavity Insulation | [6 empty] | 0.388 | 0.4 | No | 0.2 | 0.2 | 0.2 | 0.2 | 7 | Single Speed ASHP (7.5 HSPF2 14.3 SEER2) | Autosize |  |  |  |  | Electric |  |  | 35 | -30 |  |  | 0.075 | 4 | 0.075 | 4 | Heat_EZ_Sch_1 | Cool_EZ_Sch_1 | HPWH_50-gallon | DHW_EZ_Sch_1 | 3 | 0.75 | 0 | Gas | Gas | Yes | Yes | Yes | 0 | Misc_Elec_EZ_Sch_1 | 0
4 Occupant_USA_AL_Birmingh_HPWH_50-gallon | 4 | USA_AL_Birmingham-Shuttlesworth.Intl.AP.722280_TMYx.2004-2018 | 0 | 1900 | 1 | 9 | 1.2 | 4-12 (Low-Moderate Slope) | Pre-Defined Construction | Wood-Framed - 2x6 - 24 in OC - R-19 Cavity | 8.3333 | Pre-Defined Construction | Attic w R49 Cavity and Shingle Roof | 9.0909 | Pre-Defined Construction | Vented Crawlspace - R19 Cavity Insulation | Vented Crawlspace | 4.3478 | 0 | 0 | 0 | 1.75 | 0.388 | 0.4 | No | 0.2 | 0.2 | 0.2 | 0.2 | 7 | Single Speed ASHP (7.5 HSPF2 14.3 SEER2) | Autosize | kW | 20 | ton | 3.4393 | Electric | kW | 15 | 35 | -30 | 0 | 0.8 | 0.075 | 4 | 0.075 | 4 | Heat_EZ_Sch_1 | Cool_EZ_Sch_1 | HPWH_50-gallon | DHW_EZ_Sch_1 | 4 | 0.75 | 0 | Gas | Gas | Yes | Yes | Yes | 0 | Misc_Elec_EZ_Sch_1 | 0
4 Occupant_USA_AL_Mobile.R_HPWH_50-gallon | 4 | USA_AL_Mobile.Rgnl.AP-Bates.Field.722230_TMYx.2004-2018 | 0 | 1900 | 1 | 9 | 1.2 | 4-12 (Low-Moderate Slope) | Pre-Defined Construction | Wood-Framed - 2x6 - 24 in OC - R-19 Cavity |  | Pre-Defined Construction | Attic w R49 Cavity and Shingle Roof |  | Pre-Defined Construction | Vented Crawlspace - R19 Cavity Insulation | [6 empty] | 0.388 | 0.4 | No | 0.2 | 0.2 | 0.2 | 0.2 | 7 | Single Speed ASHP (7.5 HSPF2 14.3 SEER2) | Autosize |  |  |  |  | Electric |  |  | 35 | -30 |  |  | 0.075 | 4 | 0.075 | 4 | Heat_EZ_Sch_1 | Cool_EZ_Sch_1 | HPWH_50-gallon | DHW_EZ_Sch_1 | 4 | 0.75 | 0 | Gas | Gas | Yes | Yes | Yes | 0 | Misc_Elec_EZ_Sch_1 | 0
4 Occupant_USA_AR_Fayettev_HPWH_50-gallon | 4 | USA_AR_Fayetteville.Exec.AP-Drake.Field.723445_TMYx.2004-2018 | 0 | 1900 | 1 | 9 | 1.2 | 4-12 (Low-Moderate Slope) | Pre-Defined Construction | Wood-Framed - 2x6 - 24 in OC - R-19 Cavity |  | Pre-Defined Construction | Attic w R49 Cavity and Shingle Roof |  | Pre-Defined Construction | Vented Crawlspace - R19 Cavity Insulation | [6 empty] | 0.388 | 0.4 | No | 0.2 | 0.2 | 0.2 | 0.2 | 7 | Single Speed ASHP (7.5 HSPF2 14.3 SEER2) | Autosize |  |  |  |  | Electric |  |  | 35 | -30 |  |  | 0.075 | 4 | 0.075 | 4 | Heat_EZ_Sch_1 | Cool_EZ_Sch_1 | HPWH_50-gallon | DHW_EZ_Sch_1 | 4 | 0.75 | 0 | Gas | Gas | Yes | Yes | Yes | 0 | Misc_Elec_EZ_Sch_1 | 0
4 Occupant_USA_AR_Little.R_HPWH_50-gallon | 4 | USA_AR_Little.Rock.AFB.723405_TMYx.2004-2018 | 0 | 1900 | 1 | 9 | 1.2 | 4-12 (Low-Moderate Slope) | Pre-Defined Construction | Wood-Framed - 2x6 - 24 in OC - R-19 Cavity |  | Pre-Defined Construction | Attic w R49 Cavity and Shingle Roof |  | Pre-Defined Construction | Vented Crawlspace - R19 Cavity Insulation | [6 empty] | 0.388 | 0.4 | No | 0.2 | 0.2 | 0.2 | 0.2 | 7 | Single Speed ASHP (7.5 HSPF2 14.3 SEER2) | Autosize |  |  |  |  | Electric |  |  | 35 | -30 |  |  | 0.075 | 4 | 0.075 | 4 | Heat_EZ_Sch_1 | Cool_EZ_Sch_1 | HPWH_50-gallon | DHW_EZ_Sch_1 | 4 | 0.75 | 0 | Gas | Gas | Yes | Yes | Yes | 0 | Misc_Elec_EZ_Sch_1 | 0
4 Occupant_USA_AZ_Flagstaf_HPWH_50-gallon | 4 | USA_AZ_Flagstaff.Pulliam.AP.723750_TMYx.2004-2018 | 0 | 1900 | 1 | 9 | 1.2 | 4-12 (Low-Moderate Slope) | Pre-Defined Construction | Wood-Framed - 2x6 - 24 in OC - R-19 Cavity |  | Pre-Defined Construction | Attic w R49 Cavity and Shingle Roof |  | Pre-Defined Construction | Vented Crawlspace - R19 Cavity Insulation | [6 empty] | 0.388 | 0.4 | No | 0.2 | 0.2 | 0.2 | 0.2 | 7 | Single Speed ASHP (7.5 HSPF2 14.3 SEER2) | Autosize |  |  |  |  | Electric |  |  | 35 | -30 |  |  | 0.075 | 4 | 0.075 | 4 | Heat_EZ_Sch_1 | Cool_EZ_Sch_1 | HPWH_50-gallon | DHW_EZ_Sch_1 | 4 | 0.75 | 0 | Gas | Gas | Yes | Yes | Yes | 0 | Misc_Elec_EZ_Sch_1 | 0
4 Occupant_USA_AZ_Kingman._HPWH_50-gallon | 4 | USA_AZ_Kingman.AP.723700_TMYx.2004-2018 | 0 | 1900 | 1 | 9 | 1.2 | 4-12 (Low-Moderate Slope) | Pre-Defined Construction | Wood-Framed - 2x6 - 24 in OC - R-19 Cavity |  | Pre-Defined Construction | Attic w R49 Cavity and Shingle Roof |  | Pre-Defined Construction | Vented Crawlspace - R19 Cavity Insulation | [6 empty] | 0.388 | 0.4 | No | 0.2 | 0.2 | 0.2 | 0.2 | 7 | Single Speed ASHP (7.5 HSPF2 14.3 SEER2) | Autosize |  |  |  |  | Electric |  |  | 35 | -30 |  |  | 0.075 | 4 | 0.075 | 4 | Heat_EZ_Sch_1 | Cool_EZ_Sch_1 | HPWH_50-gallon | DHW_EZ_Sch_1 | 4 | 0.75 | 0 | Gas | Gas | Yes | Yes | Yes | 0 | Misc_Elec_EZ_Sch_1 | 0
4 Occupant_USA_AZ_Phoenix-_HPWH_50-gallon | 4 | USA_AZ_Phoenix-Sky.Harbor.Intl.AP.722780_TMYx.2004-2018 | 0 | 1900 | 1 | 9 | 1.2 | 4-12 (Low-Moderate Slope) | Pre-Defined Construction | Wood-Framed - 2x6 - 24 in OC - R-19 Cavity |  | Pre-Defined Construction | Attic w R49 Cavity and Shingle Roof |  | Pre-Defined Construction | Vented Crawlspace - R19 Cavity Insulation | [6 empty] | 0.388 | 0.4 | No | 0.2 | 0.2 | 0.2 | 0.2 | 7 | Single Speed ASHP (7.5 HSPF2 14.3 SEER2) | Autosize |  |  |  |  | Electric |  |  | 35 | -30 |  |  | 0.075 | 4 | 0.075 | 4 | Heat_EZ_Sch_1 | Cool_EZ_Sch_1 | HPWH_50-gallon | DHW_EZ_Sch_1 | 4 | 0.75 | 0 | Gas | Gas | Yes | Yes | Yes | 0 | Misc_Elec_EZ_Sch_1 | 0
4 Occupant_USA_AZ_Prescott_HPWH_50-gallon | 4 | USA_AZ_Prescott.Muni.AP-Love.Field.723723_TMYx.2004-2018 | 0 | 1900 | 1 | 9 | 1.2 | 4-12 (Low-Moderate Slope) | Pre-Defined Construction | Wood-Framed - 2x6 - 24 in OC - R-19 Cavity |  | Pre-Defined Construction | Attic w R49 Cavity and Shingle Roof |  | Pre-Defined Construction | Vented Crawlspace - R19 Cavity Insulation | [6 empty] | 0.388 | 0.4 | No | 0.2 | 0.2 | 0.2 | 0.2 | 7 | Single Speed ASHP (7.5 HSPF2 14.3 SEER2) | Autosize |  |  |  |  | Electric |  |  | 35 | -30 |  |  | 0.075 | 4 | 0.075 | 4 | Heat_EZ_Sch_1 | Cool_EZ_Sch_1 | HPWH_50-gallon | DHW_EZ_Sch_1 | 4 | 0.75 | 0 | Gas | Gas | Yes | Yes | Yes | 0 | Misc_Elec_EZ_Sch_1 | 0
4 Occupant_USA_CA_Bakersfi_HPWH_50-gallon | 4 | USA_CA_Bakersfield-Meadows.Field.AP.723840_TMYx.2004-2018 | 0 | 1900 | 1 | 9 | 1.2 | 4-12 (Low-Moderate Slope) | Pre-Defined Construction | Wood-Framed - 2x6 - 24 in OC - R-19 Cavity |  | Pre-Defined Construction | Attic w R49 Cavity and Shingle Roof |  | Pre-Defined Construction | Vented Crawlspace - R19 Cavity Insulation | [6 empty] | 0.388 | 0.4 | No | 0.2 | 0.2 | 0.2 | 0.2 | 7 | Single Speed ASHP (7.5 HSPF2 14.3 SEER2) | Autosize |  |  |  |  | Electric |  |  | 35 | -30 |  |  | 0.075 | 4 | 0.075 | 4 | Heat_EZ_Sch_1 | Cool_EZ_Sch_1 | HPWH_50-gallon | DHW_EZ_Sch_1 | 4 | 0.75 | 0 | Gas | Gas | Yes | Yes | Yes | 0 | Misc_Elec_EZ_Sch_1 | 0
4 Occupant_USA_CA_Bishop-E_HPWH_50-gallon | 4 | USA_CA_Bishop-Eastern.Sierra.Rgnl.AP.724800_TMYx.2004-2018 | 0 | 1900 | 1 | 9 | 1.2 | 4-12 (Low-Moderate Slope) | Pre-Defined Construction | Wood-Framed - 2x6 - 24 in OC - R-19 Cavity |  | Pre-Defined Construction | Attic w R49 Cavity and Shingle Roof |  | Pre-Defined Construction | Vented Crawlspace - R19 Cavity Insulation | [6 empty] | 0.388 | 0.4 | No | 0.2 | 0.2 | 0.2 | 0.2 | 7 | Single Speed ASHP (7.5 HSPF2 14.3 SEER2) | Autosize |  |  |  |  | Electric |  |  | 35 | -30 |  |  | 0.075 | 4 | 0.075 | 4 | Heat_EZ_Sch_1 | Cool_EZ_Sch_1 | HPWH_50-gallon | DHW_EZ_Sch_1 | 4 | 0.75 | 0 | Gas | Gas | Yes | Yes | Yes | 0 | Misc_Elec_EZ_Sch_1 | 0
4 Occupant_USA_CA_Crescent_HPWH_50-gallon | 4 | USA_CA_Crescent.City-Del.Norte.County.Rgnl.AP.725946_TMYx.2004-2018 | 0 | 1900 | 1 | 9 | 1.2 | 4-12 (Low-Moderate Slope) | Pre-Defined Construction | Wood-Framed - 2x6 - 24 in OC - R-19 Cavity |  | Pre-Defined Construction | Attic w R49 Cavity and Shingle Roof |  | Pre-Defined Construction | Vented Crawlspace - R19 Cavity Insulation | [6 empty] | 0.388 | 0.4 | No | 0.2 | 0.2 | 0.2 | 0.2 | 7 | Single Speed ASHP (7.5 HSPF2 14.3 SEER2) | Autosize |  |  |  |  | Electric |  |  | 35 | -30 |  |  | 0.075 | 4 | 0.075 | 4 | Heat_EZ_Sch_1 | Cool_EZ_Sch_1 | HPWH_50-gallon | DHW_EZ_Sch_1 | 4 | 0.75 | 0 | Gas | Gas | Yes | Yes | Yes | 0 | Misc_Elec_EZ_Sch_1 | 0
4 Occupant_USA_CA_Imperial_HPWH_50-gallon | 4 | USA_CA_Imperial.County.AP.747185_TMYx.2004-2018 | 0 | 1900 | 1 | 9 | 1.2 | 4-12 (Low-Moderate Slope) | Pre-Defined Construction | Wood-Framed - 2x6 - 24 in OC - R-19 Cavity |  | Pre-Defined Construction | Attic w R49 Cavity and Shingle Roof |  | Pre-Defined Construction | Vented Crawlspace - R19 Cavity Insulation | [6 empty] | 0.388 | 0.4 | No | 0.2 | 0.2 | 0.2 | 0.2 | 7 | Single Speed ASHP (7.5 HSPF2 14.3 SEER2) | Autosize |  |  |  |  | Electric |  |  | 35 | -30 |  |  | 0.075 | 4 | 0.075 | 4 | Heat_EZ_Sch_1 | Cool_EZ_Sch_1 | HPWH_50-gallon | DHW_EZ_Sch_1 | 4 | 0.75 | 0 | Gas | Gas | Yes | Yes | Yes | 0 | Misc_Elec_EZ_Sch_1 | 0
4 Occupant_USA_CA_Los.Ange_HPWH_50-gallon | 4 | USA_CA_Los.Angeles.Intl.AP.722950_TMYx.2004-2018 | 0 | 1900 | 1 | 9 | 1.2 | 4-12 (Low-Moderate Slope) | Pre-Defined Construction | Wood-Framed - 2x6 - 24 in OC - R-19 Cavity |  | Pre-Defined Construction | Attic w R49 Cavity and Shingle Roof |  | Pre-Defined Construction | Vented Crawlspace - R19 Cavity Insulation | [6 empty] | 0.388 | 0.4 | No | 0.2 | 0.2 | 0.2 | 0.2 | 7 | Single Speed ASHP (7.5 HSPF2 14.3 SEER2) | Autosize |  |  |  |  | Electric |  |  | 35 | -30 |  |  | 0.075 | 4 | 0.075 | 4 | Heat_EZ_Sch_1 | Cool_EZ_Sch_1 | HPWH_50-gallon | DHW_EZ_Sch_1 | 4 | 0.75 | 0 | Gas | Gas | Yes | Yes | Yes | 0 | Misc_Elec_EZ_Sch_1 | 0
4 Occupant_USA_CA_Riversid_HPWH_50-gallon | 4 | USA_CA_Riverside.Muni.AP.722869_TMYx.2004-2018 | 0 | 1900 | 1 | 9 | 1.2 | 4-12 (Low-Moderate Slope) | Pre-Defined Construction | Wood-Framed - 2x6 - 24 in OC - R-19 Cavity |  | Pre-Defined Construction | Attic w R49 Cavity and Shingle Roof |  | Pre-Defined Construction | Vented Crawlspace - R19 Cavity Insulation | [6 empty] | 0.388 | 0.4 | No | 0.2 | 0.2 | 0.2 | 0.2 | 7 | Single Speed ASHP (7.5 HSPF2 14.3 SEER2) | Autosize |  |  |  |  | Electric |  |  | 35 | -30 |  |  | 0.075 | 4 | 0.075 | 4 | Heat_EZ_Sch_1 | Cool_EZ_Sch_1 | HPWH_50-gallon | DHW_EZ_Sch_1 | 4 | 0.75 | 0 | Gas | Gas | Yes | Yes | Yes | 0 | Misc_Elec_EZ_Sch_1 | 0
4 Occupant_USA_CA_Sacramen_HPWH_50-gallon | 4 | USA_CA_Sacramento.Intl.AP.724839_TMYx.2004-2018 | 0 | 1900 | 1 | 9 | 1.2 | 4-12 (Low-Moderate Slope) | Pre-Defined Construction | Wood-Framed - 2x6 - 24 in OC - R-19 Cavity |  | Pre-Defined Construction | Attic w R49 Cavity and Shingle Roof |  | Pre-Defined Construction | Vented Crawlspace - R19 Cavity Insulation | [6 empty] | 0.388 | 0.4 | No | 0.2 | 0.2 | 0.2 | 0.2 | 7 | Single Speed ASHP (7.5 HSPF2 14.3 SEER2) | Autosize |  |  |  |  | Electric |  |  | 35 | -30 |  |  | 0.075 | 4 | 0.075 | 4 | Heat_EZ_Sch_1 | Cool_EZ_Sch_1 | HPWH_50-gallon | DHW_EZ_Sch_1 | 4 | 0.75 | 0 | Gas | Gas | Yes | Yes | Yes | 0 | Misc_Elec_EZ_Sch_1 | 0
4 Occupant_USA_CA_San.Jose_HPWH_50-gallon | 4 | USA_CA_San.Jose-Mineta.Intl.AP.724945_TMYx.2004-2018 | 0 | 1900 | 1 | 9 | 1.2 | 4-12 (Low-Moderate Slope) | Pre-Defined Construction | Wood-Framed - 2x6 - 24 in OC - R-19 Cavity |  | Pre-Defined Construction | Attic w R49 Cavity and Shingle Roof |  | Pre-Defined Construction | Vented Crawlspace - R19 Cavity Insulation | [6 empty] | 0.388 | 0.4 | No | 0.2 | 0.2 | 0.2 | 0.2 | 7 | Single Speed ASHP (7.5 HSPF2 14.3 SEER2) | Autosize |  |  |  |  | Electric |  |  | 35 | -30 |  |  | 0.075 | 4 | 0.075 | 4 | Heat_EZ_Sch_1 | Cool_EZ_Sch_1 | HPWH_50-gallon | DHW_EZ_Sch_1 | 4 | 0.75 | 0 | Gas | Gas | Yes | Yes | Yes | 0 | Misc_Elec_EZ_Sch_1 | 0
4 Occupant_USA_CA_Santa.An_HPWH_50-gallon | 4 | USA_CA_Santa.Ana-Orange.County-Wayne.Intl.AP.722977_TMYx.2004-2018 | 0 | 1900 | 1 | 9 | 1.2 | 4-12 (Low-Moderate Slope) | Pre-Defined Construction | Wood-Framed - 2x6 - 24 in OC - R-19 Cavity |  | Pre-Defined Construction | Attic w R49 Cavity and Shingle Roof |  | Pre-Defined Construction | Vented Crawlspace - R19 Cavity Insulation | [6 empty] | 0.388 | 0.4 | No | 0.2 | 0.2 | 0.2 | 0.2 | 7 | Single Speed ASHP (7.5 HSPF2 14.3 SEER2) | Autosize |  |  |  |  | Electric |  |  | 35 | -30 |  |  | 0.075 | 4 | 0.075 | 4 | Heat_EZ_Sch_1 | Cool_EZ_Sch_1 | HPWH_50-gallon | DHW_EZ_Sch_1 | 4 | 0.75 | 0 | Gas | Gas | Yes | Yes | Yes | 0 | Misc_Elec_EZ_Sch_1 | 0
4 Occupant_USA_CO_Alamosa-_HPWH_50-gallon | 4 | USA_CO_Alamosa-San.Luis.Valley.Rgnl.AP.724620_TMYx.2004-2018 | 0 | 1900 | 1 | 9 | 1.2 | 4-12 (Low-Moderate Slope) | Pre-Defined Construction | Wood-Framed - 2x6 - 24 in OC - R-19 Cavity |  | Pre-Defined Construction | Attic w R49 Cavity and Shingle Roof |  | Pre-Defined Construction | Vented Crawlspace - R19 Cavity Insulation | [6 empty] | 0.388 | 0.4 | No | 0.2 | 0.2 | 0.2 | 0.2 | 7 | Single Speed ASHP (7.5 HSPF2 14.3 SEER2) | Autosize |  |  |  |  | Electric |  |  | 35 | -30 |  |  | 0.075 | 4 | 0.075 | 4 | Heat_EZ_Sch_1 | Cool_EZ_Sch_1 | HPWH_50-gallon | DHW_EZ_Sch_1 | 4 | 0.75 | 0 | Gas | Gas | Yes | Yes | Yes | 0 | Misc_Elec_EZ_Sch_1 | 0
4 Occupant_USA_CO_Aspen-Pi_HPWH_50-gallon | 4 | USA_CO_Aspen-Pitkin.County.AP-Sardy.Field.724676_TMYx.2004-2018 | 0 | 1900 | 1 | 9 | 1.2 | 4-12 (Low-Moderate Slope) | Pre-Defined Construction | Wood-Framed - 2x6 - 24 in OC - R-19 Cavity |  | Pre-Defined Construction | Attic w R49 Cavity and Shingle Roof |  | Pre-Defined Construction | Vented Crawlspace - R19 Cavity Insulation | [6 empty] | 0.388 | 0.4 | No | 0.2 | 0.2 | 0.2 | 0.2 | 7 | Single Speed ASHP (7.5 HSPF2 14.3 SEER2) | Autosize |  |  |  |  | Electric |  |  | 35 | -30 |  |  | 0.075 | 4 | 0.075 | 4 | Heat_EZ_Sch_1 | Cool_EZ_Sch_1 | HPWH_50-gallon | DHW_EZ_Sch_1 | 4 | 0.75 | 0 | Gas | Gas | Yes | Yes | Yes | 0 | Misc_Elec_EZ_Sch_1 | 0
4 Occupant_USA_CO_Denver.I_HPWH_50-gallon | 4 | USA_CO_Denver.Intl.AP.725650_TMYx.2004-2018 | 0 | 1900 | 1 | 9 | 1.2 | 4-12 (Low-Moderate Slope) | Pre-Defined Construction | Wood-Framed - 2x6 - 24 in OC - R-19 Cavity |  | Pre-Defined Construction | Attic w R49 Cavity and Shingle Roof |  | Pre-Defined Construction | Vented Crawlspace - R19 Cavity Insulation | [6 empty] | 0.388 | 0.4 | No | 0.2 | 0.2 | 0.2 | 0.2 | 7 | Single Speed ASHP (7.5 HSPF2 14.3 SEER2) | Autosize |  |  |  |  | Electric |  |  | 35 | -30 |  |  | 0.075 | 4 | 0.075 | 4 | Heat_EZ_Sch_1 | Cool_EZ_Sch_1 | HPWH_50-gallon | DHW_EZ_Sch_1 | 4 | 0.75 | 0 | Gas | Gas | Yes | Yes | Yes | 0 | Misc_Elec_EZ_Sch_1 | 0
4 Occupant_USA_CO_Trinidad_HPWH_50-gallon | 4 | USA_CO_Trinidad-Stokes.AP.724645_TMYx.2004-2018 | 0 | 1900 | 1 | 9 | 1.2 | 4-12 (Low-Moderate Slope) | Pre-Defined Construction | Wood-Framed - 2x6 - 24 in OC - R-19 Cavity |  | Pre-Defined Construction | Attic w R49 Cavity and Shingle Roof |  | Pre-Defined Construction | Vented Crawlspace - R19 Cavity Insulation | [6 empty] | 0.388 | 0.4 | No | 0.2 | 0.2 | 0.2 | 0.2 | 7 | Single Speed ASHP (7.5 HSPF2 14.3 SEER2) | Autosize |  |  |  |  | Electric |  |  | 35 | -30 |  |  | 0.075 | 4 | 0.075 | 4 | Heat_EZ_Sch_1 | Cool_EZ_Sch_1 | HPWH_50-gallon | DHW_EZ_Sch_1 | 4 | 0.75 | 0 | Gas | Gas | Yes | Yes | Yes | 0 | Misc_Elec_EZ_Sch_1 | 0
4 Occupant_USA_CT_Bridgepo_HPWH_50-gallon | 4 | USA_CT_Bridgeport-Sikorsky.Meml.AP.725040_TMYx.2004-2018 | 0 | 1900 | 1 | 9 | 1.2 | 4-12 (Low-Moderate Slope) | Pre-Defined Construction | Wood-Framed - 2x6 - 24 in OC - R-19 Cavity |  | Pre-Defined Construction | Attic w R49 Cavity and Shingle Roof |  | Pre-Defined Construction | Vented Crawlspace - R19 Cavity Insulation | [6 empty] | 0.388 | 0.4 | No | 0.2 | 0.2 | 0.2 | 0.2 | 7 | Single Speed ASHP (7.5 HSPF2 14.3 SEER2) | Autosize |  |  |  |  | Electric |  |  | 35 | -30 |  |  | 0.075 | 4 | 0.075 | 4 | Heat_EZ_Sch_1 | Cool_EZ_Sch_1 | HPWH_50-gallon | DHW_EZ_Sch_1 | 4 | 0.75 | 0 | Gas | Gas | Yes | Yes | Yes | 0 | Misc_Elec_EZ_Sch_1 | 0
4 Occupant_USA_DE_Wilmingt_HPWH_50-gallon | 4 | USA_DE_Wilmington.AP.724180_TMYx.2004-2018 | 0 | 1900 | 1 | 9 | 1.2 | 4-12 (Low-Moderate Slope) | Pre-Defined Construction | Wood-Framed - 2x6 - 24 in OC - R-19 Cavity |  | Pre-Defined Construction | Attic w R49 Cavity and Shingle Roof |  | Pre-Defined Construction | Vented Crawlspace - R19 Cavity Insulation | [6 empty] | 0.388 | 0.4 | No | 0.2 | 0.2 | 0.2 | 0.2 | 7 | Single Speed ASHP (7.5 HSPF2 14.3 SEER2) | Autosize |  |  |  |  | Electric |  |  | 35 | -30 |  |  | 0.075 | 4 | 0.075 | 4 | Heat_EZ_Sch_1 | Cool_EZ_Sch_1 | HPWH_50-gallon | DHW_EZ_Sch_1 | 4 | 0.75 | 0 | Gas | Gas | Yes | Yes | Yes | 0 | Misc_Elec_EZ_Sch_1 | 0
4 Occupant_USA_FL_Fort.Mye_HPWH_50-gallon | 4 | USA_FL_Fort.Myers-Page.Field.AP.722106_TMYx.2004-2018 | 0 | 1900 | 1 | 9 | 1.2 | 4-12 (Low-Moderate Slope) | Pre-Defined Construction | Wood-Framed - 2x6 - 24 in OC - R-19 Cavity |  | Pre-Defined Construction | Attic w R49 Cavity and Shingle Roof |  | Pre-Defined Construction | Vented Crawlspace - R19 Cavity Insulation | [6 empty] | 0.388 | 0.4 | No | 0.2 | 0.2 | 0.2 | 0.2 | 7 | Single Speed ASHP (7.5 HSPF2 14.3 SEER2) | Autosize |  |  |  |  | Electric |  |  | 35 | -30 |  |  | 0.075 | 4 | 0.075 | 4 | Heat_EZ_Sch_1 | Cool_EZ_Sch_1 | HPWH_50-gallon | DHW_EZ_Sch_1 | 4 | 0.75 | 0 | Gas | Gas | Yes | Yes | Yes | 0 | Misc_Elec_EZ_Sch_1 | 0
4 Occupant_USA_FL_Jacksonv_HPWH_50-gallon | 4 | USA_FL_Jacksonville.Intl.AP.722060_TMYx.2004-2018 | 0 | 1900 | 1 | 9 | 1.2 | 4-12 (Low-Moderate Slope) | Pre-Defined Construction | Wood-Framed - 2x6 - 24 in OC - R-19 Cavity |  | Pre-Defined Construction | Attic w R49 Cavity and Shingle Roof |  | Pre-Defined Construction | Vented Crawlspace - R19 Cavity Insulation | [6 empty] | 0.388 | 0.4 | No | 0.2 | 0.2 | 0.2 | 0.2 | 7 | Single Speed ASHP (7.5 HSPF2 14.3 SEER2) | Autosize |  |  |  |  | Electric |  |  | 35 | -30 |  |  | 0.075 | 4 | 0.075 | 4 | Heat_EZ_Sch_1 | Cool_EZ_Sch_1 | HPWH_50-gallon | DHW_EZ_Sch_1 | 4 | 0.75 | 0 | Gas | Gas | Yes | Yes | Yes | 0 | Misc_Elec_EZ_Sch_1 | 0
4 Occupant_USA_FL_Miami.Na_HPWH_50-gallon | 4 | USA_FL_Miami.Natl.Hurricane.Center.722020_TMYx.2004-2018 | 0 | 1900 | 1 | 9 | 1.2 | 4-12 (Low-Moderate Slope) | Pre-Defined Construction | Wood-Framed - 2x6 - 24 in OC - R-19 Cavity |  | Pre-Defined Construction | Attic w R49 Cavity and Shingle Roof |  | Pre-Defined Construction | Vented Crawlspace - R19 Cavity Insulation | [6 empty] | 0.388 | 0.4 | No | 0.2 | 0.2 | 0.2 | 0.2 | 7 | Single Speed ASHP (7.5 HSPF2 14.3 SEER2) | Autosize |  |  |  |  | Electric |  |  | 35 | -30 |  |  | 0.075 | 4 | 0.075 | 4 | Heat_EZ_Sch_1 | Cool_EZ_Sch_1 | HPWH_50-gallon | DHW_EZ_Sch_1 | 4 | 0.75 | 0 | Gas | Gas | Yes | Yes | Yes | 0 | Misc_Elec_EZ_Sch_1 | 0
4 Occupant_USA_GA_Atlanta-_HPWH_50-gallon | 4 | USA_GA_Atlanta-Hartsfield-Jackson.Intl.AP.722190_TMYx.2004-2018 | 0 | 1900 | 1 | 9 | 1.2 | 4-12 (Low-Moderate Slope) | Pre-Defined Construction | Wood-Framed - 2x6 - 24 in OC - R-19 Cavity |  | Pre-Defined Construction | Attic w R49 Cavity and Shingle Roof |  | Pre-Defined Construction | Vented Crawlspace - R19 Cavity Insulation | [6 empty] | 0.388 | 0.4 | No | 0.2 | 0.2 | 0.2 | 0.2 | 7 | Single Speed ASHP (7.5 HSPF2 14.3 SEER2) | Autosize |  |  |  |  | Electric |  |  | 35 | -30 |  |  | 0.075 | 4 | 0.075 | 4 | Heat_EZ_Sch_1 | Cool_EZ_Sch_1 | HPWH_50-gallon | DHW_EZ_Sch_1 | 4 | 0.75 | 0 | Gas | Gas | Yes | Yes | Yes | 0 | Misc_Elec_EZ_Sch_1 | 0
4 Occupant_USA_GA_Rome-Rus_HPWH_50-gallon | 4 | USA_GA_Rome-Russell.AP.723200_TMYx.2004-2018 | 0 | 1900 | 1 | 9 | 1.2 | 4-12 (Low-Moderate Slope) | Pre-Defined Construction | Wood-Framed - 2x6 - 24 in OC - R-19 Cavity |  | Pre-Defined Construction | Attic w R49 Cavity and Shingle Roof |  | Pre-Defined Construction | Vented Crawlspace - R19 Cavity Insulation | [6 empty] | 0.388 | 0.4 | No | 0.2 | 0.2 | 0.2 | 0.2 | 7 | Single Speed ASHP (7.5 HSPF2 14.3 SEER2) | Autosize |  |  |  |  | Electric |  |  | 35 | -30 |  |  | 0.075 | 4 | 0.075 | 4 | Heat_EZ_Sch_1 | Cool_EZ_Sch_1 | HPWH_50-gallon | DHW_EZ_Sch_1 | 4 | 0.75 | 0 | Gas | Gas | Yes | Yes | Yes | 0 | Misc_Elec_EZ_Sch_1 | 0
4 Occupant_USA_GA_Savannah_HPWH_50-gallon | 4 | USA_GA_Savannah-Hilton.Head.Intl.AP.722070_TMYx.2004-2018 | 0 | 1900 | 1 | 9 | 1.2 | 4-12 (Low-Moderate Slope) | Pre-Defined Construction | Wood-Framed - 2x6 - 24 in OC - R-19 Cavity |  | Pre-Defined Construction | Attic w R49 Cavity and Shingle Roof |  | Pre-Defined Construction | Vented Crawlspace - R19 Cavity Insulation | [6 empty] | 0.388 | 0.4 | No | 0.2 | 0.2 | 0.2 | 0.2 | 7 | Single Speed ASHP (7.5 HSPF2 14.3 SEER2) | Autosize |  |  |  |  | Electric |  |  | 35 | -30 |  |  | 0.075 | 4 | 0.075 | 4 | Heat_EZ_Sch_1 | Cool_EZ_Sch_1 | HPWH_50-gallon | DHW_EZ_Sch_1 | 4 | 0.75 | 0 | Gas | Gas | Yes | Yes | Yes | 0 | Misc_Elec_EZ_Sch_1 | 0
4 Occupant_USA_IA_Des.Moin_HPWH_50-gallon | 4 | USA_IA_Des.Moines.Intl.AP.725460_TMYx.2004-2018 | 0 | 1900 | 1 | 9 | 1.2 | 4-12 (Low-Moderate Slope) | Pre-Defined Construction | Wood-Framed - 2x6 - 24 in OC - R-19 Cavity |  | Pre-Defined Construction | Attic w R49 Cavity and Shingle Roof |  | Pre-Defined Construction | Vented Crawlspace - R19 Cavity Insulation | [6 empty] | 0.388 | 0.4 | No | 0.2 | 0.2 | 0.2 | 0.2 | 7 | Single Speed ASHP (7.5 HSPF2 14.3 SEER2) | Autosize |  |  |  |  | Electric |  |  | 35 | -30 |  |  | 0.075 | 4 | 0.075 | 4 | Heat_EZ_Sch_1 | Cool_EZ_Sch_1 | HPWH_50-gallon | DHW_EZ_Sch_1 | 4 | 0.75 | 0 | Gas | Gas | Yes | Yes | Yes | 0 | Misc_Elec_EZ_Sch_1 | 0
4 Occupant_USA_IA_Sioux.Ci_HPWH_50-gallon | 4 | USA_IA_Sioux.City-Sioux.Gateway.AP.725570_TMYx.2004-2018 | 0 | 1900 | 1 | 9 | 1.2 | 4-12 (Low-Moderate Slope) | Pre-Defined Construction | Wood-Framed - 2x6 - 24 in OC - R-19 Cavity |  | Pre-Defined Construction | Attic w R49 Cavity and Shingle Roof |  | Pre-Defined Construction | Vented Crawlspace - R19 Cavity Insulation | [6 empty] | 0.388 | 0.4 | No | 0.2 | 0.2 | 0.2 | 0.2 | 7 | Single Speed ASHP (7.5 HSPF2 14.3 SEER2) | Autosize |  |  |  |  | Electric |  |  | 35 | -30 |  |  | 0.075 | 4 | 0.075 | 4 | Heat_EZ_Sch_1 | Cool_EZ_Sch_1 | HPWH_50-gallon | DHW_EZ_Sch_1 | 4 | 0.75 | 0 | Gas | Gas | Yes | Yes | Yes | 0 | Misc_Elec_EZ_Sch_1 | 0
4 Occupant_USA_ID_Boise.AP_HPWH_50-gallon | 4 | USA_ID_Boise.AP-Gowen.Field.ANGB.726810_TMYx.2004-2018 | 0 | 1900 | 1 | 9 | 1.2 | 4-12 (Low-Moderate Slope) | Pre-Defined Construction | Wood-Framed - 2x6 - 24 in OC - R-19 Cavity |  | Pre-Defined Construction | Attic w R49 Cavity and Shingle Roof |  | Pre-Defined Construction | Vented Crawlspace - R19 Cavity Insulation | [6 empty] | 0.388 | 0.4 | No | 0.2 | 0.2 | 0.2 | 0.2 | 7 | Single Speed ASHP (7.5 HSPF2 14.3 SEER2) | Autosize |  |  |  |  | Electric |  |  | 35 | -30 |  |  | 0.075 | 4 | 0.075 | 4 | Heat_EZ_Sch_1 | Cool_EZ_Sch_1 | HPWH_50-gallon | DHW_EZ_Sch_1 | 4 | 0.75 | 0 | Gas | Gas | Yes | Yes | Yes | 0 | Misc_Elec_EZ_Sch_1 | 0
4 Occupant_USA_ID_Idaho.Fa_HPWH_50-gallon | 4 | USA_ID_Idaho.Falls.Rgnl.AP-Fanning.Field.725785_TMYx.2004-2018 | 0 | 1900 | 1 | 9 | 1.2 | 4-12 (Low-Moderate Slope) | Pre-Defined Construction | Wood-Framed - 2x6 - 24 in OC - R-19 Cavity |  | Pre-Defined Construction | Attic w R49 Cavity and Shingle Roof |  | Pre-Defined Construction | Vented Crawlspace - R19 Cavity Insulation | [6 empty] | 0.388 | 0.4 | No | 0.2 | 0.2 | 0.2 | 0.2 | 7 | Single Speed ASHP (7.5 HSPF2 14.3 SEER2) | Autosize |  |  |  |  | Electric |  |  | 35 | -30 |  |  | 0.075 | 4 | 0.075 | 4 | Heat_EZ_Sch_1 | Cool_EZ_Sch_1 | HPWH_50-gallon | DHW_EZ_Sch_1 | 4 | 0.75 | 0 | Gas | Gas | Yes | Yes | Yes | 0 | Misc_Elec_EZ_Sch_1 | 0
4 Occupant_USA_IL_Bellevil_HPWH_50-gallon | 4 | USA_IL_Belleville-Scott.AFB-MidAmerica.St.Louis.AP.724338_TMYx.2004-2018 | 0 | 1900 | 1 | 9 | 1.2 | 4-12 (Low-Moderate Slope) | Pre-Defined Construction | Wood-Framed - 2x6 - 24 in OC - R-19 Cavity |  | Pre-Defined Construction | Attic w R49 Cavity and Shingle Roof |  | Pre-Defined Construction | Vented Crawlspace - R19 Cavity Insulation | [6 empty] | 0.388 | 0.4 | No | 0.2 | 0.2 | 0.2 | 0.2 | 7 | Single Speed ASHP (7.5 HSPF2 14.3 SEER2) | Autosize |  |  |  |  | Electric |  |  | 35 | -30 |  |  | 0.075 | 4 | 0.075 | 4 | Heat_EZ_Sch_1 | Cool_EZ_Sch_1 | HPWH_50-gallon | DHW_EZ_Sch_1 | 4 | 0.75 | 0 | Gas | Gas | Yes | Yes | Yes | 0 | Misc_Elec_EZ_Sch_1 | 0
4 Occupant_USA_IL_Chicago._HPWH_50-gallon | 4 | USA_IL_Chicago.Midway.Intl.AP.725340_TMYx.2004-2018 | 0 | 1900 | 1 | 9 | 1.2 | 4-12 (Low-Moderate Slope) | Pre-Defined Construction | Wood-Framed - 2x6 - 24 in OC - R-19 Cavity |  | Pre-Defined Construction | Attic w R49 Cavity and Shingle Roof |  | Pre-Defined Construction | Vented Crawlspace - R19 Cavity Insulation | [6 empty] | 0.388 | 0.4 | No | 0.2 | 0.2 | 0.2 | 0.2 | 7 | Single Speed ASHP (7.5 HSPF2 14.3 SEER2) | Autosize |  |  |  |  | Electric |  |  | 35 | -30 |  |  | 0.075 | 4 | 0.075 | 4 | Heat_EZ_Sch_1 | Cool_EZ_Sch_1 | HPWH_50-gallon | DHW_EZ_Sch_1 | 4 | 0.75 | 0 | Gas | Gas | Yes | Yes | Yes | 0 | Misc_Elec_EZ_Sch_1 | 0
4 Occupant_USA_IN_Evansvil_HPWH_50-gallon | 4 | USA_IN_Evansville.Rgnl.AP.724320_TMYx.2004-2018 | 0 | 1900 | 1 | 9 | 1.2 | 4-12 (Low-Moderate Slope) | Pre-Defined Construction | Wood-Framed - 2x6 - 24 in OC - R-19 Cavity |  | Pre-Defined Construction | Attic w R49 Cavity and Shingle Roof |  | Pre-Defined Construction | Vented Crawlspace - R19 Cavity Insulation | [6 empty] | 0.388 | 0.4 | No | 0.2 | 0.2 | 0.2 | 0.2 | 7 | Single Speed ASHP (7.5 HSPF2 14.3 SEER2) | Autosize |  |  |  |  | Electric |  |  | 35 | -30 |  |  | 0.075 | 4 | 0.075 | 4 | Heat_EZ_Sch_1 | Cool_EZ_Sch_1 | HPWH_50-gallon | DHW_EZ_Sch_1 | 4 | 0.75 | 0 | Gas | Gas | Yes | Yes | Yes | 0 | Misc_Elec_EZ_Sch_1 | 0
4 Occupant_USA_IN_Indianap_HPWH_50-gallon | 4 | USA_IN_Indianapolis.Intl.AP.724380_TMYx.2004-2018 | 0 | 1900 | 1 | 9 | 1.2 | 4-12 (Low-Moderate Slope) | Pre-Defined Construction | Wood-Framed - 2x6 - 24 in OC - R-19 Cavity |  | Pre-Defined Construction | Attic w R49 Cavity and Shingle Roof |  | Pre-Defined Construction | Vented Crawlspace - R19 Cavity Insulation | [6 empty] | 0.388 | 0.4 | No | 0.2 | 0.2 | 0.2 | 0.2 | 7 | Single Speed ASHP (7.5 HSPF2 14.3 SEER2) | Autosize |  |  |  |  | Electric |  |  | 35 | -30 |  |  | 0.075 | 4 | 0.075 | 4 | Heat_EZ_Sch_1 | Cool_EZ_Sch_1 | HPWH_50-gallon | DHW_EZ_Sch_1 | 4 | 0.75 | 0 | Gas | Gas | Yes | Yes | Yes | 0 | Misc_Elec_EZ_Sch_1 | 0
4 Occupant_USA_KS_Hays.Rgn_HPWH_50-gallon | 4 | USA_KS_Hays.Rgnl.AP.724518_TMYx.2004-2018 | 0 | 1900 | 1 | 9 | 1.2 | 4-12 (Low-Moderate Slope) | Pre-Defined Construction | Wood-Framed - 2x6 - 24 in OC - R-19 Cavity |  | Pre-Defined Construction | Attic w R49 Cavity and Shingle Roof |  | Pre-Defined Construction | Vented Crawlspace - R19 Cavity Insulation | [6 empty] | 0.388 | 0.4 | No | 0.2 | 0.2 | 0.2 | 0.2 | 7 | Single Speed ASHP (7.5 HSPF2 14.3 SEER2) | Autosize |  |  |  |  | Electric |  |  | 35 | -30 |  |  | 0.075 | 4 | 0.075 | 4 | Heat_EZ_Sch_1 | Cool_EZ_Sch_1 | HPWH_50-gallon | DHW_EZ_Sch_1 | 4 | 0.75 | 0 | Gas | Gas | Yes | Yes | Yes | 0 | Misc_Elec_EZ_Sch_1 | 0
4 Occupant_USA_KS_Wichita._HPWH_50-gallon | 4 | USA_KS_Wichita.Eisenhower.Natl.AP.724500_TMYx.2004-2018 | 0 | 1900 | 1 | 9 | 1.2 | 4-12 (Low-Moderate Slope) | Pre-Defined Construction | Wood-Framed - 2x6 - 24 in OC - R-19 Cavity |  | Pre-Defined Construction | Attic w R49 Cavity and Shingle Roof |  | Pre-Defined Construction | Vented Crawlspace - R19 Cavity Insulation | [6 empty] | 0.388 | 0.4 | No | 0.2 | 0.2 | 0.2 | 0.2 | 7 | Single Speed ASHP (7.5 HSPF2 14.3 SEER2) | Autosize |  |  |  |  | Electric |  |  | 35 | -30 |  |  | 0.075 | 4 | 0.075 | 4 | Heat_EZ_Sch_1 | Cool_EZ_Sch_1 | HPWH_50-gallon | DHW_EZ_Sch_1 | 4 | 0.75 | 0 | Gas | Gas | Yes | Yes | Yes | 0 | Misc_Elec_EZ_Sch_1 | 0
4 Occupant_USA_KY_Louisvil_HPWH_50-gallon | 4 | USA_KY_Louisville-Bowman.Rgnl.AP.724235_TMYx.2004-2018 | 0 | 1900 | 1 | 9 | 1.2 | 4-12 (Low-Moderate Slope) | Pre-Defined Construction | Wood-Framed - 2x6 - 24 in OC - R-19 Cavity |  | Pre-Defined Construction | Attic w R49 Cavity and Shingle Roof |  | Pre-Defined Construction | Vented Crawlspace - R19 Cavity Insulation | [6 empty] | 0.388 | 0.4 | No | 0.2 | 0.2 | 0.2 | 0.2 | 7 | Single Speed ASHP (7.5 HSPF2 14.3 SEER2) | Autosize |  |  |  |  | Electric |  |  | 35 | -30 |  |  | 0.075 | 4 | 0.075 | 4 | Heat_EZ_Sch_1 | Cool_EZ_Sch_1 | HPWH_50-gallon | DHW_EZ_Sch_1 | 4 | 0.75 | 0 | Gas | Gas | Yes | Yes | Yes | 0 | Misc_Elec_EZ_Sch_1 | 0
4 Occupant_USA_LA_New.Orle_HPWH_50-gallon | 4 | USA_LA_New.Orleans-Armstrong.Intl.AP.722310_TMYx.2004-2018 | 0 | 1900 | 1 | 9 | 1.2 | 4-12 (Low-Moderate Slope) | Pre-Defined Construction | Wood-Framed - 2x6 - 24 in OC - R-19 Cavity |  | Pre-Defined Construction | Attic w R49 Cavity and Shingle Roof |  | Pre-Defined Construction | Vented Crawlspace - R19 Cavity Insulation | [6 empty] | 0.388 | 0.4 | No | 0.2 | 0.2 | 0.2 | 0.2 | 7 | Single Speed ASHP (7.5 HSPF2 14.3 SEER2) | Autosize |  |  |  |  | Electric |  |  | 35 | -30 |  |  | 0.075 | 4 | 0.075 | 4 | Heat_EZ_Sch_1 | Cool_EZ_Sch_1 | HPWH_50-gallon | DHW_EZ_Sch_1 | 4 | 0.75 | 0 | Gas | Gas | Yes | Yes | Yes | 0 | Misc_Elec_EZ_Sch_1 | 0
4 Occupant_USA_LA_Shrevepo_HPWH_50-gallon | 4 | USA_LA_Shreveport.Downtown.AP.722484_TMYx.2004-2018 | 0 | 1900 | 1 | 9 | 1.2 | 4-12 (Low-Moderate Slope) | Pre-Defined Construction | Wood-Framed - 2x6 - 24 in OC - R-19 Cavity |  | Pre-Defined Construction | Attic w R49 Cavity and Shingle Roof |  | Pre-Defined Construction | Vented Crawlspace - R19 Cavity Insulation | [6 empty] | 0.388 | 0.4 | No | 0.2 | 0.2 | 0.2 | 0.2 | 7 | Single Speed ASHP (7.5 HSPF2 14.3 SEER2) | Autosize |  |  |  |  | Electric |  |  | 35 | -30 |  |  | 0.075 | 4 | 0.075 | 4 | Heat_EZ_Sch_1 | Cool_EZ_Sch_1 | HPWH_50-gallon | DHW_EZ_Sch_1 | 4 | 0.75 | 0 | Gas | Gas | Yes | Yes | Yes | 0 | Misc_Elec_EZ_Sch_1 | 0
4 Occupant_USA_MA_Boston-L_HPWH_50-gallon | 4 | USA_MA_Boston-Logan.Intl.AP.725090_TMYx.2004-2018 | 0 | 1900 | 1 | 9 | 1.2 | 4-12 (Low-Moderate Slope) | Pre-Defined Construction | Wood-Framed - 2x6 - 24 in OC - R-19 Cavity |  | Pre-Defined Construction | Attic w R49 Cavity and Shingle Roof |  | Pre-Defined Construction | Vented Crawlspace - R19 Cavity Insulation | [6 empty] | 0.388 | 0.4 | No | 0.2 | 0.2 | 0.2 | 0.2 | 7 | Single Speed ASHP (7.5 HSPF2 14.3 SEER2) | Autosize |  |  |  |  | Electric |  |  | 35 | -30 |  |  | 0.075 | 4 | 0.075 | 4 | Heat_EZ_Sch_1 | Cool_EZ_Sch_1 | HPWH_50-gallon | DHW_EZ_Sch_1 | 4 | 0.75 | 0 | Gas | Gas | Yes | Yes | Yes | 0 | Misc_Elec_EZ_Sch_1 | 0
4 Occupant_USA_MD_Baltimor_HPWH_50-gallon | 4 | USA_MD_Baltimore-Washington.Intl-Marshall.AP.724060_TMYx.2004-2018 | 0 | 1900 | 1 | 9 | 1.2 | 4-12 (Low-Moderate Slope) | Pre-Defined Construction | Wood-Framed - 2x6 - 24 in OC - R-19 Cavity |  | Pre-Defined Construction | Attic w R49 Cavity and Shingle Roof |  | Pre-Defined Construction | Vented Crawlspace - R19 Cavity Insulation | [6 empty] | 0.388 | 0.4 | No | 0.2 | 0.2 | 0.2 | 0.2 | 7 | Single Speed ASHP (7.5 HSPF2 14.3 SEER2) | Autosize |  |  |  |  | Electric |  |  | 35 | -30 |  |  | 0.075 | 4 | 0.075 | 4 | Heat_EZ_Sch_1 | Cool_EZ_Sch_1 | HPWH_50-gallon | DHW_EZ_Sch_1 | 4 | 0.75 | 0 | Gas | Gas | Yes | Yes | Yes | 0 | Misc_Elec_EZ_Sch_1 | 0
4 Occupant_USA_ME_Portland_HPWH_50-gallon | 4 | USA_ME_Portland.Intl.Jetport.726060_TMYx.2004-2018 | 0 | 1900 | 1 | 9 | 1.2 | 4-12 (Low-Moderate Slope) | Pre-Defined Construction | Wood-Framed - 2x6 - 24 in OC - R-19 Cavity |  | Pre-Defined Construction | Attic w R49 Cavity and Shingle Roof |  | Pre-Defined Construction | Vented Crawlspace - R19 Cavity Insulation | [6 empty] | 0.388 | 0.4 | No | 0.2 | 0.2 | 0.2 | 0.2 | 7 | Single Speed ASHP (7.5 HSPF2 14.3 SEER2) | Autosize |  |  |  |  | Electric |  |  | 35 | -30 |  |  | 0.075 | 4 | 0.075 | 4 | Heat_EZ_Sch_1 | Cool_EZ_Sch_1 | HPWH_50-gallon | DHW_EZ_Sch_1 | 4 | 0.75 | 0 | Gas | Gas | Yes | Yes | Yes | 0 | Misc_Elec_EZ_Sch_1 | 0
4 Occupant_USA_ME_Presque._HPWH_50-gallon | 4 | USA_ME_Presque.Isle.Intl.AP.727130_TMYx.2004-2018 | 0 | 1900 | 1 | 9 | 1.2 | 4-12 (Low-Moderate Slope) | Pre-Defined Construction | Wood-Framed - 2x6 - 24 in OC - R-19 Cavity |  | Pre-Defined Construction | Attic w R49 Cavity and Shingle Roof |  | Pre-Defined Construction | Vented Crawlspace - R19 Cavity Insulation | [6 empty] | 0.388 | 0.4 | No | 0.2 | 0.2 | 0.2 | 0.2 | 7 | Single Speed ASHP (7.5 HSPF2 14.3 SEER2) | Autosize |  |  |  |  | Electric |  |  | 35 | -30 |  |  | 0.075 | 4 | 0.075 | 4 | Heat_EZ_Sch_1 | Cool_EZ_Sch_1 | HPWH_50-gallon | DHW_EZ_Sch_1 | 4 | 0.75 | 0 | Gas | Gas | Yes | Yes | Yes | 0 | Misc_Elec_EZ_Sch_1 | 0
4 Occupant_USA_MI_Detroit-_HPWH_50-gallon | 4 | USA_MI_Detroit-Young.Intl.AP.725375_TMYx.2004-2018 | 0 | 1900 | 1 | 9 | 1.2 | 4-12 (Low-Moderate Slope) | Pre-Defined Construction | Wood-Framed - 2x6 - 24 in OC - R-19 Cavity |  | Pre-Defined Construction | Attic w R49 Cavity and Shingle Roof |  | Pre-Defined Construction | Vented Crawlspace - R19 Cavity Insulation | [6 empty] | 0.388 | 0.4 | No | 0.2 | 0.2 | 0.2 | 0.2 | 7 | Single Speed ASHP (7.5 HSPF2 14.3 SEER2) | Autosize |  |  |  |  | Electric |  |  | 35 | -30 |  |  | 0.075 | 4 | 0.075 | 4 | Heat_EZ_Sch_1 | Cool_EZ_Sch_1 | HPWH_50-gallon | DHW_EZ_Sch_1 | 4 | 0.75 | 0 | Gas | Gas | Yes | Yes | Yes | 0 | Misc_Elec_EZ_Sch_1 | 0
4 Occupant_USA_MI_Houghton_HPWH_50-gallon | 4 | USA_MI_Houghton.Lake-Roscommon.County.AP.726380_TMYx.2004-2018 | 0 | 1900 | 1 | 9 | 1.2 | 4-12 (Low-Moderate Slope) | Pre-Defined Construction | Wood-Framed - 2x6 - 24 in OC - R-19 Cavity |  | Pre-Defined Construction | Attic w R49 Cavity and Shingle Roof |  | Pre-Defined Construction | Vented Crawlspace - R19 Cavity Insulation | [6 empty] | 0.388 | 0.4 | No | 0.2 | 0.2 | 0.2 | 0.2 | 7 | Single Speed ASHP (7.5 HSPF2 14.3 SEER2) | Autosize |  |  |  |  | Electric |  |  | 35 | -30 |  |  | 0.075 | 4 | 0.075 | 4 | Heat_EZ_Sch_1 | Cool_EZ_Sch_1 | HPWH_50-gallon | DHW_EZ_Sch_1 | 4 | 0.75 | 0 | Gas | Gas | Yes | Yes | Yes | 0 | Misc_Elec_EZ_Sch_1 | 0
4 Occupant_USA_MI_Traverse_HPWH_50-gallon | 4 | USA_MI_Traverse.City-Cherry.Capital.AP.726387_TMYx.2004-2018 | 0 | 1900 | 1 | 9 | 1.2 | 4-12 (Low-Moderate Slope) | Pre-Defined Construction | Wood-Framed - 2x6 - 24 in OC - R-19 Cavity |  | Pre-Defined Construction | Attic w R49 Cavity and Shingle Roof |  | Pre-Defined Construction | Vented Crawlspace - R19 Cavity Insulation | [6 empty] | 0.388 | 0.4 | No | 0.2 | 0.2 | 0.2 | 0.2 | 7 | Single Speed ASHP (7.5 HSPF2 14.3 SEER2) | Autosize |  |  |  |  | Electric |  |  | 35 | -30 |  |  | 0.075 | 4 | 0.075 | 4 | Heat_EZ_Sch_1 | Cool_EZ_Sch_1 | HPWH_50-gallon | DHW_EZ_Sch_1 | 4 | 0.75 | 0 | Gas | Gas | Yes | Yes | Yes | 0 | Misc_Elec_EZ_Sch_1 | 0
4 Occupant_USA_MN_Duluth.I_HPWH_50-gallon | 4 | USA_MN_Duluth.Intl.AP-Duluth.ANGB.727450_TMYx.2004-2018 | 0 | 1900 | 1 | 9 | 1.2 | 4-12 (Low-Moderate Slope) | Pre-Defined Construction | Wood-Framed - 2x6 - 24 in OC - R-19 Cavity |  | Pre-Defined Construction | Attic w R49 Cavity and Shingle Roof |  | Pre-Defined Construction | Vented Crawlspace - R19 Cavity Insulation | [6 empty] | 0.388 | 0.4 | No | 0.2 | 0.2 | 0.2 | 0.2 | 7 | Single Speed ASHP (7.5 HSPF2 14.3 SEER2) | Autosize |  |  |  |  | Electric |  |  | 35 | -30 |  |  | 0.075 | 4 | 0.075 | 4 | Heat_EZ_Sch_1 | Cool_EZ_Sch_1 | HPWH_50-gallon | DHW_EZ_Sch_1 | 4 | 0.75 | 0 | Gas | Gas | Yes | Yes | Yes | 0 | Misc_Elec_EZ_Sch_1 | 0
4 Occupant_USA_MN_Minneapo_HPWH_50-gallon | 4 | USA_MN_Minneapolis-St.Paul.Intl.AP.726580_TMYx.2004-2018 | 0 | 1900 | 1 | 9 | 1.2 | 4-12 (Low-Moderate Slope) | Pre-Defined Construction | Wood-Framed - 2x6 - 24 in OC - R-19 Cavity |  | Pre-Defined Construction | Attic w R49 Cavity and Shingle Roof |  | Pre-Defined Construction | Vented Crawlspace - R19 Cavity Insulation | [6 empty] | 0.388 | 0.4 | No | 0.2 | 0.2 | 0.2 | 0.2 | 7 | Single Speed ASHP (7.5 HSPF2 14.3 SEER2) | Autosize |  |  |  |  | Electric |  |  | 35 | -30 |  |  | 0.075 | 4 | 0.075 | 4 | Heat_EZ_Sch_1 | Cool_EZ_Sch_1 | HPWH_50-gallon | DHW_EZ_Sch_1 | 4 | 0.75 | 0 | Gas | Gas | Yes | Yes | Yes | 0 | Misc_Elec_EZ_Sch_1 | 0
4 Occupant_USA_MO_Kansas.C_HPWH_50-gallon | 4 | USA_MO_Kansas.City-Wheeler.Downtown.AP.724463_TMYx.2004-2018 | 0 | 1900 | 1 | 9 | 1.2 | 4-12 (Low-Moderate Slope) | Pre-Defined Construction | Wood-Framed - 2x6 - 24 in OC - R-19 Cavity |  | Pre-Defined Construction | Attic w R49 Cavity and Shingle Roof |  | Pre-Defined Construction | Vented Crawlspace - R19 Cavity Insulation | [6 empty] | 0.388 | 0.4 | No | 0.2 | 0.2 | 0.2 | 0.2 | 7 | Single Speed ASHP (7.5 HSPF2 14.3 SEER2) | Autosize |  |  |  |  | Electric |  |  | 35 | -30 |  |  | 0.075 | 4 | 0.075 | 4 | Heat_EZ_Sch_1 | Cool_EZ_Sch_1 | HPWH_50-gallon | DHW_EZ_Sch_1 | 4 | 0.75 | 0 | Gas | Gas | Yes | Yes | Yes | 0 | Misc_Elec_EZ_Sch_1 | 0
4 Occupant_USA_MO_St.Josep_HPWH_50-gallon | 4 | USA_MO_St.Joseph-Rosecrans.Meml.AP.724490_TMYx.2004-2018 | 0 | 1900 | 1 | 9 | 1.2 | 4-12 (Low-Moderate Slope) | Pre-Defined Construction | Wood-Framed - 2x6 - 24 in OC - R-19 Cavity |  | Pre-Defined Construction | Attic w R49 Cavity and Shingle Roof |  | Pre-Defined Construction | Vented Crawlspace - R19 Cavity Insulation | [6 empty] | 0.388 | 0.4 | No | 0.2 | 0.2 | 0.2 | 0.2 | 7 | Single Speed ASHP (7.5 HSPF2 14.3 SEER2) | Autosize |  |  |  |  | Electric |  |  | 35 | -30 |  |  | 0.075 | 4 | 0.075 | 4 | Heat_EZ_Sch_1 | Cool_EZ_Sch_1 | HPWH_50-gallon | DHW_EZ_Sch_1 | 4 | 0.75 | 0 | Gas | Gas | Yes | Yes | Yes | 0 | Misc_Elec_EZ_Sch_1 | 0
4 Occupant_USA_MS_Gulfport_HPWH_50-gallon | 4 | USA_MS_Gulfport-Biloxi.Intl.AP.747570_TMYx.2004-2018 | 0 | 1900 | 1 | 9 | 1.2 | 4-12 (Low-Moderate Slope) | Pre-Defined Construction | Wood-Framed - 2x6 - 24 in OC - R-19 Cavity |  | Pre-Defined Construction | Attic w R49 Cavity and Shingle Roof |  | Pre-Defined Construction | Vented Crawlspace - R19 Cavity Insulation | [6 empty] | 0.388 | 0.4 | No | 0.2 | 0.2 | 0.2 | 0.2 | 7 | Single Speed ASHP (7.5 HSPF2 14.3 SEER2) | Autosize |  |  |  |  | Electric |  |  | 35 | -30 |  |  | 0.075 | 4 | 0.075 | 4 | Heat_EZ_Sch_1 | Cool_EZ_Sch_1 | HPWH_50-gallon | DHW_EZ_Sch_1 | 4 | 0.75 | 0 | Gas | Gas | Yes | Yes | Yes | 0 | Misc_Elec_EZ_Sch_1 | 0
4 Occupant_USA_MS_Jackson-_HPWH_50-gallon | 4 | USA_MS_Jackson-Evers.Intl.AP.722350_TMYx.2004-2018 | 0 | 1900 | 1 | 9 | 1.2 | 4-12 (Low-Moderate Slope) | Pre-Defined Construction | Wood-Framed - 2x6 - 24 in OC - R-19 Cavity |  | Pre-Defined Construction | Attic w R49 Cavity and Shingle Roof |  | Pre-Defined Construction | Vented Crawlspace - R19 Cavity Insulation | [6 empty] | 0.388 | 0.4 | No | 0.2 | 0.2 | 0.2 | 0.2 | 7 | Single Speed ASHP (7.5 HSPF2 14.3 SEER2) | Autosize |  |  |  |  | Electric |  |  | 35 | -30 |  |  | 0.075 | 4 | 0.075 | 4 | Heat_EZ_Sch_1 | Cool_EZ_Sch_1 | HPWH_50-gallon | DHW_EZ_Sch_1 | 4 | 0.75 | 0 | Gas | Gas | Yes | Yes | Yes | 0 | Misc_Elec_EZ_Sch_1 | 0
4 Occupant_USA_MT_Billings_HPWH_50-gallon | 4 | USA_MT_Billings.Logan.Intl.AP.726770_TMYx.2004-2018 | 0 | 1900 | 1 | 9 | 1.2 | 4-12 (Low-Moderate Slope) | Pre-Defined Construction | Wood-Framed - 2x6 - 24 in OC - R-19 Cavity |  | Pre-Defined Construction | Attic w R49 Cavity and Shingle Roof |  | Pre-Defined Construction | Vented Crawlspace - R19 Cavity Insulation | [6 empty] | 0.388 | 0.4 | No | 0.2 | 0.2 | 0.2 | 0.2 | 7 | Single Speed ASHP (7.5 HSPF2 14.3 SEER2) | Autosize |  |  |  |  | Electric |  |  | 35 | -30 |  |  | 0.075 | 4 | 0.075 | 4 | Heat_EZ_Sch_1 | Cool_EZ_Sch_1 | HPWH_50-gallon | DHW_EZ_Sch_1 | 4 | 0.75 | 0 | Gas | Gas | Yes | Yes | Yes | 0 | Misc_Elec_EZ_Sch_1 | 0
4 Occupant_USA_NC_Charlott_HPWH_50-gallon | 4 | USA_NC_Charlotte.Douglas.Intl.AP.723140_TMYx.2004-2018 | 0 | 1900 | 1 | 9 | 1.2 | 4-12 (Low-Moderate Slope) | Pre-Defined Construction | Wood-Framed - 2x6 - 24 in OC - R-19 Cavity |  | Pre-Defined Construction | Attic w R49 Cavity and Shingle Roof |  | Pre-Defined Construction | Vented Crawlspace - R19 Cavity Insulation | [6 empty] | 0.388 | 0.4 | No | 0.2 | 0.2 | 0.2 | 0.2 | 7 | Single Speed ASHP (7.5 HSPF2 14.3 SEER2) | Autosize |  |  |  |  | Electric |  |  | 35 | -30 |  |  | 0.075 | 4 | 0.075 | 4 | Heat_EZ_Sch_1 | Cool_EZ_Sch_1 | HPWH_50-gallon | DHW_EZ_Sch_1 | 4 | 0.75 | 0 | Gas | Gas | Yes | Yes | Yes | 0 | Misc_Elec_EZ_Sch_1 | 0
4 Occupant_USA_NC_Raleigh-_HPWH_50-gallon | 4 | USA_NC_Raleigh-Durham.Intl.AP.723060_TMYx.2004-2018 | 0 | 1900 | 1 | 9 | 1.2 | 4-12 (Low-Moderate Slope) | Pre-Defined Construction | Wood-Framed - 2x6 - 24 in OC - R-19 Cavity |  | Pre-Defined Construction | Attic w R49 Cavity and Shingle Roof |  | Pre-Defined Construction | Vented Crawlspace - R19 Cavity Insulation | [6 empty] | 0.388 | 0.4 | No | 0.2 | 0.2 | 0.2 | 0.2 | 7 | Single Speed ASHP (7.5 HSPF2 14.3 SEER2) | Autosize |  |  |  |  | Electric |  |  | 35 | -30 |  |  | 0.075 | 4 | 0.075 | 4 | Heat_EZ_Sch_1 | Cool_EZ_Sch_1 | HPWH_50-gallon | DHW_EZ_Sch_1 | 4 | 0.75 | 0 | Gas | Gas | Yes | Yes | Yes | 0 | Misc_Elec_EZ_Sch_1 | 0
4 Occupant_USA_ND_Bismarck_HPWH_50-gallon | 4 | USA_ND_Bismarck.Muni.AP.727640_TMYx.2004-2018 | 0 | 1900 | 1 | 9 | 1.2 | 4-12 (Low-Moderate Slope) | Pre-Defined Construction | Wood-Framed - 2x6 - 24 in OC - R-19 Cavity |  | Pre-Defined Construction | Attic w R49 Cavity and Shingle Roof |  | Pre-Defined Construction | Vented Crawlspace - R19 Cavity Insulation | [6 empty] | 0.388 | 0.4 | No | 0.2 | 0.2 | 0.2 | 0.2 | 7 | Single Speed ASHP (7.5 HSPF2 14.3 SEER2) | Autosize |  |  |  |  | Electric |  |  | 35 | -30 |  |  | 0.075 | 4 | 0.075 | 4 | Heat_EZ_Sch_1 | Cool_EZ_Sch_1 | HPWH_50-gallon | DHW_EZ_Sch_1 | 4 | 0.75 | 0 | Gas | Gas | Yes | Yes | Yes | 0 | Misc_Elec_EZ_Sch_1 | 0
4 Occupant_USA_ND_Fargo-He_HPWH_50-gallon | 4 | USA_ND_Fargo-Hector.Intl.AP.727530_TMYx.2004-2018 | 0 | 1900 | 1 | 9 | 1.2 | 4-12 (Low-Moderate Slope) | Pre-Defined Construction | Wood-Framed - 2x6 - 24 in OC - R-19 Cavity |  | Pre-Defined Construction | Attic w R49 Cavity and Shingle Roof |  | Pre-Defined Construction | Vented Crawlspace - R19 Cavity Insulation | [6 empty] | 0.388 | 0.4 | No | 0.2 | 0.2 | 0.2 | 0.2 | 7 | Single Speed ASHP (7.5 HSPF2 14.3 SEER2) | Autosize |  |  |  |  | Electric |  |  | 35 | -30 |  |  | 0.075 | 4 | 0.075 | 4 | Heat_EZ_Sch_1 | Cool_EZ_Sch_1 | HPWH_50-gallon | DHW_EZ_Sch_1 | 4 | 0.75 | 0 | Gas | Gas | Yes | Yes | Yes | 0 | Misc_Elec_EZ_Sch_1 | 0
4 Occupant_USA_NE_Omaha-Mi_HPWH_50-gallon | 4 | USA_NE_Omaha-Millard.AP.720308_TMYx.2004-2018 | 0 | 1900 | 1 | 9 | 1.2 | 4-12 (Low-Moderate Slope) | Pre-Defined Construction | Wood-Framed - 2x6 - 24 in OC - R-19 Cavity |  | Pre-Defined Construction | Attic w R49 Cavity and Shingle Roof |  | Pre-Defined Construction | Vented Crawlspace - R19 Cavity Insulation | [6 empty] | 0.388 | 0.4 | No | 0.2 | 0.2 | 0.2 | 0.2 | 7 | Single Speed ASHP (7.5 HSPF2 14.3 SEER2) | Autosize |  |  |  |  | Electric |  |  | 35 | -30 |  |  | 0.075 | 4 | 0.075 | 4 | Heat_EZ_Sch_1 | Cool_EZ_Sch_1 | HPWH_50-gallon | DHW_EZ_Sch_1 | 4 | 0.75 | 0 | Gas | Gas | Yes | Yes | Yes | 0 | Misc_Elec_EZ_Sch_1 | 0
4 Occupant_USA_NH_Concord._HPWH_50-gallon | 4 | USA_NH_Concord.Muni.AP.726050_TMYx.2004-2018 | 0 | 1900 | 1 | 9 | 1.2 | 4-12 (Low-Moderate Slope) | Pre-Defined Construction | Wood-Framed - 2x6 - 24 in OC - R-19 Cavity |  | Pre-Defined Construction | Attic w R49 Cavity and Shingle Roof |  | Pre-Defined Construction | Vented Crawlspace - R19 Cavity Insulation | [6 empty] | 0.388 | 0.4 | No | 0.2 | 0.2 | 0.2 | 0.2 | 7 | Single Speed ASHP (7.5 HSPF2 14.3 SEER2) | Autosize |  |  |  |  | Electric |  |  | 35 | -30 |  |  | 0.075 | 4 | 0.075 | 4 | Heat_EZ_Sch_1 | Cool_EZ_Sch_1 | HPWH_50-gallon | DHW_EZ_Sch_1 | 4 | 0.75 | 0 | Gas | Gas | Yes | Yes | Yes | 0 | Misc_Elec_EZ_Sch_1 | 0
4 Occupant_USA_NH_Manchest_HPWH_50-gallon | 4 | USA_NH_Manchester-Boston.Rgnl.AP.743945_TMYx.2004-2018 | 0 | 1900 | 1 | 9 | 1.2 | 4-12 (Low-Moderate Slope) | Pre-Defined Construction | Wood-Framed - 2x6 - 24 in OC - R-19 Cavity |  | Pre-Defined Construction | Attic w R49 Cavity and Shingle Roof |  | Pre-Defined Construction | Vented Crawlspace - R19 Cavity Insulation | [6 empty] | 0.388 | 0.4 | No | 0.2 | 0.2 | 0.2 | 0.2 | 7 | Single Speed ASHP (7.5 HSPF2 14.3 SEER2) | Autosize |  |  |  |  | Electric |  |  | 35 | -30 |  |  | 0.075 | 4 | 0.075 | 4 | Heat_EZ_Sch_1 | Cool_EZ_Sch_1 | HPWH_50-gallon | DHW_EZ_Sch_1 | 4 | 0.75 | 0 | Gas | Gas | Yes | Yes | Yes | 0 | Misc_Elec_EZ_Sch_1 | 0
4 Occupant_USA_NJ_Newark.L_HPWH_50-gallon | 4 | USA_NJ_Newark.Liberty.Intl.AP.725020_TMYx.2004-2018 | 0 | 1900 | 1 | 9 | 1.2 | 4-12 (Low-Moderate Slope) | Pre-Defined Construction | Wood-Framed - 2x6 - 24 in OC - R-19 Cavity |  | Pre-Defined Construction | Attic w R49 Cavity and Shingle Roof |  | Pre-Defined Construction | Vented Crawlspace - R19 Cavity Insulation | [6 empty] | 0.388 | 0.4 | No | 0.2 | 0.2 | 0.2 | 0.2 | 7 | Single Speed ASHP (7.5 HSPF2 14.3 SEER2) | Autosize |  |  |  |  | Electric |  |  | 35 | -30 |  |  | 0.075 | 4 | 0.075 | 4 | Heat_EZ_Sch_1 | Cool_EZ_Sch_1 | HPWH_50-gallon | DHW_EZ_Sch_1 | 4 | 0.75 | 0 | Gas | Gas | Yes | Yes | Yes | 0 | Misc_Elec_EZ_Sch_1 | 0
4 Occupant_USA_NJ_Trenton-_HPWH_50-gallon | 4 | USA_NJ_Trenton-Mercer.AP.724095_TMYx.2004-2018 | 0 | 1900 | 1 | 9 | 1.2 | 4-12 (Low-Moderate Slope) | Pre-Defined Construction | Wood-Framed - 2x6 - 24 in OC - R-19 Cavity |  | Pre-Defined Construction | Attic w R49 Cavity and Shingle Roof |  | Pre-Defined Construction | Vented Crawlspace - R19 Cavity Insulation | [6 empty] | 0.388 | 0.4 | No | 0.2 | 0.2 | 0.2 | 0.2 | 7 | Single Speed ASHP (7.5 HSPF2 14.3 SEER2) | Autosize |  |  |  |  | Electric |  |  | 35 | -30 |  |  | 0.075 | 4 | 0.075 | 4 | Heat_EZ_Sch_1 | Cool_EZ_Sch_1 | HPWH_50-gallon | DHW_EZ_Sch_1 | 4 | 0.75 | 0 | Gas | Gas | Yes | Yes | Yes | 0 | Misc_Elec_EZ_Sch_1 | 0
4 Occupant_USA_NM_Albuquer_HPWH_50-gallon | 4 | USA_NM_Albuquerque.Intl.Sunport.723650_TMYx.2004-2018 | 0 | 1900 | 1 | 9 | 1.2 | 4-12 (Low-Moderate Slope) | Pre-Defined Construction | Wood-Framed - 2x6 - 24 in OC - R-19 Cavity |  | Pre-Defined Construction | Attic w R49 Cavity and Shingle Roof |  | Pre-Defined Construction | Vented Crawlspace - R19 Cavity Insulation | [6 empty] | 0.388 | 0.4 | No | 0.2 | 0.2 | 0.2 | 0.2 | 7 | Single Speed ASHP (7.5 HSPF2 14.3 SEER2) | Autosize |  |  |  |  | Electric |  |  | 35 | -30 |  |  | 0.075 | 4 | 0.075 | 4 | Heat_EZ_Sch_1 | Cool_EZ_Sch_1 | HPWH_50-gallon | DHW_EZ_Sch_1 | 4 | 0.75 | 0 | Gas | Gas | Yes | Yes | Yes | 0 | Misc_Elec_EZ_Sch_1 | 0
4 Occupant_USA_NM_Las.Cruc_HPWH_50-gallon | 4 | USA_NM_Las.Cruces.Intl.AP.722695_TMYx.2004-2018 | 0 | 1900 | 1 | 9 | 1.2 | 4-12 (Low-Moderate Slope) | Pre-Defined Construction | Wood-Framed - 2x6 - 24 in OC - R-19 Cavity |  | Pre-Defined Construction | Attic w R49 Cavity and Shingle Roof |  | Pre-Defined Construction | Vented Crawlspace - R19 Cavity Insulation | [6 empty] | 0.388 | 0.4 | No | 0.2 | 0.2 | 0.2 | 0.2 | 7 | Single Speed ASHP (7.5 HSPF2 14.3 SEER2) | Autosize |  |  |  |  | Electric |  |  | 35 | -30 |  |  | 0.075 | 4 | 0.075 | 4 | Heat_EZ_Sch_1 | Cool_EZ_Sch_1 | HPWH_50-gallon | DHW_EZ_Sch_1 | 4 | 0.75 | 0 | Gas | Gas | Yes | Yes | Yes | 0 | Misc_Elec_EZ_Sch_1 | 0
4 Occupant_USA_NM_Santa.Fe_HPWH_50-gallon | 4 | USA_NM_Santa.Fe.Muni.AP.723656_TMYx.2004-2018 | 0 | 1900 | 1 | 9 | 1.2 | 4-12 (Low-Moderate Slope) | Pre-Defined Construction | Wood-Framed - 2x6 - 24 in OC - R-19 Cavity |  | Pre-Defined Construction | Attic w R49 Cavity and Shingle Roof |  | Pre-Defined Construction | Vented Crawlspace - R19 Cavity Insulation | [6 empty] | 0.388 | 0.4 | No | 0.2 | 0.2 | 0.2 | 0.2 | 7 | Single Speed ASHP (7.5 HSPF2 14.3 SEER2) | Autosize |  |  |  |  | Electric |  |  | 35 | -30 |  |  | 0.075 | 4 | 0.075 | 4 | Heat_EZ_Sch_1 | Cool_EZ_Sch_1 | HPWH_50-gallon | DHW_EZ_Sch_1 | 4 | 0.75 | 0 | Gas | Gas | Yes | Yes | Yes | 0 | Misc_Elec_EZ_Sch_1 | 0
4 Occupant_USA_NV_Las.Vega_HPWH_50-gallon | 4 | USA_NV_Las.Vegas-McCarran.Intl.AP.723860_TMYx.2004-2018 | 0 | 1900 | 1 | 9 | 1.2 | 4-12 (Low-Moderate Slope) | Pre-Defined Construction | Wood-Framed - 2x6 - 24 in OC - R-19 Cavity |  | Pre-Defined Construction | Attic w R49 Cavity and Shingle Roof |  | Pre-Defined Construction | Vented Crawlspace - R19 Cavity Insulation | [6 empty] | 0.388 | 0.4 | No | 0.2 | 0.2 | 0.2 | 0.2 | 7 | Single Speed ASHP (7.5 HSPF2 14.3 SEER2) | Autosize |  |  |  |  | Electric |  |  | 35 | -30 |  |  | 0.075 | 4 | 0.075 | 4 | Heat_EZ_Sch_1 | Cool_EZ_Sch_1 | HPWH_50-gallon | DHW_EZ_Sch_1 | 4 | 0.75 | 0 | Gas | Gas | Yes | Yes | Yes | 0 | Misc_Elec_EZ_Sch_1 | 0
4 Occupant_USA_NV_Reno-Tah_HPWH_50-gallon | 4 | USA_NV_Reno-Tahoe.Intl.AP.724880_TMYx.2004-2018 | 0 | 1900 | 1 | 9 | 1.2 | 4-12 (Low-Moderate Slope) | Pre-Defined Construction | Wood-Framed - 2x6 - 24 in OC - R-19 Cavity |  | Pre-Defined Construction | Attic w R49 Cavity and Shingle Roof |  | Pre-Defined Construction | Vented Crawlspace - R19 Cavity Insulation | [6 empty] | 0.388 | 0.4 | No | 0.2 | 0.2 | 0.2 | 0.2 | 7 | Single Speed ASHP (7.5 HSPF2 14.3 SEER2) | Autosize |  |  |  |  | Electric |  |  | 35 | -30 |  |  | 0.075 | 4 | 0.075 | 4 | Heat_EZ_Sch_1 | Cool_EZ_Sch_1 | HPWH_50-gallon | DHW_EZ_Sch_1 | 4 | 0.75 | 0 | Gas | Gas | Yes | Yes | Yes | 0 | Misc_Elec_EZ_Sch_1 | 0
4 Occupant_USA_NY_Buffalo._HPWH_50-gallon | 4 | USA_NY_Buffalo.Niagara.Intl.AP.725280_TMYx.2004-2018 | 0 | 1900 | 1 | 9 | 1.2 | 4-12 (Low-Moderate Slope) | Pre-Defined Construction | Wood-Framed - 2x6 - 24 in OC - R-19 Cavity |  | Pre-Defined Construction | Attic w R49 Cavity and Shingle Roof |  | Pre-Defined Construction | Vented Crawlspace - R19 Cavity Insulation | [6 empty] | 0.388 | 0.4 | No | 0.2 | 0.2 | 0.2 | 0.2 | 7 | Single Speed ASHP (7.5 HSPF2 14.3 SEER2) | Autosize |  |  |  |  | Electric |  |  | 35 | -30 |  |  | 0.075 | 4 | 0.075 | 4 | Heat_EZ_Sch_1 | Cool_EZ_Sch_1 | HPWH_50-gallon | DHW_EZ_Sch_1 | 4 | 0.75 | 0 | Gas | Gas | Yes | Yes | Yes | 0 | Misc_Elec_EZ_Sch_1 | 0
4 Occupant_USA_NY_New.York_HPWH_50-gallon | 4 | USA_NY_New.York-Kennedy.Intl.AP.744860_TMYx.2004-2018 | 0 | 1900 | 1 | 9 | 1.2 | 4-12 (Low-Moderate Slope) | Pre-Defined Construction | Wood-Framed - 2x6 - 24 in OC - R-19 Cavity |  | Pre-Defined Construction | Attic w R49 Cavity and Shingle Roof |  | Pre-Defined Construction | Vented Crawlspace - R19 Cavity Insulation | [6 empty] | 0.388 | 0.4 | No | 0.2 | 0.2 | 0.2 | 0.2 | 7 | Single Speed ASHP (7.5 HSPF2 14.3 SEER2) | Autosize |  |  |  |  | Electric |  |  | 35 | -30 |  |  | 0.075 | 4 | 0.075 | 4 | Heat_EZ_Sch_1 | Cool_EZ_Sch_1 | HPWH_50-gallon | DHW_EZ_Sch_1 | 4 | 0.75 | 0 | Gas | Gas | Yes | Yes | Yes | 0 | Misc_Elec_EZ_Sch_1 | 0
4 Occupant_USA_NY_Syracuse_HPWH_50-gallon | 4 | USA_NY_Syracuse.Hancock.Intl.AP.725190_TMYx.2004-2018 | 0 | 1900 | 1 | 9 | 1.2 | 4-12 (Low-Moderate Slope) | Pre-Defined Construction | Wood-Framed - 2x6 - 24 in OC - R-19 Cavity |  | Pre-Defined Construction | Attic w R49 Cavity and Shingle Roof |  | Pre-Defined Construction | Vented Crawlspace - R19 Cavity Insulation | [6 empty] | 0.388 | 0.4 | No | 0.2 | 0.2 | 0.2 | 0.2 | 7 | Single Speed ASHP (7.5 HSPF2 14.3 SEER2) | Autosize |  |  |  |  | Electric |  |  | 35 | -30 |  |  | 0.075 | 4 | 0.075 | 4 | Heat_EZ_Sch_1 | Cool_EZ_Sch_1 | HPWH_50-gallon | DHW_EZ_Sch_1 | 4 | 0.75 | 0 | Gas | Gas | Yes | Yes | Yes | 0 | Misc_Elec_EZ_Sch_1 | 0
4 Occupant_USA_OH_Cincinna_HPWH_50-gallon | 4 | USA_OH_Cincinnati.Muni.AP-Lunken.Field.724297_TMYx.2004-2018 | 0 | 1900 | 1 | 9 | 1.2 | 4-12 (Low-Moderate Slope) | Pre-Defined Construction | Wood-Framed - 2x6 - 24 in OC - R-19 Cavity |  | Pre-Defined Construction | Attic w R49 Cavity and Shingle Roof |  | Pre-Defined Construction | Vented Crawlspace - R19 Cavity Insulation | [6 empty] | 0.388 | 0.4 | No | 0.2 | 0.2 | 0.2 | 0.2 | 7 | Single Speed ASHP (7.5 HSPF2 14.3 SEER2) | Autosize |  |  |  |  | Electric |  |  | 35 | -30 |  |  | 0.075 | 4 | 0.075 | 4 | Heat_EZ_Sch_1 | Cool_EZ_Sch_1 | HPWH_50-gallon | DHW_EZ_Sch_1 | 4 | 0.75 | 0 | Gas | Gas | Yes | Yes | Yes | 0 | Misc_Elec_EZ_Sch_1 | 0
4 Occupant_USA_OH_Columbus_HPWH_50-gallon | 4 | USA_OH_Columbus-Glenn.Columbus.Intl.AP.724280_TMYx.2004-2018 | 0 | 1900 | 1 | 9 | 1.2 | 4-12 (Low-Moderate Slope) | Pre-Defined Construction | Wood-Framed - 2x6 - 24 in OC - R-19 Cavity |  | Pre-Defined Construction | Attic w R49 Cavity and Shingle Roof |  | Pre-Defined Construction | Vented Crawlspace - R19 Cavity Insulation | [6 empty] | 0.388 | 0.4 | No | 0.2 | 0.2 | 0.2 | 0.2 | 7 | Single Speed ASHP (7.5 HSPF2 14.3 SEER2) | Autosize |  |  |  |  | Electric |  |  | 35 | -30 |  |  | 0.075 | 4 | 0.075 | 4 | Heat_EZ_Sch_1 | Cool_EZ_Sch_1 | HPWH_50-gallon | DHW_EZ_Sch_1 | 4 | 0.75 | 0 | Gas | Gas | Yes | Yes | Yes | 0 | Misc_Elec_EZ_Sch_1 | 0
4 Occupant_USA_OK_Oklahoma_HPWH_50-gallon | 4 | USA_OK_Oklahoma.City-Post.AP.723544_TMYx.2004-2018 | 0 | 1900 | 1 | 9 | 1.2 | 4-12 (Low-Moderate Slope) | Pre-Defined Construction | Wood-Framed - 2x6 - 24 in OC - R-19 Cavity |  | Pre-Defined Construction | Attic w R49 Cavity and Shingle Roof |  | Pre-Defined Construction | Vented Crawlspace - R19 Cavity Insulation | [6 empty] | 0.388 | 0.4 | No | 0.2 | 0.2 | 0.2 | 0.2 | 7 | Single Speed ASHP (7.5 HSPF2 14.3 SEER2) | Autosize |  |  |  |  | Electric |  |  | 35 | -30 |  |  | 0.075 | 4 | 0.075 | 4 | Heat_EZ_Sch_1 | Cool_EZ_Sch_1 | HPWH_50-gallon | DHW_EZ_Sch_1 | 4 | 0.75 | 0 | Gas | Gas | Yes | Yes | Yes | 0 | Misc_Elec_EZ_Sch_1 | 0
4 Occupant_USA_OR_Portland_HPWH_50-gallon | 4 | USA_OR_Portland.Intl.AP.726980_TMYx.2004-2018 | 0 | 1900 | 1 | 9 | 1.2 | 4-12 (Low-Moderate Slope) | Pre-Defined Construction | Wood-Framed - 2x6 - 24 in OC - R-19 Cavity |  | Pre-Defined Construction | Attic w R49 Cavity and Shingle Roof |  | Pre-Defined Construction | Vented Crawlspace - R19 Cavity Insulation | [6 empty] | 0.388 | 0.4 | No | 0.2 | 0.2 | 0.2 | 0.2 | 7 | Single Speed ASHP (7.5 HSPF2 14.3 SEER2) | Autosize |  |  |  |  | Electric |  |  | 35 | -30 |  |  | 0.075 | 4 | 0.075 | 4 | Heat_EZ_Sch_1 | Cool_EZ_Sch_1 | HPWH_50-gallon | DHW_EZ_Sch_1 | 4 | 0.75 | 0 | Gas | Gas | Yes | Yes | Yes | 0 | Misc_Elec_EZ_Sch_1 | 0
4 Occupant_USA_OR_Redmond._HPWH_50-gallon | 4 | USA_OR_Redmond.Muni.AP-Roberts.Field.726920_TMYx.2004-2018 | 0 | 1900 | 1 | 9 | 1.2 | 4-12 (Low-Moderate Slope) | Pre-Defined Construction | Wood-Framed - 2x6 - 24 in OC - R-19 Cavity |  | Pre-Defined Construction | Attic w R49 Cavity and Shingle Roof |  | Pre-Defined Construction | Vented Crawlspace - R19 Cavity Insulation | [6 empty] | 0.388 | 0.4 | No | 0.2 | 0.2 | 0.2 | 0.2 | 7 | Single Speed ASHP (7.5 HSPF2 14.3 SEER2) | Autosize |  |  |  |  | Electric |  |  | 35 | -30 |  |  | 0.075 | 4 | 0.075 | 4 | Heat_EZ_Sch_1 | Cool_EZ_Sch_1 | HPWH_50-gallon | DHW_EZ_Sch_1 | 4 | 0.75 | 0 | Gas | Gas | Yes | Yes | Yes | 0 | Misc_Elec_EZ_Sch_1 | 0
4 Occupant_USA_PA_Bradford_HPWH_50-gallon | 4 | USA_PA_Bradford.Rgnl.AP.725266_TMYx.2004-2018 | 0 | 1900 | 1 | 9 | 1.2 | 4-12 (Low-Moderate Slope) | Pre-Defined Construction | Wood-Framed - 2x6 - 24 in OC - R-19 Cavity |  | Pre-Defined Construction | Attic w R49 Cavity and Shingle Roof |  | Pre-Defined Construction | Vented Crawlspace - R19 Cavity Insulation | [6 empty] | 0.388 | 0.4 | No | 0.2 | 0.2 | 0.2 | 0.2 | 7 | Single Speed ASHP (7.5 HSPF2 14.3 SEER2) | Autosize |  |  |  |  | Electric |  |  | 35 | -30 |  |  | 0.075 | 4 | 0.075 | 4 | Heat_EZ_Sch_1 | Cool_EZ_Sch_1 | HPWH_50-gallon | DHW_EZ_Sch_1 | 4 | 0.75 | 0 | Gas | Gas | Yes | Yes | Yes | 0 | Misc_Elec_EZ_Sch_1 | 0
4 Occupant_USA_PA_Philadel_HPWH_50-gallon | 4 | USA_PA_Philadelphia.Intl.AP.724080_TMYx.2004-2018 | 0 | 1900 | 1 | 9 | 1.2 | 4-12 (Low-Moderate Slope) | Pre-Defined Construction | Wood-Framed - 2x6 - 24 in OC - R-19 Cavity |  | Pre-Defined Construction | Attic w R49 Cavity and Shingle Roof |  | Pre-Defined Construction | Vented Crawlspace - R19 Cavity Insulation | [6 empty] | 0.388 | 0.4 | No | 0.2 | 0.2 | 0.2 | 0.2 | 7 | Single Speed ASHP (7.5 HSPF2 14.3 SEER2) | Autosize |  |  |  |  | Electric |  |  | 35 | -30 |  |  | 0.075 | 4 | 0.075 | 4 | Heat_EZ_Sch_1 | Cool_EZ_Sch_1 | HPWH_50-gallon | DHW_EZ_Sch_1 | 4 | 0.75 | 0 | Gas | Gas | Yes | Yes | Yes | 0 | Misc_Elec_EZ_Sch_1 | 0
4 Occupant_USA_PA_Pittsbur_HPWH_50-gallon | 4 | USA_PA_Pittsburgh.Intl.AP.725200_TMYx.2004-2018 | 0 | 1900 | 1 | 9 | 1.2 | 4-12 (Low-Moderate Slope) | Pre-Defined Construction | Wood-Framed - 2x6 - 24 in OC - R-19 Cavity |  | Pre-Defined Construction | Attic w R49 Cavity and Shingle Roof |  | Pre-Defined Construction | Vented Crawlspace - R19 Cavity Insulation | [6 empty] | 0.388 | 0.4 | No | 0.2 | 0.2 | 0.2 | 0.2 | 7 | Single Speed ASHP (7.5 HSPF2 14.3 SEER2) | Autosize |  |  |  |  | Electric |  |  | 35 | -30 |  |  | 0.075 | 4 | 0.075 | 4 | Heat_EZ_Sch_1 | Cool_EZ_Sch_1 | HPWH_50-gallon | DHW_EZ_Sch_1 | 4 | 0.75 | 0 | Gas | Gas | Yes | Yes | Yes | 0 | Misc_Elec_EZ_Sch_1 | 0
4 Occupant_USA_RI_Providen_HPWH_50-gallon | 4 | USA_RI_Providence-Green.Intl.State.AP.725070_TMYx.2004-2018 | 0 | 1900 | 1 | 9 | 1.2 | 4-12 (Low-Moderate Slope) | Pre-Defined Construction | Wood-Framed - 2x6 - 24 in OC - R-19 Cavity |  | Pre-Defined Construction | Attic w R49 Cavity and Shingle Roof |  | Pre-Defined Construction | Vented Crawlspace - R19 Cavity Insulation | [6 empty] | 0.388 | 0.4 | No | 0.2 | 0.2 | 0.2 | 0.2 | 7 | Single Speed ASHP (7.5 HSPF2 14.3 SEER2) | Autosize |  |  |  |  | Electric |  |  | 35 | -30 |  |  | 0.075 | 4 | 0.075 | 4 | Heat_EZ_Sch_1 | Cool_EZ_Sch_1 | HPWH_50-gallon | DHW_EZ_Sch_1 | 4 | 0.75 | 0 | Gas | Gas | Yes | Yes | Yes | 0 | Misc_Elec_EZ_Sch_1 | 0
4 Occupant_USA_SC_JB.Charl_HPWH_50-gallon | 4 | USA_SC_JB.Charleston-Charleston.Intl.AP.722080_TMYx.2004-2018 | 0 | 1900 | 1 | 9 | 1.2 | 4-12 (Low-Moderate Slope) | Pre-Defined Construction | Wood-Framed - 2x6 - 24 in OC - R-19 Cavity |  | Pre-Defined Construction | Attic w R49 Cavity and Shingle Roof |  | Pre-Defined Construction | Vented Crawlspace - R19 Cavity Insulation | [6 empty] | 0.388 | 0.4 | No | 0.2 | 0.2 | 0.2 | 0.2 | 7 | Single Speed ASHP (7.5 HSPF2 14.3 SEER2) | Autosize |  |  |  |  | Electric |  |  | 35 | -30 |  |  | 0.075 | 4 | 0.075 | 4 | Heat_EZ_Sch_1 | Cool_EZ_Sch_1 | HPWH_50-gallon | DHW_EZ_Sch_1 | 4 | 0.75 | 0 | Gas | Gas | Yes | Yes | Yes | 0 | Misc_Elec_EZ_Sch_1 | 0
4 Occupant_USA_SC_Columbia_HPWH_50-gallon | 4 | USA_SC_Columbia.Metro.AP.723100_TMYx.2004-2018 | 0 | 1900 | 1 | 9 | 1.2 | 4-12 (Low-Moderate Slope) | Pre-Defined Construction | Wood-Framed - 2x6 - 24 in OC - R-19 Cavity |  | Pre-Defined Construction | Attic w R49 Cavity and Shingle Roof |  | Pre-Defined Construction | Vented Crawlspace - R19 Cavity Insulation | [6 empty] | 0.388 | 0.4 | No | 0.2 | 0.2 | 0.2 | 0.2 | 7 | Single Speed ASHP (7.5 HSPF2 14.3 SEER2) | Autosize |  |  |  |  | Electric |  |  | 35 | -30 |  |  | 0.075 | 4 | 0.075 | 4 | Heat_EZ_Sch_1 | Cool_EZ_Sch_1 | HPWH_50-gallon | DHW_EZ_Sch_1 | 4 | 0.75 | 0 | Gas | Gas | Yes | Yes | Yes | 0 | Misc_Elec_EZ_Sch_1 | 0
4 Occupant_USA_SD_Yankton-_HPWH_50-gallon | 4 | USA_SD_Yankton-Gurney.Muni.AP.726525_TMYx.2004-2018 | 0 | 1900 | 1 | 9 | 1.2 | 4-12 (Low-Moderate Slope) | Pre-Defined Construction | Wood-Framed - 2x6 - 24 in OC - R-19 Cavity |  | Pre-Defined Construction | Attic w R49 Cavity and Shingle Roof |  | Pre-Defined Construction | Vented Crawlspace - R19 Cavity Insulation | [6 empty] | 0.388 | 0.4 | No | 0.2 | 0.2 | 0.2 | 0.2 | 7 | Single Speed ASHP (7.5 HSPF2 14.3 SEER2) | Autosize |  |  |  |  | Electric |  |  | 35 | -30 |  |  | 0.075 | 4 | 0.075 | 4 | Heat_EZ_Sch_1 | Cool_EZ_Sch_1 | HPWH_50-gallon | DHW_EZ_Sch_1 | 4 | 0.75 | 0 | Gas | Gas | Yes | Yes | Yes | 0 | Misc_Elec_EZ_Sch_1 | 0
4 Occupant_USA_SD_Sioux.Fa_HPWH_50-gallon | 4 | USA_SD_Sioux.Falls.Rgnl.AP-Foss.Field.726510_TMYx.2004-2018 | 0 | 1900 | 1 | 9 | 1.2 | 4-12 (Low-Moderate Slope) | Pre-Defined Construction | Wood-Framed - 2x6 - 24 in OC - R-19 Cavity |  | Pre-Defined Construction | Attic w R49 Cavity and Shingle Roof |  | Pre-Defined Construction | Vented Crawlspace - R19 Cavity Insulation | [6 empty] | 0.388 | 0.4 | No | 0.2 | 0.2 | 0.2 | 0.2 | 7 | Single Speed ASHP (7.5 HSPF2 14.3 SEER2) | Autosize |  |  |  |  | Electric |  |  | 35 | -30 |  |  | 0.075 | 4 | 0.075 | 4 | Heat_EZ_Sch_1 | Cool_EZ_Sch_1 | HPWH_50-gallon | DHW_EZ_Sch_1 | 4 | 0.75 | 0 | Gas | Gas | Yes | Yes | Yes | 0 | Misc_Elec_EZ_Sch_1 | 0
4 Occupant_USA_TN_Memphis._HPWH_50-gallon | 4 | USA_TN_Memphis.Intl.AP.723340_TMYx.2004-2018 | 0 | 1900 | 1 | 9 | 1.2 | 4-12 (Low-Moderate Slope) | Pre-Defined Construction | Wood-Framed - 2x6 - 24 in OC - R-19 Cavity |  | Pre-Defined Construction | Attic w R49 Cavity and Shingle Roof |  | Pre-Defined Construction | Vented Crawlspace - R19 Cavity Insulation | [6 empty] | 0.388 | 0.4 | No | 0.2 | 0.2 | 0.2 | 0.2 | 7 | Single Speed ASHP (7.5 HSPF2 14.3 SEER2) | Autosize |  |  |  |  | Electric |  |  | 35 | -30 |  |  | 0.075 | 4 | 0.075 | 4 | Heat_EZ_Sch_1 | Cool_EZ_Sch_1 | HPWH_50-gallon | DHW_EZ_Sch_1 | 4 | 0.75 | 0 | Gas | Gas | Yes | Yes | Yes | 0 | Misc_Elec_EZ_Sch_1 | 0
4 Occupant_USA_TN_Nashvill_HPWH_50-gallon | 4 | USA_TN_Nashville.Intl.AP.723270_TMYx.2004-2018 | 0 | 1900 | 1 | 9 | 1.2 | 4-12 (Low-Moderate Slope) | Pre-Defined Construction | Wood-Framed - 2x6 - 24 in OC - R-19 Cavity |  | Pre-Defined Construction | Attic w R49 Cavity and Shingle Roof |  | Pre-Defined Construction | Vented Crawlspace - R19 Cavity Insulation | [6 empty] | 0.388 | 0.4 | No | 0.2 | 0.2 | 0.2 | 0.2 | 7 | Single Speed ASHP (7.5 HSPF2 14.3 SEER2) | Autosize |  |  |  |  | Electric |  |  | 35 | -30 |  |  | 0.075 | 4 | 0.075 | 4 | Heat_EZ_Sch_1 | Cool_EZ_Sch_1 | HPWH_50-gallon | DHW_EZ_Sch_1 | 4 | 0.75 | 0 | Gas | Gas | Yes | Yes | Yes | 0 | Misc_Elec_EZ_Sch_1 | 0
4 Occupant_USA_TX_Austin-C_HPWH_50-gallon | 4 | USA_TX_Austin-Camp.Mabry.ANGB.722544_TMYx.2004-2018 | 0 | 1900 | 1 | 9 | 1.2 | 4-12 (Low-Moderate Slope) | Pre-Defined Construction | Wood-Framed - 2x6 - 24 in OC - R-19 Cavity |  | Pre-Defined Construction | Attic w R49 Cavity and Shingle Roof |  | Pre-Defined Construction | Vented Crawlspace - R19 Cavity Insulation | [6 empty] | 0.388 | 0.4 | No | 0.2 | 0.2 | 0.2 | 0.2 | 7 | Single Speed ASHP (7.5 HSPF2 14.3 SEER2) | Autosize |  |  |  |  | Electric |  |  | 35 | -30 |  |  | 0.075 | 4 | 0.075 | 4 | Heat_EZ_Sch_1 | Cool_EZ_Sch_1 | HPWH_50-gallon | DHW_EZ_Sch_1 | 4 | 0.75 | 0 | Gas | Gas | Yes | Yes | Yes | 0 | Misc_Elec_EZ_Sch_1 | 0
4 Occupant_USA_TX_Dallas-F_HPWH_50-gallon | 4 | USA_TX_Dallas-Fort.Worth.Intl.AP.722590_TMYx.2004-2018 | 0 | 1900 | 1 | 9 | 1.2 | 4-12 (Low-Moderate Slope) | Pre-Defined Construction | Wood-Framed - 2x6 - 24 in OC - R-19 Cavity |  | Pre-Defined Construction | Attic w R49 Cavity and Shingle Roof |  | Pre-Defined Construction | Vented Crawlspace - R19 Cavity Insulation | [6 empty] | 0.388 | 0.4 | No | 0.2 | 0.2 | 0.2 | 0.2 | 7 | Single Speed ASHP (7.5 HSPF2 14.3 SEER2) | Autosize |  |  |  |  | Electric |  |  | 35 | -30 |  |  | 0.075 | 4 | 0.075 | 4 | Heat_EZ_Sch_1 | Cool_EZ_Sch_1 | HPWH_50-gallon | DHW_EZ_Sch_1 | 4 | 0.75 | 0 | Gas | Gas | Yes | Yes | Yes | 0 | Misc_Elec_EZ_Sch_1 | 0
4 Occupant_USA_TX_Houston-_HPWH_50-gallon | 4 | USA_TX_Houston-Ellington.AP.722436_TMYx.2004-2018 | 0 | 1900 | 1 | 9 | 1.2 | 4-12 (Low-Moderate Slope) | Pre-Defined Construction | Wood-Framed - 2x6 - 24 in OC - R-19 Cavity |  | Pre-Defined Construction | Attic w R49 Cavity and Shingle Roof |  | Pre-Defined Construction | Vented Crawlspace - R19 Cavity Insulation | [6 empty] | 0.388 | 0.4 | No | 0.2 | 0.2 | 0.2 | 0.2 | 7 | Single Speed ASHP (7.5 HSPF2 14.3 SEER2) | Autosize |  |  |  |  | Electric |  |  | 35 | -30 |  |  | 0.075 | 4 | 0.075 | 4 | Heat_EZ_Sch_1 | Cool_EZ_Sch_1 | HPWH_50-gallon | DHW_EZ_Sch_1 | 4 | 0.75 | 0 | Gas | Gas | Yes | Yes | Yes | 0 | Misc_Elec_EZ_Sch_1 | 0
4 Occupant_USA_TX_Lubbock._HPWH_50-gallon | 4 | USA_TX_Lubbock.Smith.Intl.AP.722670_TMYx.2004-2018 | 0 | 1900 | 1 | 9 | 1.2 | 4-12 (Low-Moderate Slope) | Pre-Defined Construction | Wood-Framed - 2x6 - 24 in OC - R-19 Cavity |  | Pre-Defined Construction | Attic w R49 Cavity and Shingle Roof |  | Pre-Defined Construction | Vented Crawlspace - R19 Cavity Insulation | [6 empty] | 0.388 | 0.4 | No | 0.2 | 0.2 | 0.2 | 0.2 | 7 | Single Speed ASHP (7.5 HSPF2 14.3 SEER2) | Autosize |  |  |  |  | Electric |  |  | 35 | -30 |  |  | 0.075 | 4 | 0.075 | 4 | Heat_EZ_Sch_1 | Cool_EZ_Sch_1 | HPWH_50-gallon | DHW_EZ_Sch_1 | 4 | 0.75 | 0 | Gas | Gas | Yes | Yes | Yes | 0 | Misc_Elec_EZ_Sch_1 | 0
4 Occupant_USA_TX_San.Anto_HPWH_50-gallon | 4 | USA_TX_San.Antonio.Intl.AP.722530_TMYx.2004-2018 | 0 | 1900 | 1 | 9 | 1.2 | 4-12 (Low-Moderate Slope) | Pre-Defined Construction | Wood-Framed - 2x6 - 24 in OC - R-19 Cavity |  | Pre-Defined Construction | Attic w R49 Cavity and Shingle Roof |  | Pre-Defined Construction | Vented Crawlspace - R19 Cavity Insulation | [6 empty] | 0.388 | 0.4 | No | 0.2 | 0.2 | 0.2 | 0.2 | 7 | Single Speed ASHP (7.5 HSPF2 14.3 SEER2) | Autosize |  |  |  |  | Electric |  |  | 35 | -30 |  |  | 0.075 | 4 | 0.075 | 4 | Heat_EZ_Sch_1 | Cool_EZ_Sch_1 | HPWH_50-gallon | DHW_EZ_Sch_1 | 4 | 0.75 | 0 | Gas | Gas | Yes | Yes | Yes | 0 | Misc_Elec_EZ_Sch_1 | 0
4 Occupant_USA_UT_Salt.Lak_HPWH_50-gallon | 4 | USA_UT_Salt.Lake.City.Intl.AP.725720_TMYx.2004-2018 | 0 | 1900 | 1 | 9 | 1.2 | 4-12 (Low-Moderate Slope) | Pre-Defined Construction | Wood-Framed - 2x6 - 24 in OC - R-19 Cavity |  | Pre-Defined Construction | Attic w R49 Cavity and Shingle Roof |  | Pre-Defined Construction | Vented Crawlspace - R19 Cavity Insulation | [6 empty] | 0.388 | 0.4 | No | 0.2 | 0.2 | 0.2 | 0.2 | 7 | Single Speed ASHP (7.5 HSPF2 14.3 SEER2) | Autosize |  |  |  |  | Electric |  |  | 35 | -30 |  |  | 0.075 | 4 | 0.075 | 4 | Heat_EZ_Sch_1 | Cool_EZ_Sch_1 | HPWH_50-gallon | DHW_EZ_Sch_1 | 4 | 0.75 | 0 | Gas | Gas | Yes | Yes | Yes | 0 | Misc_Elec_EZ_Sch_1 | 0
4 Occupant_USA_UT_St.Georg_HPWH_50-gallon | 4 | USA_UT_St.George.Rgnl.AP.724754_TMYx.2004-2018 | 0 | 1900 | 1 | 9 | 1.2 | 4-12 (Low-Moderate Slope) | Pre-Defined Construction | Wood-Framed - 2x6 - 24 in OC - R-19 Cavity |  | Pre-Defined Construction | Attic w R49 Cavity and Shingle Roof |  | Pre-Defined Construction | Vented Crawlspace - R19 Cavity Insulation | [6 empty] | 0.388 | 0.4 | No | 0.2 | 0.2 | 0.2 | 0.2 | 7 | Single Speed ASHP (7.5 HSPF2 14.3 SEER2) | Autosize |  |  |  |  | Electric |  |  | 35 | -30 |  |  | 0.075 | 4 | 0.075 | 4 | Heat_EZ_Sch_1 | Cool_EZ_Sch_1 | HPWH_50-gallon | DHW_EZ_Sch_1 | 4 | 0.75 | 0 | Gas | Gas | Yes | Yes | Yes | 0 | Misc_Elec_EZ_Sch_1 | 0
4 Occupant_USA_UT_Vernal.R_HPWH_50-gallon | 4 | USA_UT_Vernal.Rgnl.AP.725705_TMYx.2004-2018 | 0 | 1900 | 1 | 9 | 1.2 | 4-12 (Low-Moderate Slope) | Pre-Defined Construction | Wood-Framed - 2x6 - 24 in OC - R-19 Cavity |  | Pre-Defined Construction | Attic w R49 Cavity and Shingle Roof |  | Pre-Defined Construction | Vented Crawlspace - R19 Cavity Insulation | [6 empty] | 0.388 | 0.4 | No | 0.2 | 0.2 | 0.2 | 0.2 | 7 | Single Speed ASHP (7.5 HSPF2 14.3 SEER2) | Autosize |  |  |  |  | Electric |  |  | 35 | -30 |  |  | 0.075 | 4 | 0.075 | 4 | Heat_EZ_Sch_1 | Cool_EZ_Sch_1 | HPWH_50-gallon | DHW_EZ_Sch_1 | 4 | 0.75 | 0 | Gas | Gas | Yes | Yes | Yes | 0 | Misc_Elec_EZ_Sch_1 | 0
4 Occupant_USA_VA_Norfolk._HPWH_50-gallon | 4 | USA_VA_Norfolk.Intl.AP.723080_TMYx.2004-2018 | 0 | 1900 | 1 | 9 | 1.2 | 4-12 (Low-Moderate Slope) | Pre-Defined Construction | Wood-Framed - 2x6 - 24 in OC - R-19 Cavity |  | Pre-Defined Construction | Attic w R49 Cavity and Shingle Roof |  | Pre-Defined Construction | Vented Crawlspace - R19 Cavity Insulation | [6 empty] | 0.388 | 0.4 | No | 0.2 | 0.2 | 0.2 | 0.2 | 7 | Single Speed ASHP (7.5 HSPF2 14.3 SEER2) | Autosize |  |  |  |  | Electric |  |  | 35 | -30 |  |  | 0.075 | 4 | 0.075 | 4 | Heat_EZ_Sch_1 | Cool_EZ_Sch_1 | HPWH_50-gallon | DHW_EZ_Sch_1 | 4 | 0.75 | 0 | Gas | Gas | Yes | Yes | Yes | 0 | Misc_Elec_EZ_Sch_1 | 0
4 Occupant_USA_VT_Burlingt_HPWH_50-gallon | 4 | USA_VT_Burlington.Intl.AP.726170_TMYx.2004-2018 | 0 | 1900 | 1 | 9 | 1.2 | 4-12 (Low-Moderate Slope) | Pre-Defined Construction | Wood-Framed - 2x6 - 24 in OC - R-19 Cavity |  | Pre-Defined Construction | Attic w R49 Cavity and Shingle Roof |  | Pre-Defined Construction | Vented Crawlspace - R19 Cavity Insulation | [6 empty] | 0.388 | 0.4 | No | 0.2 | 0.2 | 0.2 | 0.2 | 7 | Single Speed ASHP (7.5 HSPF2 14.3 SEER2) | Autosize |  |  |  |  | Electric |  |  | 35 | -30 |  |  | 0.075 | 4 | 0.075 | 4 | Heat_EZ_Sch_1 | Cool_EZ_Sch_1 | HPWH_50-gallon | DHW_EZ_Sch_1 | 4 | 0.75 | 0 | Gas | Gas | Yes | Yes | Yes | 0 | Misc_Elec_EZ_Sch_1 | 0
4 Occupant_USA_WA_Seattle-_HPWH_50-gallon | 4 | USA_WA_Seattle-Tacoma.Intl.AP.727930_TMYx.2004-2018 | 0 | 1900 | 1 | 9 | 1.2 | 4-12 (Low-Moderate Slope) | Pre-Defined Construction | Wood-Framed - 2x6 - 24 in OC - R-19 Cavity |  | Pre-Defined Construction | Attic w R49 Cavity and Shingle Roof |  | Pre-Defined Construction | Vented Crawlspace - R19 Cavity Insulation | [6 empty] | 0.388 | 0.4 | No | 0.2 | 0.2 | 0.2 | 0.2 | 7 | Single Speed ASHP (7.5 HSPF2 14.3 SEER2) | Autosize |  |  |  |  | Electric |  |  | 35 | -30 |  |  | 0.075 | 4 | 0.075 | 4 | Heat_EZ_Sch_1 | Cool_EZ_Sch_1 | HPWH_50-gallon | DHW_EZ_Sch_1 | 4 | 0.75 | 0 | Gas | Gas | Yes | Yes | Yes | 0 | Misc_Elec_EZ_Sch_1 | 0
4 Occupant_USA_WA_Spokane._HPWH_50-gallon | 4 | USA_WA_Spokane.Intl.AP.727850_TMYx.2004-2018 | 0 | 1900 | 1 | 9 | 1.2 | 4-12 (Low-Moderate Slope) | Pre-Defined Construction | Wood-Framed - 2x6 - 24 in OC - R-19 Cavity |  | Pre-Defined Construction | Attic w R49 Cavity and Shingle Roof |  | Pre-Defined Construction | Vented Crawlspace - R19 Cavity Insulation | [6 empty] | 0.388 | 0.4 | No | 0.2 | 0.2 | 0.2 | 0.2 | 7 | Single Speed ASHP (7.5 HSPF2 14.3 SEER2) | Autosize |  |  |  |  | Electric |  |  | 35 | -30 |  |  | 0.075 | 4 | 0.075 | 4 | Heat_EZ_Sch_1 | Cool_EZ_Sch_1 | HPWH_50-gallon | DHW_EZ_Sch_1 | 4 | 0.75 | 0 | Gas | Gas | Yes | Yes | Yes | 0 | Misc_Elec_EZ_Sch_1 | 0
4 Occupant_USA_WI_Milwauke_HPWH_50-gallon | 4 | USA_WI_Milwaukee-Mitchell.Intl.AP.726400_TMYx.2004-2018 | 0 | 1900 | 1 | 9 | 1.2 | 4-12 (Low-Moderate Slope) | Pre-Defined Construction | Wood-Framed - 2x6 - 24 in OC - R-19 Cavity |  | Pre-Defined Construction | Attic w R49 Cavity and Shingle Roof |  | Pre-Defined Construction | Vented Crawlspace - R19 Cavity Insulation | [6 empty] | 0.388 | 0.4 | No | 0.2 | 0.2 | 0.2 | 0.2 | 7 | Single Speed ASHP (7.5 HSPF2 14.3 SEER2) | Autosize |  |  |  |  | Electric |  |  | 35 | -30 |  |  | 0.075 | 4 | 0.075 | 4 | Heat_EZ_Sch_1 | Cool_EZ_Sch_1 | HPWH_50-gallon | DHW_EZ_Sch_1 | 4 | 0.75 | 0 | Gas | Gas | Yes | Yes | Yes | 0 | Misc_Elec_EZ_Sch_1 | 0
4 Occupant_USA_WI_Rhinelan_HPWH_50-gallon | 4 | USA_WI_Rhinelander-Oneida.County.AP.727415_TMYx.2004-2018 | 0 | 1900 | 1 | 9 | 1.2 | 4-12 (Low-Moderate Slope) | Pre-Defined Construction | Wood-Framed - 2x6 - 24 in OC - R-19 Cavity |  | Pre-Defined Construction | Attic w R49 Cavity and Shingle Roof |  | Pre-Defined Construction | Vented Crawlspace - R19 Cavity Insulation | [6 empty] | 0.388 | 0.4 | No | 0.2 | 0.2 | 0.2 | 0.2 | 7 | Single Speed ASHP (7.5 HSPF2 14.3 SEER2) | Autosize |  |  |  |  | Electric |  |  | 35 | -30 |  |  | 0.075 | 4 | 0.075 | 4 | Heat_EZ_Sch_1 | Cool_EZ_Sch_1 | HPWH_50-gallon | DHW_EZ_Sch_1 | 4 | 0.75 | 0 | Gas | Gas | Yes | Yes | Yes | 0 | Misc_Elec_EZ_Sch_1 | 0
4 Occupant_USA_WV_Charlest_HPWH_50-gallon | 4 | USA_WV_Charleston-Yeager.AP.724140_TMYx.2004-2018 | 0 | 1900 | 1 | 9 | 1.2 | 4-12 (Low-Moderate Slope) | Pre-Defined Construction | Wood-Framed - 2x6 - 24 in OC - R-19 Cavity |  | Pre-Defined Construction | Attic w R49 Cavity and Shingle Roof |  | Pre-Defined Construction | Vented Crawlspace - R19 Cavity Insulation | [6 empty] | 0.388 | 0.4 | No | 0.2 | 0.2 | 0.2 | 0.2 | 7 | Single Speed ASHP (7.5 HSPF2 14.3 SEER2) | Autosize |  |  |  |  | Electric |  |  | 35 | -30 |  |  | 0.075 | 4 | 0.075 | 4 | Heat_EZ_Sch_1 | Cool_EZ_Sch_1 | HPWH_50-gallon | DHW_EZ_Sch_1 | 4 | 0.75 | 0 | Gas | Gas | Yes | Yes | Yes | 0 | Misc_Elec_EZ_Sch_1 | 0
4 Occupant_USA_WV_Morganto_HPWH_50-gallon | 4 | USA_WV_Morgantown.Muni.AP-Hart.Field.724176_TMYx.2004-2018 | 0 | 1900 | 1 | 9 | 1.2 | 4-12 (Low-Moderate Slope) | Pre-Defined Construction | Wood-Framed - 2x6 - 24 in OC - R-19 Cavity |  | Pre-Defined Construction | Attic w R49 Cavity and Shingle Roof |  | Pre-Defined Construction | Vented Crawlspace - R19 Cavity Insulation | [6 empty] | 0.388 | 0.4 | No | 0.2 | 0.2 | 0.2 | 0.2 | 7 | Single Speed ASHP (7.5 HSPF2 14.3 SEER2) | Autosize |  |  |  |  | Electric |  |  | 35 | -30 |  |  | 0.075 | 4 | 0.075 | 4 | Heat_EZ_Sch_1 | Cool_EZ_Sch_1 | HPWH_50-gallon | DHW_EZ_Sch_1 | 4 | 0.75 | 0 | Gas | Gas | Yes | Yes | Yes | 0 | Misc_Elec_EZ_Sch_1 | 0
4 Occupant_USA_WY_Cheyenne_HPWH_50-gallon | 4 | USA_WY_Cheyenne.Rgnl.AP.725640_TMYx.2004-2018 | 0 | 1900 | 1 | 9 | 1.2 | 4-12 (Low-Moderate Slope) | Pre-Defined Construction | Wood-Framed - 2x6 - 24 in OC - R-19 Cavity |  | Pre-Defined Construction | Attic w R49 Cavity and Shingle Roof |  | Pre-Defined Construction | Vented Crawlspace - R19 Cavity Insulation | [6 empty] | 0.388 | 0.4 | No | 0.2 | 0.2 | 0.2 | 0.2 | 7 | Single Speed ASHP (7.5 HSPF2 14.3 SEER2) | Autosize |  |  |  |  | Electric |  |  | 35 | -30 |  |  | 0.075 | 4 | 0.075 | 4 | Heat_EZ_Sch_1 | Cool_EZ_Sch_1 | HPWH_50-gallon | DHW_EZ_Sch_1 | 4 | 0.75 | 0 | Gas | Gas | Yes | Yes | Yes | 0 | Misc_Elec_EZ_Sch_1 | 0
4 Occupant_USA_WY_Jackson._HPWH_50-gallon | 4 | USA_WY_Jackson.Hole.AP.725776_TMYx.2004-2018 | 0 | 1900 | 1 | 9 | 1.2 | 4-12 (Low-Moderate Slope) | Pre-Defined Construction | Wood-Framed - 2x6 - 24 in OC - R-19 Cavity |  | Pre-Defined Construction | Attic w R49 Cavity and Shingle Roof |  | Pre-Defined Construction | Vented Crawlspace - R19 Cavity Insulation | [6 empty] | 0.388 | 0.4 | No | 0.2 | 0.2 | 0.2 | 0.2 | 7 | Single Speed ASHP (7.5 HSPF2 14.3 SEER2) | Autosize |  |  |  |  | Electric |  |  | 35 | -30 |  |  | 0.075 | 4 | 0.075 | 4 | Heat_EZ_Sch_1 | Cool_EZ_Sch_1 | HPWH_50-gallon | DHW_EZ_Sch_1 | 4 | 0.75 | 0 | Gas | Gas | Yes | Yes | Yes | 0 | Misc_Elec_EZ_Sch_1 | 0
5 Occupant_USA_AL_Birmingh_HPWH_50-gallon | 4 | USA_AL_Birmingham-Shuttlesworth.Intl.AP.722280_TMYx.2004-2018 | 0 | 1900 | 1 | 9 | 1.2 | 4-12 (Low-Moderate Slope) | Pre-Defined Construction | Wood-Framed - 2x6 - 24 in OC - R-19 Cavity | 8.3333 | Pre-Defined Construction | Attic w R49 Cavity and Shingle Roof | 9.0909 | Pre-Defined Construction | Vented Crawlspace - R19 Cavity Insulation | Vented Crawlspace | 4.3478 | 0 | 0 | 0 | 1.75 | 0.388 | 0.4 | No | 0.2 | 0.2 | 0.2 | 0.2 | 7 | Single Speed ASHP (7.5 HSPF2 14.3 SEER2) | Autosize | kW | 20 | ton | 3.4393 | Electric | kW | 15 | 35 | -30 | 0 | 0.8 | 0.075 | 4 | 0.075 | 4 | Heat_EZ_Sch_1 | Cool_EZ_Sch_1 | HPWH_50-gallon | DHW_EZ_Sch_1 | 5 | 0.75 | 0 | Gas | Gas | Yes | Yes | Yes | 0 | Misc_Elec_EZ_Sch_1 | 0
5 Occupant_USA_AL_Mobile.R_HPWH_50-gallon | 4 | USA_AL_Mobile.Rgnl.AP-Bates.Field.722230_TMYx.2004-2018 | 0 | 1900 | 1 | 9 | 1.2 | 4-12 (Low-Moderate Slope) | Pre-Defined Construction | Wood-Framed - 2x6 - 24 in OC - R-19 Cavity |  | Pre-Defined Construction | Attic w R49 Cavity and Shingle Roof |  | Pre-Defined Construction | Vented Crawlspace - R19 Cavity Insulation | [6 empty] | 0.388 | 0.4 | No | 0.2 | 0.2 | 0.2 | 0.2 | 7 | Single Speed ASHP (7.5 HSPF2 14.3 SEER2) | Autosize |  |  |  |  | Electric |  |  | 35 | -30 |  |  | 0.075 | 4 | 0.075 | 4 | Heat_EZ_Sch_1 | Cool_EZ_Sch_1 | HPWH_50-gallon | DHW_EZ_Sch_1 | 5 | 0.75 | 0 | Gas | Gas | Yes | Yes | Yes | 0 | Misc_Elec_EZ_Sch_1 | 0
5 Occupant_USA_AR_Fayettev_HPWH_50-gallon | 4 | USA_AR_Fayetteville.Exec.AP-Drake.Field.723445_TMYx.2004-2018 | 0 | 1900 | 1 | 9 | 1.2 | 4-12 (Low-Moderate Slope) | Pre-Defined Construction | Wood-Framed - 2x6 - 24 in OC - R-19 Cavity |  | Pre-Defined Construction | Attic w R49 Cavity and Shingle Roof |  | Pre-Defined Construction | Vented Crawlspace - R19 Cavity Insulation | [6 empty] | 0.388 | 0.4 | No | 0.2 | 0.2 | 0.2 | 0.2 | 7 | Single Speed ASHP (7.5 HSPF2 14.3 SEER2) | Autosize |  |  |  |  | Electric |  |  | 35 | -30 |  |  | 0.075 | 4 | 0.075 | 4 | Heat_EZ_Sch_1 | Cool_EZ_Sch_1 | HPWH_50-gallon | DHW_EZ_Sch_1 | 5 | 0.75 | 0 | Gas | Gas | Yes | Yes | Yes | 0 | Misc_Elec_EZ_Sch_1 | 0
5 Occupant_USA_AR_Little.R_HPWH_50-gallon | 4 | USA_AR_Little.Rock.AFB.723405_TMYx.2004-2018 | 0 | 1900 | 1 | 9 | 1.2 | 4-12 (Low-Moderate Slope) | Pre-Defined Construction | Wood-Framed - 2x6 - 24 in OC - R-19 Cavity |  | Pre-Defined Construction | Attic w R49 Cavity and Shingle Roof |  | Pre-Defined Construction | Vented Crawlspace - R19 Cavity Insulation | [6 empty] | 0.388 | 0.4 | No | 0.2 | 0.2 | 0.2 | 0.2 | 7 | Single Speed ASHP (7.5 HSPF2 14.3 SEER2) | Autosize |  |  |  |  | Electric |  |  | 35 | -30 |  |  | 0.075 | 4 | 0.075 | 4 | Heat_EZ_Sch_1 | Cool_EZ_Sch_1 | HPWH_50-gallon | DHW_EZ_Sch_1 | 5 | 0.75 | 0 | Gas | Gas | Yes | Yes | Yes | 0 | Misc_Elec_EZ_Sch_1 | 0
5 Occupant_USA_AZ_Flagstaf_HPWH_50-gallon | 4 | USA_AZ_Flagstaff.Pulliam.AP.723750_TMYx.2004-2018 | 0 | 1900 | 1 | 9 | 1.2 | 4-12 (Low-Moderate Slope) | Pre-Defined Construction | Wood-Framed - 2x6 - 24 in OC - R-19 Cavity |  | Pre-Defined Construction | Attic w R49 Cavity and Shingle Roof |  | Pre-Defined Construction | Vented Crawlspace - R19 Cavity Insulation | [6 empty] | 0.388 | 0.4 | No | 0.2 | 0.2 | 0.2 | 0.2 | 7 | Single Speed ASHP (7.5 HSPF2 14.3 SEER2) | Autosize |  |  |  |  | Electric |  |  | 35 | -30 |  |  | 0.075 | 4 | 0.075 | 4 | Heat_EZ_Sch_1 | Cool_EZ_Sch_1 | HPWH_50-gallon | DHW_EZ_Sch_1 | 5 | 0.75 | 0 | Gas | Gas | Yes | Yes | Yes | 0 | Misc_Elec_EZ_Sch_1 | 0
5 Occupant_USA_AZ_Kingman._HPWH_50-gallon | 4 | USA_AZ_Kingman.AP.723700_TMYx.2004-2018 | 0 | 1900 | 1 | 9 | 1.2 | 4-12 (Low-Moderate Slope) | Pre-Defined Construction | Wood-Framed - 2x6 - 24 in OC - R-19 Cavity |  | Pre-Defined Construction | Attic w R49 Cavity and Shingle Roof |  | Pre-Defined Construction | Vented Crawlspace - R19 Cavity Insulation | [6 empty] | 0.388 | 0.4 | No | 0.2 | 0.2 | 0.2 | 0.2 | 7 | Single Speed ASHP (7.5 HSPF2 14.3 SEER2) | Autosize |  |  |  |  | Electric |  |  | 35 | -30 |  |  | 0.075 | 4 | 0.075 | 4 | Heat_EZ_Sch_1 | Cool_EZ_Sch_1 | HPWH_50-gallon | DHW_EZ_Sch_1 | 5 | 0.75 | 0 | Gas | Gas | Yes | Yes | Yes | 0 | Misc_Elec_EZ_Sch_1 | 0
5 Occupant_USA_AZ_Phoenix-_HPWH_50-gallon | 4 | USA_AZ_Phoenix-Sky.Harbor.Intl.AP.722780_TMYx.2004-2018 | 0 | 1900 | 1 | 9 | 1.2 | 4-12 (Low-Moderate Slope) | Pre-Defined Construction | Wood-Framed - 2x6 - 24 in OC - R-19 Cavity |  | Pre-Defined Construction | Attic w R49 Cavity and Shingle Roof |  | Pre-Defined Construction | Vented Crawlspace - R19 Cavity Insulation | [6 empty] | 0.388 | 0.4 | No | 0.2 | 0.2 | 0.2 | 0.2 | 7 | Single Speed ASHP (7.5 HSPF2 14.3 SEER2) | Autosize |  |  |  |  | Electric |  |  | 35 | -30 |  |  | 0.075 | 4 | 0.075 | 4 | Heat_EZ_Sch_1 | Cool_EZ_Sch_1 | HPWH_50-gallon | DHW_EZ_Sch_1 | 5 | 0.75 | 0 | Gas | Gas | Yes | Yes | Yes | 0 | Misc_Elec_EZ_Sch_1 | 0
5 Occupant_USA_AZ_Prescott_HPWH_50-gallon | 4 | USA_AZ_Prescott.Muni.AP-Love.Field.723723_TMYx.2004-2018 | 0 | 1900 | 1 | 9 | 1.2 | 4-12 (Low-Moderate Slope) | Pre-Defined Construction | Wood-Framed - 2x6 - 24 in OC - R-19 Cavity |  | Pre-Defined Construction | Attic w R49 Cavity and Shingle Roof |  | Pre-Defined Construction | Vented Crawlspace - R19 Cavity Insulation | [6 empty] | 0.388 | 0.4 | No | 0.2 | 0.2 | 0.2 | 0.2 | 7 | Single Speed ASHP (7.5 HSPF2 14.3 SEER2) | Autosize |  |  |  |  | Electric |  |  | 35 | -30 |  |  | 0.075 | 4 | 0.075 | 4 | Heat_EZ_Sch_1 | Cool_EZ_Sch_1 | HPWH_50-gallon | DHW_EZ_Sch_1 | 5 | 0.75 | 0 | Gas | Gas | Yes | Yes | Yes | 0 | Misc_Elec_EZ_Sch_1 | 0
5 Occupant_USA_CA_Bakersfi_HPWH_50-gallon | 4 | USA_CA_Bakersfield-Meadows.Field.AP.723840_TMYx.2004-2018 | 0 | 1900 | 1 | 9 | 1.2 | 4-12 (Low-Moderate Slope) | Pre-Defined Construction | Wood-Framed - 2x6 - 24 in OC - R-19 Cavity |  | Pre-Defined Construction | Attic w R49 Cavity and Shingle Roof |  | Pre-Defined Construction | Vented Crawlspace - R19 Cavity Insulation | [6 empty] | 0.388 | 0.4 | No | 0.2 | 0.2 | 0.2 | 0.2 | 7 | Single Speed ASHP (7.5 HSPF2 14.3 SEER2) | Autosize |  |  |  |  | Electric |  |  | 35 | -30 |  |  | 0.075 | 4 | 0.075 | 4 | Heat_EZ_Sch_1 | Cool_EZ_Sch_1 | HPWH_50-gallon | DHW_EZ_Sch_1 | 5 | 0.75 | 0 | Gas | Gas | Yes | Yes | Yes | 0 | Misc_Elec_EZ_Sch_1 | 0
5 Occupant_USA_CA_Bishop-E_HPWH_50-gallon | 4 | USA_CA_Bishop-Eastern.Sierra.Rgnl.AP.724800_TMYx.2004-2018 | 0 | 1900 | 1 | 9 | 1.2 | 4-12 (Low-Moderate Slope) | Pre-Defined Construction | Wood-Framed - 2x6 - 24 in OC - R-19 Cavity |  | Pre-Defined Construction | Attic w R49 Cavity and Shingle Roof |  | Pre-Defined Construction | Vented Crawlspace - R19 Cavity Insulation | [6 empty] | 0.388 | 0.4 | No | 0.2 | 0.2 | 0.2 | 0.2 | 7 | Single Speed ASHP (7.5 HSPF2 14.3 SEER2) | Autosize |  |  |  |  | Electric |  |  | 35 | -30 |  |  | 0.075 | 4 | 0.075 | 4 | Heat_EZ_Sch_1 | Cool_EZ_Sch_1 | HPWH_50-gallon | DHW_EZ_Sch_1 | 5 | 0.75 | 0 | Gas | Gas | Yes | Yes | Yes | 0 | Misc_Elec_EZ_Sch_1 | 0
5 Occupant_USA_CA_Crescent_HPWH_50-gallon | 4 | USA_CA_Crescent.City-Del.Norte.County.Rgnl.AP.725946_TMYx.2004-2018 | 0 | 1900 | 1 | 9 | 1.2 | 4-12 (Low-Moderate Slope) | Pre-Defined Construction | Wood-Framed - 2x6 - 24 in OC - R-19 Cavity |  | Pre-Defined Construction | Attic w R49 Cavity and Shingle Roof |  | Pre-Defined Construction | Vented Crawlspace - R19 Cavity Insulation | [6 empty] | 0.388 | 0.4 | No | 0.2 | 0.2 | 0.2 | 0.2 | 7 | Single Speed ASHP (7.5 HSPF2 14.3 SEER2) | Autosize |  |  |  |  | Electric |  |  | 35 | -30 |  |  | 0.075 | 4 | 0.075 | 4 | Heat_EZ_Sch_1 | Cool_EZ_Sch_1 | HPWH_50-gallon | DHW_EZ_Sch_1 | 5 | 0.75 | 0 | Gas | Gas | Yes | Yes | Yes | 0 | Misc_Elec_EZ_Sch_1 | 0
5 Occupant_USA_CA_Imperial_HPWH_50-gallon | 4 | USA_CA_Imperial.County.AP.747185_TMYx.2004-2018 | 0 | 1900 | 1 | 9 | 1.2 | 4-12 (Low-Moderate Slope) | Pre-Defined Construction | Wood-Framed - 2x6 - 24 in OC - R-19 Cavity |  | Pre-Defined Construction | Attic w R49 Cavity and Shingle Roof |  | Pre-Defined Construction | Vented Crawlspace - R19 Cavity Insulation | [6 empty] | 0.388 | 0.4 | No | 0.2 | 0.2 | 0.2 | 0.2 | 7 | Single Speed ASHP (7.5 HSPF2 14.3 SEER2) | Autosize |  |  |  |  | Electric |  |  | 35 | -30 |  |  | 0.075 | 4 | 0.075 | 4 | Heat_EZ_Sch_1 | Cool_EZ_Sch_1 | HPWH_50-gallon | DHW_EZ_Sch_1 | 5 | 0.75 | 0 | Gas | Gas | Yes | Yes | Yes | 0 | Misc_Elec_EZ_Sch_1 | 0
5 Occupant_USA_CA_Los.Ange_HPWH_50-gallon | 4 | USA_CA_Los.Angeles.Intl.AP.722950_TMYx.2004-2018 | 0 | 1900 | 1 | 9 | 1.2 | 4-12 (Low-Moderate Slope) | Pre-Defined Construction | Wood-Framed - 2x6 - 24 in OC - R-19 Cavity |  | Pre-Defined Construction | Attic w R49 Cavity and Shingle Roof |  | Pre-Defined Construction | Vented Crawlspace - R19 Cavity Insulation | [6 empty] | 0.388 | 0.4 | No | 0.2 | 0.2 | 0.2 | 0.2 | 7 | Single Speed ASHP (7.5 HSPF2 14.3 SEER2) | Autosize |  |  |  |  | Electric |  |  | 35 | -30 |  |  | 0.075 | 4 | 0.075 | 4 | Heat_EZ_Sch_1 | Cool_EZ_Sch_1 | HPWH_50-gallon | DHW_EZ_Sch_1 | 5 | 0.75 | 0 | Gas | Gas | Yes | Yes | Yes | 0 | Misc_Elec_EZ_Sch_1 | 0
5 Occupant_USA_CA_Riversid_HPWH_50-gallon | 4 | USA_CA_Riverside.Muni.AP.722869_TMYx.2004-2018 | 0 | 1900 | 1 | 9 | 1.2 | 4-12 (Low-Moderate Slope) | Pre-Defined Construction | Wood-Framed - 2x6 - 24 in OC - R-19 Cavity |  | Pre-Defined Construction | Attic w R49 Cavity and Shingle Roof |  | Pre-Defined Construction | Vented Crawlspace - R19 Cavity Insulation | [6 empty] | 0.388 | 0.4 | No | 0.2 | 0.2 | 0.2 | 0.2 | 7 | Single Speed ASHP (7.5 HSPF2 14.3 SEER2) | Autosize |  |  |  |  | Electric |  |  | 35 | -30 |  |  | 0.075 | 4 | 0.075 | 4 | Heat_EZ_Sch_1 | Cool_EZ_Sch_1 | HPWH_50-gallon | DHW_EZ_Sch_1 | 5 | 0.75 | 0 | Gas | Gas | Yes | Yes | Yes | 0 | Misc_Elec_EZ_Sch_1 | 0
5 Occupant_USA_CA_Sacramen_HPWH_50-gallon | 4 | USA_CA_Sacramento.Intl.AP.724839_TMYx.2004-2018 | 0 | 1900 | 1 | 9 | 1.2 | 4-12 (Low-Moderate Slope) | Pre-Defined Construction | Wood-Framed - 2x6 - 24 in OC - R-19 Cavity |  | Pre-Defined Construction | Attic w R49 Cavity and Shingle Roof |  | Pre-Defined Construction | Vented Crawlspace - R19 Cavity Insulation | [6 empty] | 0.388 | 0.4 | No | 0.2 | 0.2 | 0.2 | 0.2 | 7 | Single Speed ASHP (7.5 HSPF2 14.3 SEER2) | Autosize |  |  |  |  | Electric |  |  | 35 | -30 |  |  | 0.075 | 4 | 0.075 | 4 | Heat_EZ_Sch_1 | Cool_EZ_Sch_1 | HPWH_50-gallon | DHW_EZ_Sch_1 | 5 | 0.75 | 0 | Gas | Gas | Yes | Yes | Yes | 0 | Misc_Elec_EZ_Sch_1 | 0
5 Occupant_USA_CA_San.Jose_HPWH_50-gallon | 4 | USA_CA_San.Jose-Mineta.Intl.AP.724945_TMYx.2004-2018 | 0 | 1900 | 1 | 9 | 1.2 | 4-12 (Low-Moderate Slope) | Pre-Defined Construction | Wood-Framed - 2x6 - 24 in OC - R-19 Cavity |  | Pre-Defined Construction | Attic w R49 Cavity and Shingle Roof |  | Pre-Defined Construction | Vented Crawlspace - R19 Cavity Insulation | [6 empty] | 0.388 | 0.4 | No | 0.2 | 0.2 | 0.2 | 0.2 | 7 | Single Speed ASHP (7.5 HSPF2 14.3 SEER2) | Autosize |  |  |  |  | Electric |  |  | 35 | -30 |  |  | 0.075 | 4 | 0.075 | 4 | Heat_EZ_Sch_1 | Cool_EZ_Sch_1 | HPWH_50-gallon | DHW_EZ_Sch_1 | 5 | 0.75 | 0 | Gas | Gas | Yes | Yes | Yes | 0 | Misc_Elec_EZ_Sch_1 | 0
5 Occupant_USA_CA_Santa.An_HPWH_50-gallon | 4 | USA_CA_Santa.Ana-Orange.County-Wayne.Intl.AP.722977_TMYx.2004-2018 | 0 | 1900 | 1 | 9 | 1.2 | 4-12 (Low-Moderate Slope) | Pre-Defined Construction | Wood-Framed - 2x6 - 24 in OC - R-19 Cavity |  | Pre-Defined Construction | Attic w R49 Cavity and Shingle Roof |  | Pre-Defined Construction | Vented Crawlspace - R19 Cavity Insulation | [6 empty] | 0.388 | 0.4 | No | 0.2 | 0.2 | 0.2 | 0.2 | 7 | Single Speed ASHP (7.5 HSPF2 14.3 SEER2) | Autosize |  |  |  |  | Electric |  |  | 35 | -30 |  |  | 0.075 | 4 | 0.075 | 4 | Heat_EZ_Sch_1 | Cool_EZ_Sch_1 | HPWH_50-gallon | DHW_EZ_Sch_1 | 5 | 0.75 | 0 | Gas | Gas | Yes | Yes | Yes | 0 | Misc_Elec_EZ_Sch_1 | 0
5 Occupant_USA_CO_Alamosa-_HPWH_50-gallon | 4 | USA_CO_Alamosa-San.Luis.Valley.Rgnl.AP.724620_TMYx.2004-2018 | 0 | 1900 | 1 | 9 | 1.2 | 4-12 (Low-Moderate Slope) | Pre-Defined Construction | Wood-Framed - 2x6 - 24 in OC - R-19 Cavity |  | Pre-Defined Construction | Attic w R49 Cavity and Shingle Roof |  | Pre-Defined Construction | Vented Crawlspace - R19 Cavity Insulation | [6 empty] | 0.388 | 0.4 | No | 0.2 | 0.2 | 0.2 | 0.2 | 7 | Single Speed ASHP (7.5 HSPF2 14.3 SEER2) | Autosize |  |  |  |  | Electric |  |  | 35 | -30 |  |  | 0.075 | 4 | 0.075 | 4 | Heat_EZ_Sch_1 | Cool_EZ_Sch_1 | HPWH_50-gallon | DHW_EZ_Sch_1 | 5 | 0.75 | 0 | Gas | Gas | Yes | Yes | Yes | 0 | Misc_Elec_EZ_Sch_1 | 0
5 Occupant_USA_CO_Aspen-Pi_HPWH_50-gallon | 4 | USA_CO_Aspen-Pitkin.County.AP-Sardy.Field.724676_TMYx.2004-2018 | 0 | 1900 | 1 | 9 | 1.2 | 4-12 (Low-Moderate Slope) | Pre-Defined Construction | Wood-Framed - 2x6 - 24 in OC - R-19 Cavity |  | Pre-Defined Construction | Attic w R49 Cavity and Shingle Roof |  | Pre-Defined Construction | Vented Crawlspace - R19 Cavity Insulation | [6 empty] | 0.388 | 0.4 | No | 0.2 | 0.2 | 0.2 | 0.2 | 7 | Single Speed ASHP (7.5 HSPF2 14.3 SEER2) | Autosize |  |  |  |  | Electric |  |  | 35 | -30 |  |  | 0.075 | 4 | 0.075 | 4 | Heat_EZ_Sch_1 | Cool_EZ_Sch_1 | HPWH_50-gallon | DHW_EZ_Sch_1 | 5 | 0.75 | 0 | Gas | Gas | Yes | Yes | Yes | 0 | Misc_Elec_EZ_Sch_1 | 0
5 Occupant_USA_CO_Denver.I_HPWH_50-gallon | 4 | USA_CO_Denver.Intl.AP.725650_TMYx.2004-2018 | 0 | 1900 | 1 | 9 | 1.2 | 4-12 (Low-Moderate Slope) | Pre-Defined Construction | Wood-Framed - 2x6 - 24 in OC - R-19 Cavity |  | Pre-Defined Construction | Attic w R49 Cavity and Shingle Roof |  | Pre-Defined Construction | Vented Crawlspace - R19 Cavity Insulation | [6 empty] | 0.388 | 0.4 | No | 0.2 | 0.2 | 0.2 | 0.2 | 7 | Single Speed ASHP (7.5 HSPF2 14.3 SEER2) | Autosize |  |  |  |  | Electric |  |  | 35 | -30 |  |  | 0.075 | 4 | 0.075 | 4 | Heat_EZ_Sch_1 | Cool_EZ_Sch_1 | HPWH_50-gallon | DHW_EZ_Sch_1 | 5 | 0.75 | 0 | Gas | Gas | Yes | Yes | Yes | 0 | Misc_Elec_EZ_Sch_1 | 0
5 Occupant_USA_CO_Trinidad_HPWH_50-gallon | 4 | USA_CO_Trinidad-Stokes.AP.724645_TMYx.2004-2018 | 0 | 1900 | 1 | 9 | 1.2 | 4-12 (Low-Moderate Slope) | Pre-Defined Construction | Wood-Framed - 2x6 - 24 in OC - R-19 Cavity |  | Pre-Defined Construction | Attic w R49 Cavity and Shingle Roof |  | Pre-Defined Construction | Vented Crawlspace - R19 Cavity Insulation | [6 empty] | 0.388 | 0.4 | No | 0.2 | 0.2 | 0.2 | 0.2 | 7 | Single Speed ASHP (7.5 HSPF2 14.3 SEER2) | Autosize |  |  |  |  | Electric |  |  | 35 | -30 |  |  | 0.075 | 4 | 0.075 | 4 | Heat_EZ_Sch_1 | Cool_EZ_Sch_1 | HPWH_50-gallon | DHW_EZ_Sch_1 | 5 | 0.75 | 0 | Gas | Gas | Yes | Yes | Yes | 0 | Misc_Elec_EZ_Sch_1 | 0
5 Occupant_USA_CT_Bridgepo_HPWH_50-gallon | 4 | USA_CT_Bridgeport-Sikorsky.Meml.AP.725040_TMYx.2004-2018 | 0 | 1900 | 1 | 9 | 1.2 | 4-12 (Low-Moderate Slope) | Pre-Defined Construction | Wood-Framed - 2x6 - 24 in OC - R-19 Cavity |  | Pre-Defined Construction | Attic w R49 Cavity and Shingle Roof |  | Pre-Defined Construction | Vented Crawlspace - R19 Cavity Insulation | [6 empty] | 0.388 | 0.4 | No | 0.2 | 0.2 | 0.2 | 0.2 | 7 | Single Speed ASHP (7.5 HSPF2 14.3 SEER2) | Autosize |  |  |  |  | Electric |  |  | 35 | -30 |  |  | 0.075 | 4 | 0.075 | 4 | Heat_EZ_Sch_1 | Cool_EZ_Sch_1 | HPWH_50-gallon | DHW_EZ_Sch_1 | 5 | 0.75 | 0 | Gas | Gas | Yes | Yes | Yes | 0 | Misc_Elec_EZ_Sch_1 | 0
5 Occupant_USA_DE_Wilmingt_HPWH_50-gallon | 4 | USA_DE_Wilmington.AP.724180_TMYx.2004-2018 | 0 | 1900 | 1 | 9 | 1.2 | 4-12 (Low-Moderate Slope) | Pre-Defined Construction | Wood-Framed - 2x6 - 24 in OC - R-19 Cavity |  | Pre-Defined Construction | Attic w R49 Cavity and Shingle Roof |  | Pre-Defined Construction | Vented Crawlspace - R19 Cavity Insulation | [6 empty] | 0.388 | 0.4 | No | 0.2 | 0.2 | 0.2 | 0.2 | 7 | Single Speed ASHP (7.5 HSPF2 14.3 SEER2) | Autosize |  |  |  |  | Electric |  |  | 35 | -30 |  |  | 0.075 | 4 | 0.075 | 4 | Heat_EZ_Sch_1 | Cool_EZ_Sch_1 | HPWH_50-gallon | DHW_EZ_Sch_1 | 5 | 0.75 | 0 | Gas | Gas | Yes | Yes | Yes | 0 | Misc_Elec_EZ_Sch_1 | 0
5 Occupant_USA_FL_Fort.Mye_HPWH_50-gallon | 4 | USA_FL_Fort.Myers-Page.Field.AP.722106_TMYx.2004-2018 | 0 | 1900 | 1 | 9 | 1.2 | 4-12 (Low-Moderate Slope) | Pre-Defined Construction | Wood-Framed - 2x6 - 24 in OC - R-19 Cavity |  | Pre-Defined Construction | Attic w R49 Cavity and Shingle Roof |  | Pre-Defined Construction | Vented Crawlspace - R19 Cavity Insulation | [6 empty] | 0.388 | 0.4 | No | 0.2 | 0.2 | 0.2 | 0.2 | 7 | Single Speed ASHP (7.5 HSPF2 14.3 SEER2) | Autosize |  |  |  |  | Electric |  |  | 35 | -30 |  |  | 0.075 | 4 | 0.075 | 4 | Heat_EZ_Sch_1 | Cool_EZ_Sch_1 | HPWH_50-gallon | DHW_EZ_Sch_1 | 5 | 0.75 | 0 | Gas | Gas | Yes | Yes | Yes | 0 | Misc_Elec_EZ_Sch_1 | 0
5 Occupant_USA_FL_Jacksonv_HPWH_50-gallon | 4 | USA_FL_Jacksonville.Intl.AP.722060_TMYx.2004-2018 | 0 | 1900 | 1 | 9 | 1.2 | 4-12 (Low-Moderate Slope) | Pre-Defined Construction | Wood-Framed - 2x6 - 24 in OC - R-19 Cavity |  | Pre-Defined Construction | Attic w R49 Cavity and Shingle Roof |  | Pre-Defined Construction | Vented Crawlspace - R19 Cavity Insulation | [6 empty] | 0.388 | 0.4 | No | 0.2 | 0.2 | 0.2 | 0.2 | 7 | Single Speed ASHP (7.5 HSPF2 14.3 SEER2) | Autosize |  |  |  |  | Electric |  |  | 35 | -30 |  |  | 0.075 | 4 | 0.075 | 4 | Heat_EZ_Sch_1 | Cool_EZ_Sch_1 | HPWH_50-gallon | DHW_EZ_Sch_1 | 5 | 0.75 | 0 | Gas | Gas | Yes | Yes | Yes | 0 | Misc_Elec_EZ_Sch_1 | 0
5 Occupant_USA_FL_Miami.Na_HPWH_50-gallon | 4 | USA_FL_Miami.Natl.Hurricane.Center.722020_TMYx.2004-2018 | 0 | 1900 | 1 | 9 | 1.2 | 4-12 (Low-Moderate Slope) | Pre-Defined Construction | Wood-Framed - 2x6 - 24 in OC - R-19 Cavity |  | Pre-Defined Construction | Attic w R49 Cavity and Shingle Roof |  | Pre-Defined Construction | Vented Crawlspace - R19 Cavity Insulation | [6 empty] | 0.388 | 0.4 | No | 0.2 | 0.2 | 0.2 | 0.2 | 7 | Single Speed ASHP (7.5 HSPF2 14.3 SEER2) | Autosize |  |  |  |  | Electric |  |  | 35 | -30 |  |  | 0.075 | 4 | 0.075 | 4 | Heat_EZ_Sch_1 | Cool_EZ_Sch_1 | HPWH_50-gallon | DHW_EZ_Sch_1 | 5 | 0.75 | 0 | Gas | Gas | Yes | Yes | Yes | 0 | Misc_Elec_EZ_Sch_1 | 0
5 Occupant_USA_GA_Atlanta-_HPWH_50-gallon | 4 | USA_GA_Atlanta-Hartsfield-Jackson.Intl.AP.722190_TMYx.2004-2018 | 0 | 1900 | 1 | 9 | 1.2 | 4-12 (Low-Moderate Slope) | Pre-Defined Construction | Wood-Framed - 2x6 - 24 in OC - R-19 Cavity |  | Pre-Defined Construction | Attic w R49 Cavity and Shingle Roof |  | Pre-Defined Construction | Vented Crawlspace - R19 Cavity Insulation | [6 empty] | 0.388 | 0.4 | No | 0.2 | 0.2 | 0.2 | 0.2 | 7 | Single Speed ASHP (7.5 HSPF2 14.3 SEER2) | Autosize |  |  |  |  | Electric |  |  | 35 | -30 |  |  | 0.075 | 4 | 0.075 | 4 | Heat_EZ_Sch_1 | Cool_EZ_Sch_1 | HPWH_50-gallon | DHW_EZ_Sch_1 | 5 | 0.75 | 0 | Gas | Gas | Yes | Yes | Yes | 0 | Misc_Elec_EZ_Sch_1 | 0
5 Occupant_USA_GA_Rome-Rus_HPWH_50-gallon | 4 | USA_GA_Rome-Russell.AP.723200_TMYx.2004-2018 | 0 | 1900 | 1 | 9 | 1.2 | 4-12 (Low-Moderate Slope) | Pre-Defined Construction | Wood-Framed - 2x6 - 24 in OC - R-19 Cavity |  | Pre-Defined Construction | Attic w R49 Cavity and Shingle Roof |  | Pre-Defined Construction | Vented Crawlspace - R19 Cavity Insulation | [6 empty] | 0.388 | 0.4 | No | 0.2 | 0.2 | 0.2 | 0.2 | 7 | Single Speed ASHP (7.5 HSPF2 14.3 SEER2) | Autosize |  |  |  |  | Electric |  |  | 35 | -30 |  |  | 0.075 | 4 | 0.075 | 4 | Heat_EZ_Sch_1 | Cool_EZ_Sch_1 | HPWH_50-gallon | DHW_EZ_Sch_1 | 5 | 0.75 | 0 | Gas | Gas | Yes | Yes | Yes | 0 | Misc_Elec_EZ_Sch_1 | 0
5 Occupant_USA_GA_Savannah_HPWH_50-gallon | 4 | USA_GA_Savannah-Hilton.Head.Intl.AP.722070_TMYx.2004-2018 | 0 | 1900 | 1 | 9 | 1.2 | 4-12 (Low-Moderate Slope) | Pre-Defined Construction | Wood-Framed - 2x6 - 24 in OC - R-19 Cavity |  | Pre-Defined Construction | Attic w R49 Cavity and Shingle Roof |  | Pre-Defined Construction | Vented Crawlspace - R19 Cavity Insulation | [6 empty] | 0.388 | 0.4 | No | 0.2 | 0.2 | 0.2 | 0.2 | 7 | Single Speed ASHP (7.5 HSPF2 14.3 SEER2) | Autosize |  |  |  |  | Electric |  |  | 35 | -30 |  |  | 0.075 | 4 | 0.075 | 4 | Heat_EZ_Sch_1 | Cool_EZ_Sch_1 | HPWH_50-gallon | DHW_EZ_Sch_1 | 5 | 0.75 | 0 | Gas | Gas | Yes | Yes | Yes | 0 | Misc_Elec_EZ_Sch_1 | 0
5 Occupant_USA_IA_Des.Moin_HPWH_50-gallon | 4 | USA_IA_Des.Moines.Intl.AP.725460_TMYx.2004-2018 | 0 | 1900 | 1 | 9 | 1.2 | 4-12 (Low-Moderate Slope) | Pre-Defined Construction | Wood-Framed - 2x6 - 24 in OC - R-19 Cavity |  | Pre-Defined Construction | Attic w R49 Cavity and Shingle Roof |  | Pre-Defined Construction | Vented Crawlspace - R19 Cavity Insulation | [6 empty] | 0.388 | 0.4 | No | 0.2 | 0.2 | 0.2 | 0.2 | 7 | Single Speed ASHP (7.5 HSPF2 14.3 SEER2) | Autosize |  |  |  |  | Electric |  |  | 35 | -30 |  |  | 0.075 | 4 | 0.075 | 4 | Heat_EZ_Sch_1 | Cool_EZ_Sch_1 | HPWH_50-gallon | DHW_EZ_Sch_1 | 5 | 0.75 | 0 | Gas | Gas | Yes | Yes | Yes | 0 | Misc_Elec_EZ_Sch_1 | 0
5 Occupant_USA_IA_Sioux.Ci_HPWH_50-gallon | 4 | USA_IA_Sioux.City-Sioux.Gateway.AP.725570_TMYx.2004-2018 | 0 | 1900 | 1 | 9 | 1.2 | 4-12 (Low-Moderate Slope) | Pre-Defined Construction | Wood-Framed - 2x6 - 24 in OC - R-19 Cavity |  | Pre-Defined Construction | Attic w R49 Cavity and Shingle Roof |  | Pre-Defined Construction | Vented Crawlspace - R19 Cavity Insulation | [6 empty] | 0.388 | 0.4 | No | 0.2 | 0.2 | 0.2 | 0.2 | 7 | Single Speed ASHP (7.5 HSPF2 14.3 SEER2) | Autosize |  |  |  |  | Electric |  |  | 35 | -30 |  |  | 0.075 | 4 | 0.075 | 4 | Heat_EZ_Sch_1 | Cool_EZ_Sch_1 | HPWH_50-gallon | DHW_EZ_Sch_1 | 5 | 0.75 | 0 | Gas | Gas | Yes | Yes | Yes | 0 | Misc_Elec_EZ_Sch_1 | 0
5 Occupant_USA_ID_Boise.AP_HPWH_50-gallon | 4 | USA_ID_Boise.AP-Gowen.Field.ANGB.726810_TMYx.2004-2018 | 0 | 1900 | 1 | 9 | 1.2 | 4-12 (Low-Moderate Slope) | Pre-Defined Construction | Wood-Framed - 2x6 - 24 in OC - R-19 Cavity |  | Pre-Defined Construction | Attic w R49 Cavity and Shingle Roof |  | Pre-Defined Construction | Vented Crawlspace - R19 Cavity Insulation | [6 empty] | 0.388 | 0.4 | No | 0.2 | 0.2 | 0.2 | 0.2 | 7 | Single Speed ASHP (7.5 HSPF2 14.3 SEER2) | Autosize |  |  |  |  | Electric |  |  | 35 | -30 |  |  | 0.075 | 4 | 0.075 | 4 | Heat_EZ_Sch_1 | Cool_EZ_Sch_1 | HPWH_50-gallon | DHW_EZ_Sch_1 | 5 | 0.75 | 0 | Gas | Gas | Yes | Yes | Yes | 0 | Misc_Elec_EZ_Sch_1 | 0
5 Occupant_USA_ID_Idaho.Fa_HPWH_50-gallon | 4 | USA_ID_Idaho.Falls.Rgnl.AP-Fanning.Field.725785_TMYx.2004-2018 | 0 | 1900 | 1 | 9 | 1.2 | 4-12 (Low-Moderate Slope) | Pre-Defined Construction | Wood-Framed - 2x6 - 24 in OC - R-19 Cavity |  | Pre-Defined Construction | Attic w R49 Cavity and Shingle Roof |  | Pre-Defined Construction | Vented Crawlspace - R19 Cavity Insulation | [6 empty] | 0.388 | 0.4 | No | 0.2 | 0.2 | 0.2 | 0.2 | 7 | Single Speed ASHP (7.5 HSPF2 14.3 SEER2) | Autosize |  |  |  |  | Electric |  |  | 35 | -30 |  |  | 0.075 | 4 | 0.075 | 4 | Heat_EZ_Sch_1 | Cool_EZ_Sch_1 | HPWH_50-gallon | DHW_EZ_Sch_1 | 5 | 0.75 | 0 | Gas | Gas | Yes | Yes | Yes | 0 | Misc_Elec_EZ_Sch_1 | 0
5 Occupant_USA_IL_Bellevil_HPWH_50-gallon | 4 | USA_IL_Belleville-Scott.AFB-MidAmerica.St.Louis.AP.724338_TMYx.2004-2018 | 0 | 1900 | 1 | 9 | 1.2 | 4-12 (Low-Moderate Slope) | Pre-Defined Construction | Wood-Framed - 2x6 - 24 in OC - R-19 Cavity |  | Pre-Defined Construction | Attic w R49 Cavity and Shingle Roof |  | Pre-Defined Construction | Vented Crawlspace - R19 Cavity Insulation | [6 empty] | 0.388 | 0.4 | No | 0.2 | 0.2 | 0.2 | 0.2 | 7 | Single Speed ASHP (7.5 HSPF2 14.3 SEER2) | Autosize |  |  |  |  | Electric |  |  | 35 | -30 |  |  | 0.075 | 4 | 0.075 | 4 | Heat_EZ_Sch_1 | Cool_EZ_Sch_1 | HPWH_50-gallon | DHW_EZ_Sch_1 | 5 | 0.75 | 0 | Gas | Gas | Yes | Yes | Yes | 0 | Misc_Elec_EZ_Sch_1 | 0
5 Occupant_USA_IL_Chicago._HPWH_50-gallon | 4 | USA_IL_Chicago.Midway.Intl.AP.725340_TMYx.2004-2018 | 0 | 1900 | 1 | 9 | 1.2 | 4-12 (Low-Moderate Slope) | Pre-Defined Construction | Wood-Framed - 2x6 - 24 in OC - R-19 Cavity |  | Pre-Defined Construction | Attic w R49 Cavity and Shingle Roof |  | Pre-Defined Construction | Vented Crawlspace - R19 Cavity Insulation | [6 empty] | 0.388 | 0.4 | No | 0.2 | 0.2 | 0.2 | 0.2 | 7 | Single Speed ASHP (7.5 HSPF2 14.3 SEER2) | Autosize |  |  |  |  | Electric |  |  | 35 | -30 |  |  | 0.075 | 4 | 0.075 | 4 | Heat_EZ_Sch_1 | Cool_EZ_Sch_1 | HPWH_50-gallon | DHW_EZ_Sch_1 | 5 | 0.75 | 0 | Gas | Gas | Yes | Yes | Yes | 0 | Misc_Elec_EZ_Sch_1 | 0
5 Occupant_USA_IN_Evansvil_HPWH_50-gallon | 4 | USA_IN_Evansville.Rgnl.AP.724320_TMYx.2004-2018 | 0 | 1900 | 1 | 9 | 1.2 | 4-12 (Low-Moderate Slope) | Pre-Defined Construction | Wood-Framed - 2x6 - 24 in OC - R-19 Cavity |  | Pre-Defined Construction | Attic w R49 Cavity and Shingle Roof |  | Pre-Defined Construction | Vented Crawlspace - R19 Cavity Insulation | [6 empty] | 0.388 | 0.4 | No | 0.2 | 0.2 | 0.2 | 0.2 | 7 | Single Speed ASHP (7.5 HSPF2 14.3 SEER2) | Autosize |  |  |  |  | Electric |  |  | 35 | -30 |  |  | 0.075 | 4 | 0.075 | 4 | Heat_EZ_Sch_1 | Cool_EZ_Sch_1 | HPWH_50-gallon | DHW_EZ_Sch_1 | 5 | 0.75 | 0 | Gas | Gas | Yes | Yes | Yes | 0 | Misc_Elec_EZ_Sch_1 | 0
5 Occupant_USA_IN_Indianap_HPWH_50-gallon | 4 | USA_IN_Indianapolis.Intl.AP.724380_TMYx.2004-2018 | 0 | 1900 | 1 | 9 | 1.2 | 4-12 (Low-Moderate Slope) | Pre-Defined Construction | Wood-Framed - 2x6 - 24 in OC - R-19 Cavity |  | Pre-Defined Construction | Attic w R49 Cavity and Shingle Roof |  | Pre-Defined Construction | Vented Crawlspace - R19 Cavity Insulation | [6 empty] | 0.388 | 0.4 | No | 0.2 | 0.2 | 0.2 | 0.2 | 7 | Single Speed ASHP (7.5 HSPF2 14.3 SEER2) | Autosize |  |  |  |  | Electric |  |  | 35 | -30 |  |  | 0.075 | 4 | 0.075 | 4 | Heat_EZ_Sch_1 | Cool_EZ_Sch_1 | HPWH_50-gallon | DHW_EZ_Sch_1 | 5 | 0.75 | 0 | Gas | Gas | Yes | Yes | Yes | 0 | Misc_Elec_EZ_Sch_1 | 0
5 Occupant_USA_KS_Hays.Rgn_HPWH_50-gallon | 4 | USA_KS_Hays.Rgnl.AP.724518_TMYx.2004-2018 | 0 | 1900 | 1 | 9 | 1.2 | 4-12 (Low-Moderate Slope) | Pre-Defined Construction | Wood-Framed - 2x6 - 24 in OC - R-19 Cavity |  | Pre-Defined Construction | Attic w R49 Cavity and Shingle Roof |  | Pre-Defined Construction | Vented Crawlspace - R19 Cavity Insulation | [6 empty] | 0.388 | 0.4 | No | 0.2 | 0.2 | 0.2 | 0.2 | 7 | Single Speed ASHP (7.5 HSPF2 14.3 SEER2) | Autosize |  |  |  |  | Electric |  |  | 35 | -30 |  |  | 0.075 | 4 | 0.075 | 4 | Heat_EZ_Sch_1 | Cool_EZ_Sch_1 | HPWH_50-gallon | DHW_EZ_Sch_1 | 5 | 0.75 | 0 | Gas | Gas | Yes | Yes | Yes | 0 | Misc_Elec_EZ_Sch_1 | 0
5 Occupant_USA_KS_Wichita._HPWH_50-gallon | 4 | USA_KS_Wichita.Eisenhower.Natl.AP.724500_TMYx.2004-2018 | 0 | 1900 | 1 | 9 | 1.2 | 4-12 (Low-Moderate Slope) | Pre-Defined Construction | Wood-Framed - 2x6 - 24 in OC - R-19 Cavity |  | Pre-Defined Construction | Attic w R49 Cavity and Shingle Roof |  | Pre-Defined Construction | Vented Crawlspace - R19 Cavity Insulation | [6 empty] | 0.388 | 0.4 | No | 0.2 | 0.2 | 0.2 | 0.2 | 7 | Single Speed ASHP (7.5 HSPF2 14.3 SEER2) | Autosize |  |  |  |  | Electric |  |  | 35 | -30 |  |  | 0.075 | 4 | 0.075 | 4 | Heat_EZ_Sch_1 | Cool_EZ_Sch_1 | HPWH_50-gallon | DHW_EZ_Sch_1 | 5 | 0.75 | 0 | Gas | Gas | Yes | Yes | Yes | 0 | Misc_Elec_EZ_Sch_1 | 0
5 Occupant_USA_KY_Louisvil_HPWH_50-gallon | 4 | USA_KY_Louisville-Bowman.Rgnl.AP.724235_TMYx.2004-2018 | 0 | 1900 | 1 | 9 | 1.2 | 4-12 (Low-Moderate Slope) | Pre-Defined Construction | Wood-Framed - 2x6 - 24 in OC - R-19 Cavity |  | Pre-Defined Construction | Attic w R49 Cavity and Shingle Roof |  | Pre-Defined Construction | Vented Crawlspace - R19 Cavity Insulation | [6 empty] | 0.388 | 0.4 | No | 0.2 | 0.2 | 0.2 | 0.2 | 7 | Single Speed ASHP (7.5 HSPF2 14.3 SEER2) | Autosize |  |  |  |  | Electric |  |  | 35 | -30 |  |  | 0.075 | 4 | 0.075 | 4 | Heat_EZ_Sch_1 | Cool_EZ_Sch_1 | HPWH_50-gallon | DHW_EZ_Sch_1 | 5 | 0.75 | 0 | Gas | Gas | Yes | Yes | Yes | 0 | Misc_Elec_EZ_Sch_1 | 0
5 Occupant_USA_LA_New.Orle_HPWH_50-gallon | 4 | USA_LA_New.Orleans-Armstrong.Intl.AP.722310_TMYx.2004-2018 | 0 | 1900 | 1 | 9 | 1.2 | 4-12 (Low-Moderate Slope) | Pre-Defined Construction | Wood-Framed - 2x6 - 24 in OC - R-19 Cavity |  | Pre-Defined Construction | Attic w R49 Cavity and Shingle Roof |  | Pre-Defined Construction | Vented Crawlspace - R19 Cavity Insulation | [6 empty] | 0.388 | 0.4 | No | 0.2 | 0.2 | 0.2 | 0.2 | 7 | Single Speed ASHP (7.5 HSPF2 14.3 SEER2) | Autosize |  |  |  |  | Electric |  |  | 35 | -30 |  |  | 0.075 | 4 | 0.075 | 4 | Heat_EZ_Sch_1 | Cool_EZ_Sch_1 | HPWH_50-gallon | DHW_EZ_Sch_1 | 5 | 0.75 | 0 | Gas | Gas | Yes | Yes | Yes | 0 | Misc_Elec_EZ_Sch_1 | 0
5 Occupant_USA_LA_Shrevepo_HPWH_50-gallon | 4 | USA_LA_Shreveport.Downtown.AP.722484_TMYx.2004-2018 | 0 | 1900 | 1 | 9 | 1.2 | 4-12 (Low-Moderate Slope) | Pre-Defined Construction | Wood-Framed - 2x6 - 24 in OC - R-19 Cavity |  | Pre-Defined Construction | Attic w R49 Cavity and Shingle Roof |  | Pre-Defined Construction | Vented Crawlspace - R19 Cavity Insulation | [6 empty] | 0.388 | 0.4 | No | 0.2 | 0.2 | 0.2 | 0.2 | 7 | Single Speed ASHP (7.5 HSPF2 14.3 SEER2) | Autosize |  |  |  |  | Electric |  |  | 35 | -30 |  |  | 0.075 | 4 | 0.075 | 4 | Heat_EZ_Sch_1 | Cool_EZ_Sch_1 | HPWH_50-gallon | DHW_EZ_Sch_1 | 5 | 0.75 | 0 | Gas | Gas | Yes | Yes | Yes | 0 | Misc_Elec_EZ_Sch_1 | 0
5 Occupant_USA_MA_Boston-L_HPWH_50-gallon | 4 | USA_MA_Boston-Logan.Intl.AP.725090_TMYx.2004-2018 | 0 | 1900 | 1 | 9 | 1.2 | 4-12 (Low-Moderate Slope) | Pre-Defined Construction | Wood-Framed - 2x6 - 24 in OC - R-19 Cavity |  | Pre-Defined Construction | Attic w R49 Cavity and Shingle Roof |  | Pre-Defined Construction | Vented Crawlspace - R19 Cavity Insulation | [6 empty] | 0.388 | 0.4 | No | 0.2 | 0.2 | 0.2 | 0.2 | 7 | Single Speed ASHP (7.5 HSPF2 14.3 SEER2) | Autosize |  |  |  |  | Electric |  |  | 35 | -30 |  |  | 0.075 | 4 | 0.075 | 4 | Heat_EZ_Sch_1 | Cool_EZ_Sch_1 | HPWH_50-gallon | DHW_EZ_Sch_1 | 5 | 0.75 | 0 | Gas | Gas | Yes | Yes | Yes | 0 | Misc_Elec_EZ_Sch_1 | 0
5 Occupant_USA_MD_Baltimor_HPWH_50-gallon | 4 | USA_MD_Baltimore-Washington.Intl-Marshall.AP.724060_TMYx.2004-2018 | 0 | 1900 | 1 | 9 | 1.2 | 4-12 (Low-Moderate Slope) | Pre-Defined Construction | Wood-Framed - 2x6 - 24 in OC - R-19 Cavity |  | Pre-Defined Construction | Attic w R49 Cavity and Shingle Roof |  | Pre-Defined Construction | Vented Crawlspace - R19 Cavity Insulation | [6 empty] | 0.388 | 0.4 | No | 0.2 | 0.2 | 0.2 | 0.2 | 7 | Single Speed ASHP (7.5 HSPF2 14.3 SEER2) | Autosize |  |  |  |  | Electric |  |  | 35 | -30 |  |  | 0.075 | 4 | 0.075 | 4 | Heat_EZ_Sch_1 | Cool_EZ_Sch_1 | HPWH_50-gallon | DHW_EZ_Sch_1 | 5 | 0.75 | 0 | Gas | Gas | Yes | Yes | Yes | 0 | Misc_Elec_EZ_Sch_1 | 0
5 Occupant_USA_ME_Portland_HPWH_50-gallon | 4 | USA_ME_Portland.Intl.Jetport.726060_TMYx.2004-2018 | 0 | 1900 | 1 | 9 | 1.2 | 4-12 (Low-Moderate Slope) | Pre-Defined Construction | Wood-Framed - 2x6 - 24 in OC - R-19 Cavity |  | Pre-Defined Construction | Attic w R49 Cavity and Shingle Roof |  | Pre-Defined Construction | Vented Crawlspace - R19 Cavity Insulation | [6 empty] | 0.388 | 0.4 | No | 0.2 | 0.2 | 0.2 | 0.2 | 7 | Single Speed ASHP (7.5 HSPF2 14.3 SEER2) | Autosize |  |  |  |  | Electric |  |  | 35 | -30 |  |  | 0.075 | 4 | 0.075 | 4 | Heat_EZ_Sch_1 | Cool_EZ_Sch_1 | HPWH_50-gallon | DHW_EZ_Sch_1 | 5 | 0.75 | 0 | Gas | Gas | Yes | Yes | Yes | 0 | Misc_Elec_EZ_Sch_1 | 0
5 Occupant_USA_ME_Presque._HPWH_50-gallon | 4 | USA_ME_Presque.Isle.Intl.AP.727130_TMYx.2004-2018 | 0 | 1900 | 1 | 9 | 1.2 | 4-12 (Low-Moderate Slope) | Pre-Defined Construction | Wood-Framed - 2x6 - 24 in OC - R-19 Cavity |  | Pre-Defined Construction | Attic w R49 Cavity and Shingle Roof |  | Pre-Defined Construction | Vented Crawlspace - R19 Cavity Insulation | [6 empty] | 0.388 | 0.4 | No | 0.2 | 0.2 | 0.2 | 0.2 | 7 | Single Speed ASHP (7.5 HSPF2 14.3 SEER2) | Autosize |  |  |  |  | Electric |  |  | 35 | -30 |  |  | 0.075 | 4 | 0.075 | 4 | Heat_EZ_Sch_1 | Cool_EZ_Sch_1 | HPWH_50-gallon | DHW_EZ_Sch_1 | 5 | 0.75 | 0 | Gas | Gas | Yes | Yes | Yes | 0 | Misc_Elec_EZ_Sch_1 | 0
5 Occupant_USA_MI_Detroit-_HPWH_50-gallon | 4 | USA_MI_Detroit-Young.Intl.AP.725375_TMYx.2004-2018 | 0 | 1900 | 1 | 9 | 1.2 | 4-12 (Low-Moderate Slope) | Pre-Defined Construction | Wood-Framed - 2x6 - 24 in OC - R-19 Cavity |  | Pre-Defined Construction | Attic w R49 Cavity and Shingle Roof |  | Pre-Defined Construction | Vented Crawlspace - R19 Cavity Insulation | [6 empty] | 0.388 | 0.4 | No | 0.2 | 0.2 | 0.2 | 0.2 | 7 | Single Speed ASHP (7.5 HSPF2 14.3 SEER2) | Autosize |  |  |  |  | Electric |  |  | 35 | -30 |  |  | 0.075 | 4 | 0.075 | 4 | Heat_EZ_Sch_1 | Cool_EZ_Sch_1 | HPWH_50-gallon | DHW_EZ_Sch_1 | 5 | 0.75 | 0 | Gas | Gas | Yes | Yes | Yes | 0 | Misc_Elec_EZ_Sch_1 | 0
5 Occupant_USA_MI_Houghton_HPWH_50-gallon | 4 | USA_MI_Houghton.Lake-Roscommon.County.AP.726380_TMYx.2004-2018 | 0 | 1900 | 1 | 9 | 1.2 | 4-12 (Low-Moderate Slope) | Pre-Defined Construction | Wood-Framed - 2x6 - 24 in OC - R-19 Cavity |  | Pre-Defined Construction | Attic w R49 Cavity and Shingle Roof |  | Pre-Defined Construction | Vented Crawlspace - R19 Cavity Insulation | [6 empty] | 0.388 | 0.4 | No | 0.2 | 0.2 | 0.2 | 0.2 | 7 | Single Speed ASHP (7.5 HSPF2 14.3 SEER2) | Autosize |  |  |  |  | Electric |  |  | 35 | -30 |  |  | 0.075 | 4 | 0.075 | 4 | Heat_EZ_Sch_1 | Cool_EZ_Sch_1 | HPWH_50-gallon | DHW_EZ_Sch_1 | 5 | 0.75 | 0 | Gas | Gas | Yes | Yes | Yes | 0 | Misc_Elec_EZ_Sch_1 | 0
5 Occupant_USA_MI_Traverse_HPWH_50-gallon | 4 | USA_MI_Traverse.City-Cherry.Capital.AP.726387_TMYx.2004-2018 | 0 | 1900 | 1 | 9 | 1.2 | 4-12 (Low-Moderate Slope) | Pre-Defined Construction | Wood-Framed - 2x6 - 24 in OC - R-19 Cavity |  | Pre-Defined Construction | Attic w R49 Cavity and Shingle Roof |  | Pre-Defined Construction | Vented Crawlspace - R19 Cavity Insulation | [6 empty] | 0.388 | 0.4 | No | 0.2 | 0.2 | 0.2 | 0.2 | 7 | Single Speed ASHP (7.5 HSPF2 14.3 SEER2) | Autosize |  |  |  |  | Electric |  |  | 35 | -30 |  |  | 0.075 | 4 | 0.075 | 4 | Heat_EZ_Sch_1 | Cool_EZ_Sch_1 | HPWH_50-gallon | DHW_EZ_Sch_1 | 5 | 0.75 | 0 | Gas | Gas | Yes | Yes | Yes | 0 | Misc_Elec_EZ_Sch_1 | 0
5 Occupant_USA_MN_Duluth.I_HPWH_50-gallon | 4 | USA_MN_Duluth.Intl.AP-Duluth.ANGB.727450_TMYx.2004-2018 | 0 | 1900 | 1 | 9 | 1.2 | 4-12 (Low-Moderate Slope) | Pre-Defined Construction | Wood-Framed - 2x6 - 24 in OC - R-19 Cavity |  | Pre-Defined Construction | Attic w R49 Cavity and Shingle Roof |  | Pre-Defined Construction | Vented Crawlspace - R19 Cavity Insulation | [6 empty] | 0.388 | 0.4 | No | 0.2 | 0.2 | 0.2 | 0.2 | 7 | Single Speed ASHP (7.5 HSPF2 14.3 SEER2) | Autosize |  |  |  |  | Electric |  |  | 35 | -30 |  |  | 0.075 | 4 | 0.075 | 4 | Heat_EZ_Sch_1 | Cool_EZ_Sch_1 | HPWH_50-gallon | DHW_EZ_Sch_1 | 5 | 0.75 | 0 | Gas | Gas | Yes | Yes | Yes | 0 | Misc_Elec_EZ_Sch_1 | 0
5 Occupant_USA_MN_Minneapo_HPWH_50-gallon | 4 | USA_MN_Minneapolis-St.Paul.Intl.AP.726580_TMYx.2004-2018 | 0 | 1900 | 1 | 9 | 1.2 | 4-12 (Low-Moderate Slope) | Pre-Defined Construction | Wood-Framed - 2x6 - 24 in OC - R-19 Cavity |  | Pre-Defined Construction | Attic w R49 Cavity and Shingle Roof |  | Pre-Defined Construction | Vented Crawlspace - R19 Cavity Insulation | [6 empty] | 0.388 | 0.4 | No | 0.2 | 0.2 | 0.2 | 0.2 | 7 | Single Speed ASHP (7.5 HSPF2 14.3 SEER2) | Autosize |  |  |  |  | Electric |  |  | 35 | -30 |  |  | 0.075 | 4 | 0.075 | 4 | Heat_EZ_Sch_1 | Cool_EZ_Sch_1 | HPWH_50-gallon | DHW_EZ_Sch_1 | 5 | 0.75 | 0 | Gas | Gas | Yes | Yes | Yes | 0 | Misc_Elec_EZ_Sch_1 | 0
5 Occupant_USA_MO_Kansas.C_HPWH_50-gallon | 4 | USA_MO_Kansas.City-Wheeler.Downtown.AP.724463_TMYx.2004-2018 | 0 | 1900 | 1 | 9 | 1.2 | 4-12 (Low-Moderate Slope) | Pre-Defined Construction | Wood-Framed - 2x6 - 24 in OC - R-19 Cavity |  | Pre-Defined Construction | Attic w R49 Cavity and Shingle Roof |  | Pre-Defined Construction | Vented Crawlspace - R19 Cavity Insulation | [6 empty] | 0.388 | 0.4 | No | 0.2 | 0.2 | 0.2 | 0.2 | 7 | Single Speed ASHP (7.5 HSPF2 14.3 SEER2) | Autosize |  |  |  |  | Electric |  |  | 35 | -30 |  |  | 0.075 | 4 | 0.075 | 4 | Heat_EZ_Sch_1 | Cool_EZ_Sch_1 | HPWH_50-gallon | DHW_EZ_Sch_1 | 5 | 0.75 | 0 | Gas | Gas | Yes | Yes | Yes | 0 | Misc_Elec_EZ_Sch_1 | 0
5 Occupant_USA_MO_St.Josep_HPWH_50-gallon | 4 | USA_MO_St.Joseph-Rosecrans.Meml.AP.724490_TMYx.2004-2018 | 0 | 1900 | 1 | 9 | 1.2 | 4-12 (Low-Moderate Slope) | Pre-Defined Construction | Wood-Framed - 2x6 - 24 in OC - R-19 Cavity |  | Pre-Defined Construction | Attic w R49 Cavity and Shingle Roof |  | Pre-Defined Construction | Vented Crawlspace - R19 Cavity Insulation | [6 empty] | 0.388 | 0.4 | No | 0.2 | 0.2 | 0.2 | 0.2 | 7 | Single Speed ASHP (7.5 HSPF2 14.3 SEER2) | Autosize |  |  |  |  | Electric |  |  | 35 | -30 |  |  | 0.075 | 4 | 0.075 | 4 | Heat_EZ_Sch_1 | Cool_EZ_Sch_1 | HPWH_50-gallon | DHW_EZ_Sch_1 | 5 | 0.75 | 0 | Gas | Gas | Yes | Yes | Yes | 0 | Misc_Elec_EZ_Sch_1 | 0
5 Occupant_USA_MS_Gulfport_HPWH_50-gallon | 4 | USA_MS_Gulfport-Biloxi.Intl.AP.747570_TMYx.2004-2018 | 0 | 1900 | 1 | 9 | 1.2 | 4-12 (Low-Moderate Slope) | Pre-Defined Construction | Wood-Framed - 2x6 - 24 in OC - R-19 Cavity |  | Pre-Defined Construction | Attic w R49 Cavity and Shingle Roof |  | Pre-Defined Construction | Vented Crawlspace - R19 Cavity Insulation | [6 empty] | 0.388 | 0.4 | No | 0.2 | 0.2 | 0.2 | 0.2 | 7 | Single Speed ASHP (7.5 HSPF2 14.3 SEER2) | Autosize |  |  |  |  | Electric |  |  | 35 | -30 |  |  | 0.075 | 4 | 0.075 | 4 | Heat_EZ_Sch_1 | Cool_EZ_Sch_1 | HPWH_50-gallon | DHW_EZ_Sch_1 | 5 | 0.75 | 0 | Gas | Gas | Yes | Yes | Yes | 0 | Misc_Elec_EZ_Sch_1 | 0
5 Occupant_USA_MS_Jackson-_HPWH_50-gallon | 4 | USA_MS_Jackson-Evers.Intl.AP.722350_TMYx.2004-2018 | 0 | 1900 | 1 | 9 | 1.2 | 4-12 (Low-Moderate Slope) | Pre-Defined Construction | Wood-Framed - 2x6 - 24 in OC - R-19 Cavity |  | Pre-Defined Construction | Attic w R49 Cavity and Shingle Roof |  | Pre-Defined Construction | Vented Crawlspace - R19 Cavity Insulation | [6 empty] | 0.388 | 0.4 | No | 0.2 | 0.2 | 0.2 | 0.2 | 7 | Single Speed ASHP (7.5 HSPF2 14.3 SEER2) | Autosize |  |  |  |  | Electric |  |  | 35 | -30 |  |  | 0.075 | 4 | 0.075 | 4 | Heat_EZ_Sch_1 | Cool_EZ_Sch_1 | HPWH_50-gallon | DHW_EZ_Sch_1 | 5 | 0.75 | 0 | Gas | Gas | Yes | Yes | Yes | 0 | Misc_Elec_EZ_Sch_1 | 0
5 Occupant_USA_MT_Billings_HPWH_50-gallon | 4 | USA_MT_Billings.Logan.Intl.AP.726770_TMYx.2004-2018 | 0 | 1900 | 1 | 9 | 1.2 | 4-12 (Low-Moderate Slope) | Pre-Defined Construction | Wood-Framed - 2x6 - 24 in OC - R-19 Cavity |  | Pre-Defined Construction | Attic w R49 Cavity and Shingle Roof |  | Pre-Defined Construction | Vented Crawlspace - R19 Cavity Insulation | [6 empty] | 0.388 | 0.4 | No | 0.2 | 0.2 | 0.2 | 0.2 | 7 | Single Speed ASHP (7.5 HSPF2 14.3 SEER2) | Autosize |  |  |  |  | Electric |  |  | 35 | -30 |  |  | 0.075 | 4 | 0.075 | 4 | Heat_EZ_Sch_1 | Cool_EZ_Sch_1 | HPWH_50-gallon | DHW_EZ_Sch_1 | 5 | 0.75 | 0 | Gas | Gas | Yes | Yes | Yes | 0 | Misc_Elec_EZ_Sch_1 | 0
5 Occupant_USA_NC_Charlott_HPWH_50-gallon | 4 | USA_NC_Charlotte.Douglas.Intl.AP.723140_TMYx.2004-2018 | 0 | 1900 | 1 | 9 | 1.2 | 4-12 (Low-Moderate Slope) | Pre-Defined Construction | Wood-Framed - 2x6 - 24 in OC - R-19 Cavity |  | Pre-Defined Construction | Attic w R49 Cavity and Shingle Roof |  | Pre-Defined Construction | Vented Crawlspace - R19 Cavity Insulation | [6 empty] | 0.388 | 0.4 | No | 0.2 | 0.2 | 0.2 | 0.2 | 7 | Single Speed ASHP (7.5 HSPF2 14.3 SEER2) | Autosize |  |  |  |  | Electric |  |  | 35 | -30 |  |  | 0.075 | 4 | 0.075 | 4 | Heat_EZ_Sch_1 | Cool_EZ_Sch_1 | HPWH_50-gallon | DHW_EZ_Sch_1 | 5 | 0.75 | 0 | Gas | Gas | Yes | Yes | Yes | 0 | Misc_Elec_EZ_Sch_1 | 0
5 Occupant_USA_NC_Raleigh-_HPWH_50-gallon | 4 | USA_NC_Raleigh-Durham.Intl.AP.723060_TMYx.2004-2018 | 0 | 1900 | 1 | 9 | 1.2 | 4-12 (Low-Moderate Slope) | Pre-Defined Construction | Wood-Framed - 2x6 - 24 in OC - R-19 Cavity |  | Pre-Defined Construction | Attic w R49 Cavity and Shingle Roof |  | Pre-Defined Construction | Vented Crawlspace - R19 Cavity Insulation | [6 empty] | 0.388 | 0.4 | No | 0.2 | 0.2 | 0.2 | 0.2 | 7 | Single Speed ASHP (7.5 HSPF2 14.3 SEER2) | Autosize |  |  |  |  | Electric |  |  | 35 | -30 |  |  | 0.075 | 4 | 0.075 | 4 | Heat_EZ_Sch_1 | Cool_EZ_Sch_1 | HPWH_50-gallon | DHW_EZ_Sch_1 | 5 | 0.75 | 0 | Gas | Gas | Yes | Yes | Yes | 0 | Misc_Elec_EZ_Sch_1 | 0
5 Occupant_USA_ND_Bismarck_HPWH_50-gallon | 4 | USA_ND_Bismarck.Muni.AP.727640_TMYx.2004-2018 | 0 | 1900 | 1 | 9 | 1.2 | 4-12 (Low-Moderate Slope) | Pre-Defined Construction | Wood-Framed - 2x6 - 24 in OC - R-19 Cavity |  | Pre-Defined Construction | Attic w R49 Cavity and Shingle Roof |  | Pre-Defined Construction | Vented Crawlspace - R19 Cavity Insulation | [6 empty] | 0.388 | 0.4 | No | 0.2 | 0.2 | 0.2 | 0.2 | 7 | Single Speed ASHP (7.5 HSPF2 14.3 SEER2) | Autosize |  |  |  |  | Electric |  |  | 35 | -30 |  |  | 0.075 | 4 | 0.075 | 4 | Heat_EZ_Sch_1 | Cool_EZ_Sch_1 | HPWH_50-gallon | DHW_EZ_Sch_1 | 5 | 0.75 | 0 | Gas | Gas | Yes | Yes | Yes | 0 | Misc_Elec_EZ_Sch_1 | 0
5 Occupant_USA_ND_Fargo-He_HPWH_50-gallon | 4 | USA_ND_Fargo-Hector.Intl.AP.727530_TMYx.2004-2018 | 0 | 1900 | 1 | 9 | 1.2 | 4-12 (Low-Moderate Slope) | Pre-Defined Construction | Wood-Framed - 2x6 - 24 in OC - R-19 Cavity |  | Pre-Defined Construction | Attic w R49 Cavity and Shingle Roof |  | Pre-Defined Construction | Vented Crawlspace - R19 Cavity Insulation | [6 empty] | 0.388 | 0.4 | No | 0.2 | 0.2 | 0.2 | 0.2 | 7 | Single Speed ASHP (7.5 HSPF2 14.3 SEER2) | Autosize |  |  |  |  | Electric |  |  | 35 | -30 |  |  | 0.075 | 4 | 0.075 | 4 | Heat_EZ_Sch_1 | Cool_EZ_Sch_1 | HPWH_50-gallon | DHW_EZ_Sch_1 | 5 | 0.75 | 0 | Gas | Gas | Yes | Yes | Yes | 0 | Misc_Elec_EZ_Sch_1 | 0
5 Occupant_USA_NE_Omaha-Mi_HPWH_50-gallon | 4 | USA_NE_Omaha-Millard.AP.720308_TMYx.2004-2018 | 0 | 1900 | 1 | 9 | 1.2 | 4-12 (Low-Moderate Slope) | Pre-Defined Construction | Wood-Framed - 2x6 - 24 in OC - R-19 Cavity |  | Pre-Defined Construction | Attic w R49 Cavity and Shingle Roof |  | Pre-Defined Construction | Vented Crawlspace - R19 Cavity Insulation | [6 empty] | 0.388 | 0.4 | No | 0.2 | 0.2 | 0.2 | 0.2 | 7 | Single Speed ASHP (7.5 HSPF2 14.3 SEER2) | Autosize |  |  |  |  | Electric |  |  | 35 | -30 |  |  | 0.075 | 4 | 0.075 | 4 | Heat_EZ_Sch_1 | Cool_EZ_Sch_1 | HPWH_50-gallon | DHW_EZ_Sch_1 | 5 | 0.75 | 0 | Gas | Gas | Yes | Yes | Yes | 0 | Misc_Elec_EZ_Sch_1 | 0
5 Occupant_USA_NH_Concord._HPWH_50-gallon | 4 | USA_NH_Concord.Muni.AP.726050_TMYx.2004-2018 | 0 | 1900 | 1 | 9 | 1.2 | 4-12 (Low-Moderate Slope) | Pre-Defined Construction | Wood-Framed - 2x6 - 24 in OC - R-19 Cavity |  | Pre-Defined Construction | Attic w R49 Cavity and Shingle Roof |  | Pre-Defined Construction | Vented Crawlspace - R19 Cavity Insulation | [6 empty] | 0.388 | 0.4 | No | 0.2 | 0.2 | 0.2 | 0.2 | 7 | Single Speed ASHP (7.5 HSPF2 14.3 SEER2) | Autosize |  |  |  |  | Electric |  |  | 35 | -30 |  |  | 0.075 | 4 | 0.075 | 4 | Heat_EZ_Sch_1 | Cool_EZ_Sch_1 | HPWH_50-gallon | DHW_EZ_Sch_1 | 5 | 0.75 | 0 | Gas | Gas | Yes | Yes | Yes | 0 | Misc_Elec_EZ_Sch_1 | 0
5 Occupant_USA_NH_Manchest_HPWH_50-gallon | 4 | USA_NH_Manchester-Boston.Rgnl.AP.743945_TMYx.2004-2018 | 0 | 1900 | 1 | 9 | 1.2 | 4-12 (Low-Moderate Slope) | Pre-Defined Construction | Wood-Framed - 2x6 - 24 in OC - R-19 Cavity |  | Pre-Defined Construction | Attic w R49 Cavity and Shingle Roof |  | Pre-Defined Construction | Vented Crawlspace - R19 Cavity Insulation | [6 empty] | 0.388 | 0.4 | No | 0.2 | 0.2 | 0.2 | 0.2 | 7 | Single Speed ASHP (7.5 HSPF2 14.3 SEER2) | Autosize |  |  |  |  | Electric |  |  | 35 | -30 |  |  | 0.075 | 4 | 0.075 | 4 | Heat_EZ_Sch_1 | Cool_EZ_Sch_1 | HPWH_50-gallon | DHW_EZ_Sch_1 | 5 | 0.75 | 0 | Gas | Gas | Yes | Yes | Yes | 0 | Misc_Elec_EZ_Sch_1 | 0
5 Occupant_USA_NJ_Newark.L_HPWH_50-gallon | 4 | USA_NJ_Newark.Liberty.Intl.AP.725020_TMYx.2004-2018 | 0 | 1900 | 1 | 9 | 1.2 | 4-12 (Low-Moderate Slope) | Pre-Defined Construction | Wood-Framed - 2x6 - 24 in OC - R-19 Cavity |  | Pre-Defined Construction | Attic w R49 Cavity and Shingle Roof |  | Pre-Defined Construction | Vented Crawlspace - R19 Cavity Insulation | [6 empty] | 0.388 | 0.4 | No | 0.2 | 0.2 | 0.2 | 0.2 | 7 | Single Speed ASHP (7.5 HSPF2 14.3 SEER2) | Autosize |  |  |  |  | Electric |  |  | 35 | -30 |  |  | 0.075 | 4 | 0.075 | 4 | Heat_EZ_Sch_1 | Cool_EZ_Sch_1 | HPWH_50-gallon | DHW_EZ_Sch_1 | 5 | 0.75 | 0 | Gas | Gas | Yes | Yes | Yes | 0 | Misc_Elec_EZ_Sch_1 | 0
5 Occupant_USA_NJ_Trenton-_HPWH_50-gallon | 4 | USA_NJ_Trenton-Mercer.AP.724095_TMYx.2004-2018 | 0 | 1900 | 1 | 9 | 1.2 | 4-12 (Low-Moderate Slope) | Pre-Defined Construction | Wood-Framed - 2x6 - 24 in OC - R-19 Cavity |  | Pre-Defined Construction | Attic w R49 Cavity and Shingle Roof |  | Pre-Defined Construction | Vented Crawlspace - R19 Cavity Insulation | [6 empty] | 0.388 | 0.4 | No | 0.2 | 0.2 | 0.2 | 0.2 | 7 | Single Speed ASHP (7.5 HSPF2 14.3 SEER2) | Autosize |  |  |  |  | Electric |  |  | 35 | -30 |  |  | 0.075 | 4 | 0.075 | 4 | Heat_EZ_Sch_1 | Cool_EZ_Sch_1 | HPWH_50-gallon | DHW_EZ_Sch_1 | 5 | 0.75 | 0 | Gas | Gas | Yes | Yes | Yes | 0 | Misc_Elec_EZ_Sch_1 | 0
5 Occupant_USA_NM_Albuquer_HPWH_50-gallon | 4 | USA_NM_Albuquerque.Intl.Sunport.723650_TMYx.2004-2018 | 0 | 1900 | 1 | 9 | 1.2 | 4-12 (Low-Moderate Slope) | Pre-Defined Construction | Wood-Framed - 2x6 - 24 in OC - R-19 Cavity |  | Pre-Defined Construction | Attic w R49 Cavity and Shingle Roof |  | Pre-Defined Construction | Vented Crawlspace - R19 Cavity Insulation | [6 empty] | 0.388 | 0.4 | No | 0.2 | 0.2 | 0.2 | 0.2 | 7 | Single Speed ASHP (7.5 HSPF2 14.3 SEER2) | Autosize |  |  |  |  | Electric |  |  | 35 | -30 |  |  | 0.075 | 4 | 0.075 | 4 | Heat_EZ_Sch_1 | Cool_EZ_Sch_1 | HPWH_50-gallon | DHW_EZ_Sch_1 | 5 | 0.75 | 0 | Gas | Gas | Yes | Yes | Yes | 0 | Misc_Elec_EZ_Sch_1 | 0
5 Occupant_USA_NM_Las.Cruc_HPWH_50-gallon | 4 | USA_NM_Las.Cruces.Intl.AP.722695_TMYx.2004-2018 | 0 | 1900 | 1 | 9 | 1.2 | 4-12 (Low-Moderate Slope) | Pre-Defined Construction | Wood-Framed - 2x6 - 24 in OC - R-19 Cavity |  | Pre-Defined Construction | Attic w R49 Cavity and Shingle Roof |  | Pre-Defined Construction | Vented Crawlspace - R19 Cavity Insulation | [6 empty] | 0.388 | 0.4 | No | 0.2 | 0.2 | 0.2 | 0.2 | 7 | Single Speed ASHP (7.5 HSPF2 14.3 SEER2) | Autosize |  |  |  |  | Electric |  |  | 35 | -30 |  |  | 0.075 | 4 | 0.075 | 4 | Heat_EZ_Sch_1 | Cool_EZ_Sch_1 | HPWH_50-gallon | DHW_EZ_Sch_1 | 5 | 0.75 | 0 | Gas | Gas | Yes | Yes | Yes | 0 | Misc_Elec_EZ_Sch_1 | 0
5 Occupant_USA_NM_Santa.Fe_HPWH_50-gallon | 4 | USA_NM_Santa.Fe.Muni.AP.723656_TMYx.2004-2018 | 0 | 1900 | 1 | 9 | 1.2 | 4-12 (Low-Moderate Slope) | Pre-Defined Construction | Wood-Framed - 2x6 - 24 in OC - R-19 Cavity |  | Pre-Defined Construction | Attic w R49 Cavity and Shingle Roof |  | Pre-Defined Construction | Vented Crawlspace - R19 Cavity Insulation | [6 empty] | 0.388 | 0.4 | No | 0.2 | 0.2 | 0.2 | 0.2 | 7 | Single Speed ASHP (7.5 HSPF2 14.3 SEER2) | Autosize |  |  |  |  | Electric |  |  | 35 | -30 |  |  | 0.075 | 4 | 0.075 | 4 | Heat_EZ_Sch_1 | Cool_EZ_Sch_1 | HPWH_50-gallon | DHW_EZ_Sch_1 | 5 | 0.75 | 0 | Gas | Gas | Yes | Yes | Yes | 0 | Misc_Elec_EZ_Sch_1 | 0
5 Occupant_USA_NV_Las.Vega_HPWH_50-gallon | 4 | USA_NV_Las.Vegas-McCarran.Intl.AP.723860_TMYx.2004-2018 | 0 | 1900 | 1 | 9 | 1.2 | 4-12 (Low-Moderate Slope) | Pre-Defined Construction | Wood-Framed - 2x6 - 24 in OC - R-19 Cavity |  | Pre-Defined Construction | Attic w R49 Cavity and Shingle Roof |  | Pre-Defined Construction | Vented Crawlspace - R19 Cavity Insulation | [6 empty] | 0.388 | 0.4 | No | 0.2 | 0.2 | 0.2 | 0.2 | 7 | Single Speed ASHP (7.5 HSPF2 14.3 SEER2) | Autosize |  |  |  |  | Electric |  |  | 35 | -30 |  |  | 0.075 | 4 | 0.075 | 4 | Heat_EZ_Sch_1 | Cool_EZ_Sch_1 | HPWH_50-gallon | DHW_EZ_Sch_1 | 5 | 0.75 | 0 | Gas | Gas | Yes | Yes | Yes | 0 | Misc_Elec_EZ_Sch_1 | 0
5 Occupant_USA_NV_Reno-Tah_HPWH_50-gallon | 4 | USA_NV_Reno-Tahoe.Intl.AP.724880_TMYx.2004-2018 | 0 | 1900 | 1 | 9 | 1.2 | 4-12 (Low-Moderate Slope) | Pre-Defined Construction | Wood-Framed - 2x6 - 24 in OC - R-19 Cavity |  | Pre-Defined Construction | Attic w R49 Cavity and Shingle Roof |  | Pre-Defined Construction | Vented Crawlspace - R19 Cavity Insulation | [6 empty] | 0.388 | 0.4 | No | 0.2 | 0.2 | 0.2 | 0.2 | 7 | Single Speed ASHP (7.5 HSPF2 14.3 SEER2) | Autosize |  |  |  |  | Electric |  |  | 35 | -30 |  |  | 0.075 | 4 | 0.075 | 4 | Heat_EZ_Sch_1 | Cool_EZ_Sch_1 | HPWH_50-gallon | DHW_EZ_Sch_1 | 5 | 0.75 | 0 | Gas | Gas | Yes | Yes | Yes | 0 | Misc_Elec_EZ_Sch_1 | 0
5 Occupant_USA_NY_Buffalo._HPWH_50-gallon | 4 | USA_NY_Buffalo.Niagara.Intl.AP.725280_TMYx.2004-2018 | 0 | 1900 | 1 | 9 | 1.2 | 4-12 (Low-Moderate Slope) | Pre-Defined Construction | Wood-Framed - 2x6 - 24 in OC - R-19 Cavity |  | Pre-Defined Construction | Attic w R49 Cavity and Shingle Roof |  | Pre-Defined Construction | Vented Crawlspace - R19 Cavity Insulation | [6 empty] | 0.388 | 0.4 | No | 0.2 | 0.2 | 0.2 | 0.2 | 7 | Single Speed ASHP (7.5 HSPF2 14.3 SEER2) | Autosize |  |  |  |  | Electric |  |  | 35 | -30 |  |  | 0.075 | 4 | 0.075 | 4 | Heat_EZ_Sch_1 | Cool_EZ_Sch_1 | HPWH_50-gallon | DHW_EZ_Sch_1 | 5 | 0.75 | 0 | Gas | Gas | Yes | Yes | Yes | 0 | Misc_Elec_EZ_Sch_1 | 0
5 Occupant_USA_NY_New.York_HPWH_50-gallon | 4 | USA_NY_New.York-Kennedy.Intl.AP.744860_TMYx.2004-2018 | 0 | 1900 | 1 | 9 | 1.2 | 4-12 (Low-Moderate Slope) | Pre-Defined Construction | Wood-Framed - 2x6 - 24 in OC - R-19 Cavity |  | Pre-Defined Construction | Attic w R49 Cavity and Shingle Roof |  | Pre-Defined Construction | Vented Crawlspace - R19 Cavity Insulation | [6 empty] | 0.388 | 0.4 | No | 0.2 | 0.2 | 0.2 | 0.2 | 7 | Single Speed ASHP (7.5 HSPF2 14.3 SEER2) | Autosize |  |  |  |  | Electric |  |  | 35 | -30 |  |  | 0.075 | 4 | 0.075 | 4 | Heat_EZ_Sch_1 | Cool_EZ_Sch_1 | HPWH_50-gallon | DHW_EZ_Sch_1 | 5 | 0.75 | 0 | Gas | Gas | Yes | Yes | Yes | 0 | Misc_Elec_EZ_Sch_1 | 0
5 Occupant_USA_NY_Syracuse_HPWH_50-gallon | 4 | USA_NY_Syracuse.Hancock.Intl.AP.725190_TMYx.2004-2018 | 0 | 1900 | 1 | 9 | 1.2 | 4-12 (Low-Moderate Slope) | Pre-Defined Construction | Wood-Framed - 2x6 - 24 in OC - R-19 Cavity |  | Pre-Defined Construction | Attic w R49 Cavity and Shingle Roof |  | Pre-Defined Construction | Vented Crawlspace - R19 Cavity Insulation | [6 empty] | 0.388 | 0.4 | No | 0.2 | 0.2 | 0.2 | 0.2 | 7 | Single Speed ASHP (7.5 HSPF2 14.3 SEER2) | Autosize |  |  |  |  | Electric |  |  | 35 | -30 |  |  | 0.075 | 4 | 0.075 | 4 | Heat_EZ_Sch_1 | Cool_EZ_Sch_1 | HPWH_50-gallon | DHW_EZ_Sch_1 | 5 | 0.75 | 0 | Gas | Gas | Yes | Yes | Yes | 0 | Misc_Elec_EZ_Sch_1 | 0
5 Occupant_USA_OH_Cincinna_HPWH_50-gallon | 4 | USA_OH_Cincinnati.Muni.AP-Lunken.Field.724297_TMYx.2004-2018 | 0 | 1900 | 1 | 9 | 1.2 | 4-12 (Low-Moderate Slope) | Pre-Defined Construction | Wood-Framed - 2x6 - 24 in OC - R-19 Cavity |  | Pre-Defined Construction | Attic w R49 Cavity and Shingle Roof |  | Pre-Defined Construction | Vented Crawlspace - R19 Cavity Insulation | [6 empty] | 0.388 | 0.4 | No | 0.2 | 0.2 | 0.2 | 0.2 | 7 | Single Speed ASHP (7.5 HSPF2 14.3 SEER2) | Autosize |  |  |  |  | Electric |  |  | 35 | -30 |  |  | 0.075 | 4 | 0.075 | 4 | Heat_EZ_Sch_1 | Cool_EZ_Sch_1 | HPWH_50-gallon | DHW_EZ_Sch_1 | 5 | 0.75 | 0 | Gas | Gas | Yes | Yes | Yes | 0 | Misc_Elec_EZ_Sch_1 | 0
5 Occupant_USA_OH_Columbus_HPWH_50-gallon | 4 | USA_OH_Columbus-Glenn.Columbus.Intl.AP.724280_TMYx.2004-2018 | 0 | 1900 | 1 | 9 | 1.2 | 4-12 (Low-Moderate Slope) | Pre-Defined Construction | Wood-Framed - 2x6 - 24 in OC - R-19 Cavity |  | Pre-Defined Construction | Attic w R49 Cavity and Shingle Roof |  | Pre-Defined Construction | Vented Crawlspace - R19 Cavity Insulation | [6 empty] | 0.388 | 0.4 | No | 0.2 | 0.2 | 0.2 | 0.2 | 7 | Single Speed ASHP (7.5 HSPF2 14.3 SEER2) | Autosize |  |  |  |  | Electric |  |  | 35 | -30 |  |  | 0.075 | 4 | 0.075 | 4 | Heat_EZ_Sch_1 | Cool_EZ_Sch_1 | HPWH_50-gallon | DHW_EZ_Sch_1 | 5 | 0.75 | 0 | Gas | Gas | Yes | Yes | Yes | 0 | Misc_Elec_EZ_Sch_1 | 0
5 Occupant_USA_OK_Oklahoma_HPWH_50-gallon | 4 | USA_OK_Oklahoma.City-Post.AP.723544_TMYx.2004-2018 | 0 | 1900 | 1 | 9 | 1.2 | 4-12 (Low-Moderate Slope) | Pre-Defined Construction | Wood-Framed - 2x6 - 24 in OC - R-19 Cavity |  | Pre-Defined Construction | Attic w R49 Cavity and Shingle Roof |  | Pre-Defined Construction | Vented Crawlspace - R19 Cavity Insulation | [6 empty] | 0.388 | 0.4 | No | 0.2 | 0.2 | 0.2 | 0.2 | 7 | Single Speed ASHP (7.5 HSPF2 14.3 SEER2) | Autosize |  |  |  |  | Electric |  |  | 35 | -30 |  |  | 0.075 | 4 | 0.075 | 4 | Heat_EZ_Sch_1 | Cool_EZ_Sch_1 | HPWH_50-gallon | DHW_EZ_Sch_1 | 5 | 0.75 | 0 | Gas | Gas | Yes | Yes | Yes | 0 | Misc_Elec_EZ_Sch_1 | 0
5 Occupant_USA_OR_Portland_HPWH_50-gallon | 4 | USA_OR_Portland.Intl.AP.726980_TMYx.2004-2018 | 0 | 1900 | 1 | 9 | 1.2 | 4-12 (Low-Moderate Slope) | Pre-Defined Construction | Wood-Framed - 2x6 - 24 in OC - R-19 Cavity |  | Pre-Defined Construction | Attic w R49 Cavity and Shingle Roof |  | Pre-Defined Construction | Vented Crawlspace - R19 Cavity Insulation | [6 empty] | 0.388 | 0.4 | No | 0.2 | 0.2 | 0.2 | 0.2 | 7 | Single Speed ASHP (7.5 HSPF2 14.3 SEER2) | Autosize |  |  |  |  | Electric |  |  | 35 | -30 |  |  | 0.075 | 4 | 0.075 | 4 | Heat_EZ_Sch_1 | Cool_EZ_Sch_1 | HPWH_50-gallon | DHW_EZ_Sch_1 | 5 | 0.75 | 0 | Gas | Gas | Yes | Yes | Yes | 0 | Misc_Elec_EZ_Sch_1 | 0
5 Occupant_USA_OR_Redmond._HPWH_50-gallon | 4 | USA_OR_Redmond.Muni.AP-Roberts.Field.726920_TMYx.2004-2018 | 0 | 1900 | 1 | 9 | 1.2 | 4-12 (Low-Moderate Slope) | Pre-Defined Construction | Wood-Framed - 2x6 - 24 in OC - R-19 Cavity |  | Pre-Defined Construction | Attic w R49 Cavity and Shingle Roof |  | Pre-Defined Construction | Vented Crawlspace - R19 Cavity Insulation | [6 empty] | 0.388 | 0.4 | No | 0.2 | 0.2 | 0.2 | 0.2 | 7 | Single Speed ASHP (7.5 HSPF2 14.3 SEER2) | Autosize |  |  |  |  | Electric |  |  | 35 | -30 |  |  | 0.075 | 4 | 0.075 | 4 | Heat_EZ_Sch_1 | Cool_EZ_Sch_1 | HPWH_50-gallon | DHW_EZ_Sch_1 | 5 | 0.75 | 0 | Gas | Gas | Yes | Yes | Yes | 0 | Misc_Elec_EZ_Sch_1 | 0
5 Occupant_USA_PA_Bradford_HPWH_50-gallon | 4 | USA_PA_Bradford.Rgnl.AP.725266_TMYx.2004-2018 | 0 | 1900 | 1 | 9 | 1.2 | 4-12 (Low-Moderate Slope) | Pre-Defined Construction | Wood-Framed - 2x6 - 24 in OC - R-19 Cavity |  | Pre-Defined Construction | Attic w R49 Cavity and Shingle Roof |  | Pre-Defined Construction | Vented Crawlspace - R19 Cavity Insulation | [6 empty] | 0.388 | 0.4 | No | 0.2 | 0.2 | 0.2 | 0.2 | 7 | Single Speed ASHP (7.5 HSPF2 14.3 SEER2) | Autosize |  |  |  |  | Electric |  |  | 35 | -30 |  |  | 0.075 | 4 | 0.075 | 4 | Heat_EZ_Sch_1 | Cool_EZ_Sch_1 | HPWH_50-gallon | DHW_EZ_Sch_1 | 5 | 0.75 | 0 | Gas | Gas | Yes | Yes | Yes | 0 | Misc_Elec_EZ_Sch_1 | 0
5 Occupant_USA_PA_Philadel_HPWH_50-gallon | 4 | USA_PA_Philadelphia.Intl.AP.724080_TMYx.2004-2018 | 0 | 1900 | 1 | 9 | 1.2 | 4-12 (Low-Moderate Slope) | Pre-Defined Construction | Wood-Framed - 2x6 - 24 in OC - R-19 Cavity |  | Pre-Defined Construction | Attic w R49 Cavity and Shingle Roof |  | Pre-Defined Construction | Vented Crawlspace - R19 Cavity Insulation | [6 empty] | 0.388 | 0.4 | No | 0.2 | 0.2 | 0.2 | 0.2 | 7 | Single Speed ASHP (7.5 HSPF2 14.3 SEER2) | Autosize |  |  |  |  | Electric |  |  | 35 | -30 |  |  | 0.075 | 4 | 0.075 | 4 | Heat_EZ_Sch_1 | Cool_EZ_Sch_1 | HPWH_50-gallon | DHW_EZ_Sch_1 | 5 | 0.75 | 0 | Gas | Gas | Yes | Yes | Yes | 0 | Misc_Elec_EZ_Sch_1 | 0
5 Occupant_USA_PA_Pittsbur_HPWH_50-gallon | 4 | USA_PA_Pittsburgh.Intl.AP.725200_TMYx.2004-2018 | 0 | 1900 | 1 | 9 | 1.2 | 4-12 (Low-Moderate Slope) | Pre-Defined Construction | Wood-Framed - 2x6 - 24 in OC - R-19 Cavity |  | Pre-Defined Construction | Attic w R49 Cavity and Shingle Roof |  | Pre-Defined Construction | Vented Crawlspace - R19 Cavity Insulation | [6 empty] | 0.388 | 0.4 | No | 0.2 | 0.2 | 0.2 | 0.2 | 7 | Single Speed ASHP (7.5 HSPF2 14.3 SEER2) | Autosize |  |  |  |  | Electric |  |  | 35 | -30 |  |  | 0.075 | 4 | 0.075 | 4 | Heat_EZ_Sch_1 | Cool_EZ_Sch_1 | HPWH_50-gallon | DHW_EZ_Sch_1 | 5 | 0.75 | 0 | Gas | Gas | Yes | Yes | Yes | 0 | Misc_Elec_EZ_Sch_1 | 0
5 Occupant_USA_RI_Providen_HPWH_50-gallon | 4 | USA_RI_Providence-Green.Intl.State.AP.725070_TMYx.2004-2018 | 0 | 1900 | 1 | 9 | 1.2 | 4-12 (Low-Moderate Slope) | Pre-Defined Construction | Wood-Framed - 2x6 - 24 in OC - R-19 Cavity |  | Pre-Defined Construction | Attic w R49 Cavity and Shingle Roof |  | Pre-Defined Construction | Vented Crawlspace - R19 Cavity Insulation | [6 empty] | 0.388 | 0.4 | No | 0.2 | 0.2 | 0.2 | 0.2 | 7 | Single Speed ASHP (7.5 HSPF2 14.3 SEER2) | Autosize |  |  |  |  | Electric |  |  | 35 | -30 |  |  | 0.075 | 4 | 0.075 | 4 | Heat_EZ_Sch_1 | Cool_EZ_Sch_1 | HPWH_50-gallon | DHW_EZ_Sch_1 | 5 | 0.75 | 0 | Gas | Gas | Yes | Yes | Yes | 0 | Misc_Elec_EZ_Sch_1 | 0
5 Occupant_USA_SC_JB.Charl_HPWH_50-gallon | 4 | USA_SC_JB.Charleston-Charleston.Intl.AP.722080_TMYx.2004-2018 | 0 | 1900 | 1 | 9 | 1.2 | 4-12 (Low-Moderate Slope) | Pre-Defined Construction | Wood-Framed - 2x6 - 24 in OC - R-19 Cavity |  | Pre-Defined Construction | Attic w R49 Cavity and Shingle Roof |  | Pre-Defined Construction | Vented Crawlspace - R19 Cavity Insulation | [6 empty] | 0.388 | 0.4 | No | 0.2 | 0.2 | 0.2 | 0.2 | 7 | Single Speed ASHP (7.5 HSPF2 14.3 SEER2) | Autosize |  |  |  |  | Electric |  |  | 35 | -30 |  |  | 0.075 | 4 | 0.075 | 4 | Heat_EZ_Sch_1 | Cool_EZ_Sch_1 | HPWH_50-gallon | DHW_EZ_Sch_1 | 5 | 0.75 | 0 | Gas | Gas | Yes | Yes | Yes | 0 | Misc_Elec_EZ_Sch_1 | 0
5 Occupant_USA_SC_Columbia_HPWH_50-gallon | 4 | USA_SC_Columbia.Metro.AP.723100_TMYx.2004-2018 | 0 | 1900 | 1 | 9 | 1.2 | 4-12 (Low-Moderate Slope) | Pre-Defined Construction | Wood-Framed - 2x6 - 24 in OC - R-19 Cavity |  | Pre-Defined Construction | Attic w R49 Cavity and Shingle Roof |  | Pre-Defined Construction | Vented Crawlspace - R19 Cavity Insulation | [6 empty] | 0.388 | 0.4 | No | 0.2 | 0.2 | 0.2 | 0.2 | 7 | Single Speed ASHP (7.5 HSPF2 14.3 SEER2) | Autosize |  |  |  |  | Electric |  |  | 35 | -30 |  |  | 0.075 | 4 | 0.075 | 4 | Heat_EZ_Sch_1 | Cool_EZ_Sch_1 | HPWH_50-gallon | DHW_EZ_Sch_1 | 5 | 0.75 | 0 | Gas | Gas | Yes | Yes | Yes | 0 | Misc_Elec_EZ_Sch_1 | 0
5 Occupant_USA_SD_Yankton-_HPWH_50-gallon | 4 | USA_SD_Yankton-Gurney.Muni.AP.726525_TMYx.2004-2018 | 0 | 1900 | 1 | 9 | 1.2 | 4-12 (Low-Moderate Slope) | Pre-Defined Construction | Wood-Framed - 2x6 - 24 in OC - R-19 Cavity |  | Pre-Defined Construction | Attic w R49 Cavity and Shingle Roof |  | Pre-Defined Construction | Vented Crawlspace - R19 Cavity Insulation | [6 empty] | 0.388 | 0.4 | No | 0.2 | 0.2 | 0.2 | 0.2 | 7 | Single Speed ASHP (7.5 HSPF2 14.3 SEER2) | Autosize |  |  |  |  | Electric |  |  | 35 | -30 |  |  | 0.075 | 4 | 0.075 | 4 | Heat_EZ_Sch_1 | Cool_EZ_Sch_1 | HPWH_50-gallon | DHW_EZ_Sch_1 | 5 | 0.75 | 0 | Gas | Gas | Yes | Yes | Yes | 0 | Misc_Elec_EZ_Sch_1 | 0
5 Occupant_USA_SD_Sioux.Fa_HPWH_50-gallon | 4 | USA_SD_Sioux.Falls.Rgnl.AP-Foss.Field.726510_TMYx.2004-2018 | 0 | 1900 | 1 | 9 | 1.2 | 4-12 (Low-Moderate Slope) | Pre-Defined Construction | Wood-Framed - 2x6 - 24 in OC - R-19 Cavity |  | Pre-Defined Construction | Attic w R49 Cavity and Shingle Roof |  | Pre-Defined Construction | Vented Crawlspace - R19 Cavity Insulation | [6 empty] | 0.388 | 0.4 | No | 0.2 | 0.2 | 0.2 | 0.2 | 7 | Single Speed ASHP (7.5 HSPF2 14.3 SEER2) | Autosize |  |  |  |  | Electric |  |  | 35 | -30 |  |  | 0.075 | 4 | 0.075 | 4 | Heat_EZ_Sch_1 | Cool_EZ_Sch_1 | HPWH_50-gallon | DHW_EZ_Sch_1 | 5 | 0.75 | 0 | Gas | Gas | Yes | Yes | Yes | 0 | Misc_Elec_EZ_Sch_1 | 0
5 Occupant_USA_TN_Memphis._HPWH_50-gallon | 4 | USA_TN_Memphis.Intl.AP.723340_TMYx.2004-2018 | 0 | 1900 | 1 | 9 | 1.2 | 4-12 (Low-Moderate Slope) | Pre-Defined Construction | Wood-Framed - 2x6 - 24 in OC - R-19 Cavity |  | Pre-Defined Construction | Attic w R49 Cavity and Shingle Roof |  | Pre-Defined Construction | Vented Crawlspace - R19 Cavity Insulation | [6 empty] | 0.388 | 0.4 | No | 0.2 | 0.2 | 0.2 | 0.2 | 7 | Single Speed ASHP (7.5 HSPF2 14.3 SEER2) | Autosize |  |  |  |  | Electric |  |  | 35 | -30 |  |  | 0.075 | 4 | 0.075 | 4 | Heat_EZ_Sch_1 | Cool_EZ_Sch_1 | HPWH_50-gallon | DHW_EZ_Sch_1 | 5 | 0.75 | 0 | Gas | Gas | Yes | Yes | Yes | 0 | Misc_Elec_EZ_Sch_1 | 0
5 Occupant_USA_TN_Nashvill_HPWH_50-gallon | 4 | USA_TN_Nashville.Intl.AP.723270_TMYx.2004-2018 | 0 | 1900 | 1 | 9 | 1.2 | 4-12 (Low-Moderate Slope) | Pre-Defined Construction | Wood-Framed - 2x6 - 24 in OC - R-19 Cavity |  | Pre-Defined Construction | Attic w R49 Cavity and Shingle Roof |  | Pre-Defined Construction | Vented Crawlspace - R19 Cavity Insulation | [6 empty] | 0.388 | 0.4 | No | 0.2 | 0.2 | 0.2 | 0.2 | 7 | Single Speed ASHP (7.5 HSPF2 14.3 SEER2) | Autosize |  |  |  |  | Electric |  |  | 35 | -30 |  |  | 0.075 | 4 | 0.075 | 4 | Heat_EZ_Sch_1 | Cool_EZ_Sch_1 | HPWH_50-gallon | DHW_EZ_Sch_1 | 5 | 0.75 | 0 | Gas | Gas | Yes | Yes | Yes | 0 | Misc_Elec_EZ_Sch_1 | 0
5 Occupant_USA_TX_Austin-C_HPWH_50-gallon | 4 | USA_TX_Austin-Camp.Mabry.ANGB.722544_TMYx.2004-2018 | 0 | 1900 | 1 | 9 | 1.2 | 4-12 (Low-Moderate Slope) | Pre-Defined Construction | Wood-Framed - 2x6 - 24 in OC - R-19 Cavity |  | Pre-Defined Construction | Attic w R49 Cavity and Shingle Roof |  | Pre-Defined Construction | Vented Crawlspace - R19 Cavity Insulation | [6 empty] | 0.388 | 0.4 | No | 0.2 | 0.2 | 0.2 | 0.2 | 7 | Single Speed ASHP (7.5 HSPF2 14.3 SEER2) | Autosize |  |  |  |  | Electric |  |  | 35 | -30 |  |  | 0.075 | 4 | 0.075 | 4 | Heat_EZ_Sch_1 | Cool_EZ_Sch_1 | HPWH_50-gallon | DHW_EZ_Sch_1 | 5 | 0.75 | 0 | Gas | Gas | Yes | Yes | Yes | 0 | Misc_Elec_EZ_Sch_1 | 0
5 Occupant_USA_TX_Dallas-F_HPWH_50-gallon | 4 | USA_TX_Dallas-Fort.Worth.Intl.AP.722590_TMYx.2004-2018 | 0 | 1900 | 1 | 9 | 1.2 | 4-12 (Low-Moderate Slope) | Pre-Defined Construction | Wood-Framed - 2x6 - 24 in OC - R-19 Cavity |  | Pre-Defined Construction | Attic w R49 Cavity and Shingle Roof |  | Pre-Defined Construction | Vented Crawlspace - R19 Cavity Insulation | [6 empty] | 0.388 | 0.4 | No | 0.2 | 0.2 | 0.2 | 0.2 | 7 | Single Speed ASHP (7.5 HSPF2 14.3 SEER2) | Autosize |  |  |  |  | Electric |  |  | 35 | -30 |  |  | 0.075 | 4 | 0.075 | 4 | Heat_EZ_Sch_1 | Cool_EZ_Sch_1 | HPWH_50-gallon | DHW_EZ_Sch_1 | 5 | 0.75 | 0 | Gas | Gas | Yes | Yes | Yes | 0 | Misc_Elec_EZ_Sch_1 | 0
5 Occupant_USA_TX_Houston-_HPWH_50-gallon | 4 | USA_TX_Houston-Ellington.AP.722436_TMYx.2004-2018 | 0 | 1900 | 1 | 9 | 1.2 | 4-12 (Low-Moderate Slope) | Pre-Defined Construction | Wood-Framed - 2x6 - 24 in OC - R-19 Cavity |  | Pre-Defined Construction | Attic w R49 Cavity and Shingle Roof |  | Pre-Defined Construction | Vented Crawlspace - R19 Cavity Insulation | [6 empty] | 0.388 | 0.4 | No | 0.2 | 0.2 | 0.2 | 0.2 | 7 | Single Speed ASHP (7.5 HSPF2 14.3 SEER2) | Autosize |  |  |  |  | Electric |  |  | 35 | -30 |  |  | 0.075 | 4 | 0.075 | 4 | Heat_EZ_Sch_1 | Cool_EZ_Sch_1 | HPWH_50-gallon | DHW_EZ_Sch_1 | 5 | 0.75 | 0 | Gas | Gas | Yes | Yes | Yes | 0 | Misc_Elec_EZ_Sch_1 | 0
5 Occupant_USA_TX_Lubbock._HPWH_50-gallon | 4 | USA_TX_Lubbock.Smith.Intl.AP.722670_TMYx.2004-2018 | 0 | 1900 | 1 | 9 | 1.2 | 4-12 (Low-Moderate Slope) | Pre-Defined Construction | Wood-Framed - 2x6 - 24 in OC - R-19 Cavity |  | Pre-Defined Construction | Attic w R49 Cavity and Shingle Roof |  | Pre-Defined Construction | Vented Crawlspace - R19 Cavity Insulation | [6 empty] | 0.388 | 0.4 | No | 0.2 | 0.2 | 0.2 | 0.2 | 7 | Single Speed ASHP (7.5 HSPF2 14.3 SEER2) | Autosize |  |  |  |  | Electric |  |  | 35 | -30 |  |  | 0.075 | 4 | 0.075 | 4 | Heat_EZ_Sch_1 | Cool_EZ_Sch_1 | HPWH_50-gallon | DHW_EZ_Sch_1 | 5 | 0.75 | 0 | Gas | Gas | Yes | Yes | Yes | 0 | Misc_Elec_EZ_Sch_1 | 0
5 Occupant_USA_TX_San.Anto_HPWH_50-gallon | 4 | USA_TX_San.Antonio.Intl.AP.722530_TMYx.2004-2018 | 0 | 1900 | 1 | 9 | 1.2 | 4-12 (Low-Moderate Slope) | Pre-Defined Construction | Wood-Framed - 2x6 - 24 in OC - R-19 Cavity |  | Pre-Defined Construction | Attic w R49 Cavity and Shingle Roof |  | Pre-Defined Construction | Vented Crawlspace - R19 Cavity Insulation | [6 empty] | 0.388 | 0.4 | No | 0.2 | 0.2 | 0.2 | 0.2 | 7 | Single Speed ASHP (7.5 HSPF2 14.3 SEER2) | Autosize |  |  |  |  | Electric |  |  | 35 | -30 |  |  | 0.075 | 4 | 0.075 | 4 | Heat_EZ_Sch_1 | Cool_EZ_Sch_1 | HPWH_50-gallon | DHW_EZ_Sch_1 | 5 | 0.75 | 0 | Gas | Gas | Yes | Yes | Yes | 0 | Misc_Elec_EZ_Sch_1 | 0
5 Occupant_USA_UT_Salt.Lak_HPWH_50-gallon | 4 | USA_UT_Salt.Lake.City.Intl.AP.725720_TMYx.2004-2018 | 0 | 1900 | 1 | 9 | 1.2 | 4-12 (Low-Moderate Slope) | Pre-Defined Construction | Wood-Framed - 2x6 - 24 in OC - R-19 Cavity |  | Pre-Defined Construction | Attic w R49 Cavity and Shingle Roof |  | Pre-Defined Construction | Vented Crawlspace - R19 Cavity Insulation | [6 empty] | 0.388 | 0.4 | No | 0.2 | 0.2 | 0.2 | 0.2 | 7 | Single Speed ASHP (7.5 HSPF2 14.3 SEER2) | Autosize |  |  |  |  | Electric |  |  | 35 | -30 |  |  | 0.075 | 4 | 0.075 | 4 | Heat_EZ_Sch_1 | Cool_EZ_Sch_1 | HPWH_50-gallon | DHW_EZ_Sch_1 | 5 | 0.75 | 0 | Gas | Gas | Yes | Yes | Yes | 0 | Misc_Elec_EZ_Sch_1 | 0
5 Occupant_USA_UT_St.Georg_HPWH_50-gallon | 4 | USA_UT_St.George.Rgnl.AP.724754_TMYx.2004-2018 | 0 | 1900 | 1 | 9 | 1.2 | 4-12 (Low-Moderate Slope) | Pre-Defined Construction | Wood-Framed - 2x6 - 24 in OC - R-19 Cavity |  | Pre-Defined Construction | Attic w R49 Cavity and Shingle Roof |  | Pre-Defined Construction | Vented Crawlspace - R19 Cavity Insulation | [6 empty] | 0.388 | 0.4 | No | 0.2 | 0.2 | 0.2 | 0.2 | 7 | Single Speed ASHP (7.5 HSPF2 14.3 SEER2) | Autosize |  |  |  |  | Electric |  |  | 35 | -30 |  |  | 0.075 | 4 | 0.075 | 4 | Heat_EZ_Sch_1 | Cool_EZ_Sch_1 | HPWH_50-gallon | DHW_EZ_Sch_1 | 5 | 0.75 | 0 | Gas | Gas | Yes | Yes | Yes | 0 | Misc_Elec_EZ_Sch_1 | 0
5 Occupant_USA_UT_Vernal.R_HPWH_50-gallon | 4 | USA_UT_Vernal.Rgnl.AP.725705_TMYx.2004-2018 | 0 | 1900 | 1 | 9 | 1.2 | 4-12 (Low-Moderate Slope) | Pre-Defined Construction | Wood-Framed - 2x6 - 24 in OC - R-19 Cavity |  | Pre-Defined Construction | Attic w R49 Cavity and Shingle Roof |  | Pre-Defined Construction | Vented Crawlspace - R19 Cavity Insulation | [6 empty] | 0.388 | 0.4 | No | 0.2 | 0.2 | 0.2 | 0.2 | 7 | Single Speed ASHP (7.5 HSPF2 14.3 SEER2) | Autosize |  |  |  |  | Electric |  |  | 35 | -30 |  |  | 0.075 | 4 | 0.075 | 4 | Heat_EZ_Sch_1 | Cool_EZ_Sch_1 | HPWH_50-gallon | DHW_EZ_Sch_1 | 5 | 0.75 | 0 | Gas | Gas | Yes | Yes | Yes | 0 | Misc_Elec_EZ_Sch_1 | 0
5 Occupant_USA_VA_Norfolk._HPWH_50-gallon | 4 | USA_VA_Norfolk.Intl.AP.723080_TMYx.2004-2018 | 0 | 1900 | 1 | 9 | 1.2 | 4-12 (Low-Moderate Slope) | Pre-Defined Construction | Wood-Framed - 2x6 - 24 in OC - R-19 Cavity |  | Pre-Defined Construction | Attic w R49 Cavity and Shingle Roof |  | Pre-Defined Construction | Vented Crawlspace - R19 Cavity Insulation | [6 empty] | 0.388 | 0.4 | No | 0.2 | 0.2 | 0.2 | 0.2 | 7 | Single Speed ASHP (7.5 HSPF2 14.3 SEER2) | Autosize |  |  |  |  | Electric |  |  | 35 | -30 |  |  | 0.075 | 4 | 0.075 | 4 | Heat_EZ_Sch_1 | Cool_EZ_Sch_1 | HPWH_50-gallon | DHW_EZ_Sch_1 | 5 | 0.75 | 0 | Gas | Gas | Yes | Yes | Yes | 0 | Misc_Elec_EZ_Sch_1 | 0
5 Occupant_USA_VT_Burlingt_HPWH_50-gallon | 4 | USA_VT_Burlington.Intl.AP.726170_TMYx.2004-2018 | 0 | 1900 | 1 | 9 | 1.2 | 4-12 (Low-Moderate Slope) | Pre-Defined Construction | Wood-Framed - 2x6 - 24 in OC - R-19 Cavity |  | Pre-Defined Construction | Attic w R49 Cavity and Shingle Roof |  | Pre-Defined Construction | Vented Crawlspace - R19 Cavity Insulation | [6 empty] | 0.388 | 0.4 | No | 0.2 | 0.2 | 0.2 | 0.2 | 7 | Single Speed ASHP (7.5 HSPF2 14.3 SEER2) | Autosize |  |  |  |  | Electric |  |  | 35 | -30 |  |  | 0.075 | 4 | 0.075 | 4 | Heat_EZ_Sch_1 | Cool_EZ_Sch_1 | HPWH_50-gallon | DHW_EZ_Sch_1 | 5 | 0.75 | 0 | Gas | Gas | Yes | Yes | Yes | 0 | Misc_Elec_EZ_Sch_1 | 0
5 Occupant_USA_WA_Seattle-_HPWH_50-gallon | 4 | USA_WA_Seattle-Tacoma.Intl.AP.727930_TMYx.2004-2018 | 0 | 1900 | 1 | 9 | 1.2 | 4-12 (Low-Moderate Slope) | Pre-Defined Construction | Wood-Framed - 2x6 - 24 in OC - R-19 Cavity |  | Pre-Defined Construction | Attic w R49 Cavity and Shingle Roof |  | Pre-Defined Construction | Vented Crawlspace - R19 Cavity Insulation | [6 empty] | 0.388 | 0.4 | No | 0.2 | 0.2 | 0.2 | 0.2 | 7 | Single Speed ASHP (7.5 HSPF2 14.3 SEER2) | Autosize |  |  |  |  | Electric |  |  | 35 | -30 |  |  | 0.075 | 4 | 0.075 | 4 | Heat_EZ_Sch_1 | Cool_EZ_Sch_1 | HPWH_50-gallon | DHW_EZ_Sch_1 | 5 | 0.75 | 0 | Gas | Gas | Yes | Yes | Yes | 0 | Misc_Elec_EZ_Sch_1 | 0
5 Occupant_USA_WA_Spokane._HPWH_50-gallon | 4 | USA_WA_Spokane.Intl.AP.727850_TMYx.2004-2018 | 0 | 1900 | 1 | 9 | 1.2 | 4-12 (Low-Moderate Slope) | Pre-Defined Construction | Wood-Framed - 2x6 - 24 in OC - R-19 Cavity |  | Pre-Defined Construction | Attic w R49 Cavity and Shingle Roof |  | Pre-Defined Construction | Vented Crawlspace - R19 Cavity Insulation | [6 empty] | 0.388 | 0.4 | No | 0.2 | 0.2 | 0.2 | 0.2 | 7 | Single Speed ASHP (7.5 HSPF2 14.3 SEER2) | Autosize |  |  |  |  | Electric |  |  | 35 | -30 |  |  | 0.075 | 4 | 0.075 | 4 | Heat_EZ_Sch_1 | Cool_EZ_Sch_1 | HPWH_50-gallon | DHW_EZ_Sch_1 | 5 | 0.75 | 0 | Gas | Gas | Yes | Yes | Yes | 0 | Misc_Elec_EZ_Sch_1 | 0
5 Occupant_USA_WI_Milwauke_HPWH_50-gallon | 4 | USA_WI_Milwaukee-Mitchell.Intl.AP.726400_TMYx.2004-2018 | 0 | 1900 | 1 | 9 | 1.2 | 4-12 (Low-Moderate Slope) | Pre-Defined Construction | Wood-Framed - 2x6 - 24 in OC - R-19 Cavity |  | Pre-Defined Construction | Attic w R49 Cavity and Shingle Roof |  | Pre-Defined Construction | Vented Crawlspace - R19 Cavity Insulation | [6 empty] | 0.388 | 0.4 | No | 0.2 | 0.2 | 0.2 | 0.2 | 7 | Single Speed ASHP (7.5 HSPF2 14.3 SEER2) | Autosize |  |  |  |  | Electric |  |  | 35 | -30 |  |  | 0.075 | 4 | 0.075 | 4 | Heat_EZ_Sch_1 | Cool_EZ_Sch_1 | HPWH_50-gallon | DHW_EZ_Sch_1 | 5 | 0.75 | 0 | Gas | Gas | Yes | Yes | Yes | 0 | Misc_Elec_EZ_Sch_1 | 0
5 Occupant_USA_WI_Rhinelan_HPWH_50-gallon | 4 | USA_WI_Rhinelander-Oneida.County.AP.727415_TMYx.2004-2018 | 0 | 1900 | 1 | 9 | 1.2 | 4-12 (Low-Moderate Slope) | Pre-Defined Construction | Wood-Framed - 2x6 - 24 in OC - R-19 Cavity |  | Pre-Defined Construction | Attic w R49 Cavity and Shingle Roof |  | Pre-Defined Construction | Vented Crawlspace - R19 Cavity Insulation | [6 empty] | 0.388 | 0.4 | No | 0.2 | 0.2 | 0.2 | 0.2 | 7 | Single Speed ASHP (7.5 HSPF2 14.3 SEER2) | Autosize |  |  |  |  | Electric |  |  | 35 | -30 |  |  | 0.075 | 4 | 0.075 | 4 | Heat_EZ_Sch_1 | Cool_EZ_Sch_1 | HPWH_50-gallon | DHW_EZ_Sch_1 | 5 | 0.75 | 0 | Gas | Gas | Yes | Yes | Yes | 0 | Misc_Elec_EZ_Sch_1 | 0
5 Occupant_USA_WV_Charlest_HPWH_50-gallon | 4 | USA_WV_Charleston-Yeager.AP.724140_TMYx.2004-2018 | 0 | 1900 | 1 | 9 | 1.2 | 4-12 (Low-Moderate Slope) | Pre-Defined Construction | Wood-Framed - 2x6 - 24 in OC - R-19 Cavity |  | Pre-Defined Construction | Attic w R49 Cavity and Shingle Roof |  | Pre-Defined Construction | Vented Crawlspace - R19 Cavity Insulation | [6 empty] | 0.388 | 0.4 | No | 0.2 | 0.2 | 0.2 | 0.2 | 7 | Single Speed ASHP (7.5 HSPF2 14.3 SEER2) | Autosize |  |  |  |  | Electric |  |  | 35 | -30 |  |  | 0.075 | 4 | 0.075 | 4 | Heat_EZ_Sch_1 | Cool_EZ_Sch_1 | HPWH_50-gallon | DHW_EZ_Sch_1 | 5 | 0.75 | 0 | Gas | Gas | Yes | Yes | Yes | 0 | Misc_Elec_EZ_Sch_1 | 0
5 Occupant_USA_WV_Morganto_HPWH_50-gallon | 4 | USA_WV_Morgantown.Muni.AP-Hart.Field.724176_TMYx.2004-2018 | 0 | 1900 | 1 | 9 | 1.2 | 4-12 (Low-Moderate Slope) | Pre-Defined Construction | Wood-Framed - 2x6 - 24 in OC - R-19 Cavity |  | Pre-Defined Construction | Attic w R49 Cavity and Shingle Roof |  | Pre-Defined Construction | Vented Crawlspace - R19 Cavity Insulation | [6 empty] | 0.388 | 0.4 | No | 0.2 | 0.2 | 0.2 | 0.2 | 7 | Single Speed ASHP (7.5 HSPF2 14.3 SEER2) | Autosize |  |  |  |  | Electric |  |  | 35 | -30 |  |  | 0.075 | 4 | 0.075 | 4 | Heat_EZ_Sch_1 | Cool_EZ_Sch_1 | HPWH_50-gallon | DHW_EZ_Sch_1 | 5 | 0.75 | 0 | Gas | Gas | Yes | Yes | Yes | 0 | Misc_Elec_EZ_Sch_1 | 0
5 Occupant_USA_WY_Cheyenne_HPWH_50-gallon | 4 | USA_WY_Cheyenne.Rgnl.AP.725640_TMYx.2004-2018 | 0 | 1900 | 1 | 9 | 1.2 | 4-12 (Low-Moderate Slope) | Pre-Defined Construction | Wood-Framed - 2x6 - 24 in OC - R-19 Cavity |  | Pre-Defined Construction | Attic w R49 Cavity and Shingle Roof |  | Pre-Defined Construction | Vented Crawlspace - R19 Cavity Insulation | [6 empty] | 0.388 | 0.4 | No | 0.2 | 0.2 | 0.2 | 0.2 | 7 | Single Speed ASHP (7.5 HSPF2 14.3 SEER2) | Autosize |  |  |  |  | Electric |  |  | 35 | -30 |  |  | 0.075 | 4 | 0.075 | 4 | Heat_EZ_Sch_1 | Cool_EZ_Sch_1 | HPWH_50-gallon | DHW_EZ_Sch_1 | 5 | 0.75 | 0 | Gas | Gas | Yes | Yes | Yes | 0 | Misc_Elec_EZ_Sch_1 | 0
5 Occupant_USA_WY_Jackson._HPWH_50-gallon | 4 | USA_WY_Jackson.Hole.AP.725776_TMYx.2004-2018 | 0 | 1900 | 1 | 9 | 1.2 | 4-12 (Low-Moderate Slope) | Pre-Defined Construction | Wood-Framed - 2x6 - 24 in OC - R-19 Cavity |  | Pre-Defined Construction | Attic w R49 Cavity and Shingle Roof |  | Pre-Defined Construction | Vented Crawlspace - R19 Cavity Insulation | [6 empty] | 0.388 | 0.4 | No | 0.2 | 0.2 | 0.2 | 0.2 | 7 | Single Speed ASHP (7.5 HSPF2 14.3 SEER2) | Autosize |  |  |  |  | Electric |  |  | 35 | -30 |  |  | 0.075 | 4 | 0.075 | 4 | Heat_EZ_Sch_1 | Cool_EZ_Sch_1 | HPWH_50-gallon | DHW_EZ_Sch_1 | 5 | 0.75 | 0 | Gas | Gas | Yes | Yes | Yes | 0 | Misc_Elec_EZ_Sch_1 | 0
1 Occupant_USA_AL_Birmingh_Electric Storage_50-gallon | 4 | USA_AL_Birmingham-Shuttlesworth.Intl.AP.722280_TMYx.2004-2018 | 0 | 1900 | 1 | 9 | 1.2 | 4-12 (Low-Moderate Slope) | Pre-Defined Construction | Wood-Framed - 2x6 - 24 in OC - R-19 Cavity | 8.3333 | Pre-Defined Construction | Attic w R49 Cavity and Shingle Roof | 9.0909 | Pre-Defined Construction | Vented Crawlspace - R19 Cavity Insulation | Vented Crawlspace | 4.3478 | 0 | 0 | 0 | 1.75 | 0.388 | 0.4 | No | 0.2 | 0.2 | 0.2 | 0.2 | 7 | Single Speed ASHP (7.5 HSPF2 14.3 SEER2) | Autosize | kW | 20 | ton | 3.4393 | Electric | kW | 15 | 35 | -30 | 0 | 0.8 | 0.075 | 4 | 0.075 | 4 | Heat_EZ_Sch_1 | Cool_EZ_Sch_1 | Electric Storage_50-gallon | DHW_EZ_Sch_1 | 1 | 0.75 | 0 | Gas | Gas | Yes | Yes | Yes | 0 | Misc_Elec_EZ_Sch_1 | 0
1 Occupant_USA_AL_Mobile.R_Electric Storage_50-gallon | 4 | USA_AL_Mobile.Rgnl.AP-Bates.Field.722230_TMYx.2004-2018 | 0 | 1900 | 1 | 9 | 1.2 | 4-12 (Low-Moderate Slope) | Pre-Defined Construction | Wood-Framed - 2x6 - 24 in OC - R-19 Cavity |  | Pre-Defined Construction | Attic w R49 Cavity and Shingle Roof |  | Pre-Defined Construction | Vented Crawlspace - R19 Cavity Insulation | [6 empty] | 0.388 | 0.4 | No | 0.2 | 0.2 | 0.2 | 0.2 | 7 | Single Speed ASHP (7.5 HSPF2 14.3 SEER2) | Autosize |  |  |  |  | Electric |  |  | 35 | -30 |  |  | 0.075 | 4 | 0.075 | 4 | Heat_EZ_Sch_1 | Cool_EZ_Sch_1 | Electric Storage_50-gallon | DHW_EZ_Sch_1 | 1 | 0.75 | 0 | Gas | Gas | Yes | Yes | Yes | 0 | Misc_Elec_EZ_Sch_1 | 0
1 Occupant_USA_AR_Fayettev_Electric Storage_50-gallon | 4 | USA_AR_Fayetteville.Exec.AP-Drake.Field.723445_TMYx.2004-2018 | 0 | 1900 | 1 | 9 | 1.2 | 4-12 (Low-Moderate Slope) | Pre-Defined Construction | Wood-Framed - 2x6 - 24 in OC - R-19 Cavity |  | Pre-Defined Construction | Attic w R49 Cavity and Shingle Roof |  | Pre-Defined Construction | Vented Crawlspace - R19 Cavity Insulation | [6 empty] | 0.388 | 0.4 | No | 0.2 | 0.2 | 0.2 | 0.2 | 7 | Single Speed ASHP (7.5 HSPF2 14.3 SEER2) | Autosize |  |  |  |  | Electric |  |  | 35 | -30 |  |  | 0.075 | 4 | 0.075 | 4 | Heat_EZ_Sch_1 | Cool_EZ_Sch_1 | Electric Storage_50-gallon | DHW_EZ_Sch_1 | 1 | 0.75 | 0 | Gas | Gas | Yes | Yes | Yes | 0 | Misc_Elec_EZ_Sch_1 | 0
1 Occupant_USA_AR_Little.R_Electric Storage_50-gallon | 4 | USA_AR_Little.Rock.AFB.723405_TMYx.2004-2018 | 0 | 1900 | 1 | 9 | 1.2 | 4-12 (Low-Moderate Slope) | Pre-Defined Construction | Wood-Framed - 2x6 - 24 in OC - R-19 Cavity |  | Pre-Defined Construction | Attic w R49 Cavity and Shingle Roof |  | Pre-Defined Construction | Vented Crawlspace - R19 Cavity Insulation | [6 empty] | 0.388 | 0.4 | No | 0.2 | 0.2 | 0.2 | 0.2 | 7 | Single Speed ASHP (7.5 HSPF2 14.3 SEER2) | Autosize |  |  |  |  | Electric |  |  | 35 | -30 |  |  | 0.075 | 4 | 0.075 | 4 | Heat_EZ_Sch_1 | Cool_EZ_Sch_1 | Electric Storage_50-gallon | DHW_EZ_Sch_1 | 1 | 0.75 | 0 | Gas | Gas | Yes | Yes | Yes | 0 | Misc_Elec_EZ_Sch_1 | 0
1 Occupant_USA_AZ_Flagstaf_Electric Storage_50-gallon | 4 | USA_AZ_Flagstaff.Pulliam.AP.723750_TMYx.2004-2018 | 0 | 1900 | 1 | 9 | 1.2 | 4-12 (Low-Moderate Slope) | Pre-Defined Construction | Wood-Framed - 2x6 - 24 in OC - R-19 Cavity |  | Pre-Defined Construction | Attic w R49 Cavity and Shingle Roof |  | Pre-Defined Construction | Vented Crawlspace - R19 Cavity Insulation | [6 empty] | 0.388 | 0.4 | No | 0.2 | 0.2 | 0.2 | 0.2 | 7 | Single Speed ASHP (7.5 HSPF2 14.3 SEER2) | Autosize |  |  |  |  | Electric |  |  | 35 | -30 |  |  | 0.075 | 4 | 0.075 | 4 | Heat_EZ_Sch_1 | Cool_EZ_Sch_1 | Electric Storage_50-gallon | DHW_EZ_Sch_1 | 1 | 0.75 | 0 | Gas | Gas | Yes | Yes | Yes | 0 | Misc_Elec_EZ_Sch_1 | 0
1 Occupant_USA_AZ_Kingman._Electric Storage_50-gallon | 4 | USA_AZ_Kingman.AP.723700_TMYx.2004-2018 | 0 | 1900 | 1 | 9 | 1.2 | 4-12 (Low-Moderate Slope) | Pre-Defined Construction | Wood-Framed - 2x6 - 24 in OC - R-19 Cavity |  | Pre-Defined Construction | Attic w R49 Cavity and Shingle Roof |  | Pre-Defined Construction | Vented Crawlspace - R19 Cavity Insulation | [6 empty] | 0.388 | 0.4 | No | 0.2 | 0.2 | 0.2 | 0.2 | 7 | Single Speed ASHP (7.5 HSPF2 14.3 SEER2) | Autosize |  |  |  |  | Electric |  |  | 35 | -30 |  |  | 0.075 | 4 | 0.075 | 4 | Heat_EZ_Sch_1 | Cool_EZ_Sch_1 | Electric Storage_50-gallon | DHW_EZ_Sch_1 | 1 | 0.75 | 0 | Gas | Gas | Yes | Yes | Yes | 0 | Misc_Elec_EZ_Sch_1 | 0
1 Occupant_USA_AZ_Phoenix-_Electric Storage_50-gallon | 4 | USA_AZ_Phoenix-Sky.Harbor.Intl.AP.722780_TMYx.2004-2018 | 0 | 1900 | 1 | 9 | 1.2 | 4-12 (Low-Moderate Slope) | Pre-Defined Construction | Wood-Framed - 2x6 - 24 in OC - R-19 Cavity |  | Pre-Defined Construction | Attic w R49 Cavity and Shingle Roof |  | Pre-Defined Construction | Vented Crawlspace - R19 Cavity Insulation | [6 empty] | 0.388 | 0.4 | No | 0.2 | 0.2 | 0.2 | 0.2 | 7 | Single Speed ASHP (7.5 HSPF2 14.3 SEER2) | Autosize |  |  |  |  | Electric |  |  | 35 | -30 |  |  | 0.075 | 4 | 0.075 | 4 | Heat_EZ_Sch_1 | Cool_EZ_Sch_1 | Electric Storage_50-gallon | DHW_EZ_Sch_1 | 1 | 0.75 | 0 | Gas | Gas | Yes | Yes | Yes | 0 | Misc_Elec_EZ_Sch_1 | 0
1 Occupant_USA_AZ_Prescott_Electric Storage_50-gallon | 4 | USA_AZ_Prescott.Muni.AP-Love.Field.723723_TMYx.2004-2018 | 0 | 1900 | 1 | 9 | 1.2 | 4-12 (Low-Moderate Slope) | Pre-Defined Construction | Wood-Framed - 2x6 - 24 in OC - R-19 Cavity |  | Pre-Defined Construction | Attic w R49 Cavity and Shingle Roof |  | Pre-Defined Construction | Vented Crawlspace - R19 Cavity Insulation | [6 empty] | 0.388 | 0.4 | No | 0.2 | 0.2 | 0.2 | 0.2 | 7 | Single Speed ASHP (7.5 HSPF2 14.3 SEER2) | Autosize |  |  |  |  | Electric |  |  | 35 | -30 |  |  | 0.075 | 4 | 0.075 | 4 | Heat_EZ_Sch_1 | Cool_EZ_Sch_1 | Electric Storage_50-gallon | DHW_EZ_Sch_1 | 1 | 0.75 | 0 | Gas | Gas | Yes | Yes | Yes | 0 | Misc_Elec_EZ_Sch_1 | 0
1 Occupant_USA_CA_Bakersfi_Electric Storage_50-gallon | 4 | USA_CA_Bakersfield-Meadows.Field.AP.723840_TMYx.2004-2018 | 0 | 1900 | 1 | 9 | 1.2 | 4-12 (Low-Moderate Slope) | Pre-Defined Construction | Wood-Framed - 2x6 - 24 in OC - R-19 Cavity |  | Pre-Defined Construction | Attic w R49 Cavity and Shingle Roof |  | Pre-Defined Construction | Vented Crawlspace - R19 Cavity Insulation | [6 empty] | 0.388 | 0.4 | No | 0.2 | 0.2 | 0.2 | 0.2 | 7 | Single Speed ASHP (7.5 HSPF2 14.3 SEER2) | Autosize |  |  |  |  | Electric |  |  | 35 | -30 |  |  | 0.075 | 4 | 0.075 | 4 | Heat_EZ_Sch_1 | Cool_EZ_Sch_1 | Electric Storage_50-gallon | DHW_EZ_Sch_1 | 1 | 0.75 | 0 | Gas | Gas | Yes | Yes | Yes | 0 | Misc_Elec_EZ_Sch_1 | 0
1 Occupant_USA_CA_Bishop-E_Electric Storage_50-gallon | 4 | USA_CA_Bishop-Eastern.Sierra.Rgnl.AP.724800_TMYx.2004-2018 | 0 | 1900 | 1 | 9 | 1.2 | 4-12 (Low-Moderate Slope) | Pre-Defined Construction | Wood-Framed - 2x6 - 24 in OC - R-19 Cavity |  | Pre-Defined Construction | Attic w R49 Cavity and Shingle Roof |  | Pre-Defined Construction | Vented Crawlspace - R19 Cavity Insulation | [6 empty] | 0.388 | 0.4 | No | 0.2 | 0.2 | 0.2 | 0.2 | 7 | Single Speed ASHP (7.5 HSPF2 14.3 SEER2) | Autosize |  |  |  |  | Electric |  |  | 35 | -30 |  |  | 0.075 | 4 | 0.075 | 4 | Heat_EZ_Sch_1 | Cool_EZ_Sch_1 | Electric Storage_50-gallon | DHW_EZ_Sch_1 | 1 | 0.75 | 0 | Gas | Gas | Yes | Yes | Yes | 0 | Misc_Elec_EZ_Sch_1 | 0
1 Occupant_USA_CA_Crescent_Electric Storage_50-gallon | 4 | USA_CA_Crescent.City-Del.Norte.County.Rgnl.AP.725946_TMYx.2004-2018 | 0 | 1900 | 1 | 9 | 1.2 | 4-12 (Low-Moderate Slope) | Pre-Defined Construction | Wood-Framed - 2x6 - 24 in OC - R-19 Cavity |  | Pre-Defined Construction | Attic w R49 Cavity and Shingle Roof |  | Pre-Defined Construction | Vented Crawlspace - R19 Cavity Insulation | [6 empty] | 0.388 | 0.4 | No | 0.2 | 0.2 | 0.2 | 0.2 | 7 | Single Speed ASHP (7.5 HSPF2 14.3 SEER2) | Autosize |  |  |  |  | Electric |  |  | 35 | -30 |  |  | 0.075 | 4 | 0.075 | 4 | Heat_EZ_Sch_1 | Cool_EZ_Sch_1 | Electric Storage_50-gallon | DHW_EZ_Sch_1 | 1 | 0.75 | 0 | Gas | Gas | Yes | Yes | Yes | 0 | Misc_Elec_EZ_Sch_1 | 0
1 Occupant_USA_CA_Imperial_Electric Storage_50-gallon | 4 | USA_CA_Imperial.County.AP.747185_TMYx.2004-2018 | 0 | 1900 | 1 | 9 | 1.2 | 4-12 (Low-Moderate Slope) | Pre-Defined Construction | Wood-Framed - 2x6 - 24 in OC - R-19 Cavity |  | Pre-Defined Construction | Attic w R49 Cavity and Shingle Roof |  | Pre-Defined Construction | Vented Crawlspace - R19 Cavity Insulation | [6 empty] | 0.388 | 0.4 | No | 0.2 | 0.2 | 0.2 | 0.2 | 7 | Single Speed ASHP (7.5 HSPF2 14.3 SEER2) | Autosize |  |  |  |  | Electric |  |  | 35 | -30 |  |  | 0.075 | 4 | 0.075 | 4 | Heat_EZ_Sch_1 | Cool_EZ_Sch_1 | Electric Storage_50-gallon | DHW_EZ_Sch_1 | 1 | 0.75 | 0 | Gas | Gas | Yes | Yes | Yes | 0 | Misc_Elec_EZ_Sch_1 | 0
1 Occupant_USA_CA_Los.Ange_Electric Storage_50-gallon | 4 | USA_CA_Los.Angeles.Intl.AP.722950_TMYx.2004-2018 | 0 | 1900 | 1 | 9 | 1.2 | 4-12 (Low-Moderate Slope) | Pre-Defined Construction | Wood-Framed - 2x6 - 24 in OC - R-19 Cavity |  | Pre-Defined Construction | Attic w R49 Cavity and Shingle Roof |  | Pre-Defined Construction | Vented Crawlspace - R19 Cavity Insulation | [6 empty] | 0.388 | 0.4 | No | 0.2 | 0.2 | 0.2 | 0.2 | 7 | Single Speed ASHP (7.5 HSPF2 14.3 SEER2) | Autosize |  |  |  |  | Electric |  |  | 35 | -30 |  |  | 0.075 | 4 | 0.075 | 4 | Heat_EZ_Sch_1 | Cool_EZ_Sch_1 | Electric Storage_50-gallon | DHW_EZ_Sch_1 | 1 | 0.75 | 0 | Gas | Gas | Yes | Yes | Yes | 0 | Misc_Elec_EZ_Sch_1 | 0
1 Occupant_USA_CA_Riversid_Electric Storage_50-gallon | 4 | USA_CA_Riverside.Muni.AP.722869_TMYx.2004-2018 | 0 | 1900 | 1 | 9 | 1.2 | 4-12 (Low-Moderate Slope) | Pre-Defined Construction | Wood-Framed - 2x6 - 24 in OC - R-19 Cavity |  | Pre-Defined Construction | Attic w R49 Cavity and Shingle Roof |  | Pre-Defined Construction | Vented Crawlspace - R19 Cavity Insulation | [6 empty] | 0.388 | 0.4 | No | 0.2 | 0.2 | 0.2 | 0.2 | 7 | Single Speed ASHP (7.5 HSPF2 14.3 SEER2) | Autosize |  |  |  |  | Electric |  |  | 35 | -30 |  |  | 0.075 | 4 | 0.075 | 4 | Heat_EZ_Sch_1 | Cool_EZ_Sch_1 | Electric Storage_50-gallon | DHW_EZ_Sch_1 | 1 | 0.75 | 0 | Gas | Gas | Yes | Yes | Yes | 0 | Misc_Elec_EZ_Sch_1 | 0
1 Occupant_USA_CA_Sacramen_Electric Storage_50-gallon | 4 | USA_CA_Sacramento.Intl.AP.724839_TMYx.2004-2018 | 0 | 1900 | 1 | 9 | 1.2 | 4-12 (Low-Moderate Slope) | Pre-Defined Construction | Wood-Framed - 2x6 - 24 in OC - R-19 Cavity |  | Pre-Defined Construction | Attic w R49 Cavity and Shingle Roof |  | Pre-Defined Construction | Vented Crawlspace - R19 Cavity Insulation | [6 empty] | 0.388 | 0.4 | No | 0.2 | 0.2 | 0.2 | 0.2 | 7 | Single Speed ASHP (7.5 HSPF2 14.3 SEER2) | Autosize |  |  |  |  | Electric |  |  | 35 | -30 |  |  | 0.075 | 4 | 0.075 | 4 | Heat_EZ_Sch_1 | Cool_EZ_Sch_1 | Electric Storage_50-gallon | DHW_EZ_Sch_1 | 1 | 0.75 | 0 | Gas | Gas | Yes | Yes | Yes | 0 | Misc_Elec_EZ_Sch_1 | 0
1 Occupant_USA_CA_San.Jose_Electric Storage_50-gallon | 4 | USA_CA_San.Jose-Mineta.Intl.AP.724945_TMYx.2004-2018 | 0 | 1900 | 1 | 9 | 1.2 | 4-12 (Low-Moderate Slope) | Pre-Defined Construction | Wood-Framed - 2x6 - 24 in OC - R-19 Cavity |  | Pre-Defined Construction | Attic w R49 Cavity and Shingle Roof |  | Pre-Defined Construction | Vented Crawlspace - R19 Cavity Insulation | [6 empty] | 0.388 | 0.4 | No | 0.2 | 0.2 | 0.2 | 0.2 | 7 | Single Speed ASHP (7.5 HSPF2 14.3 SEER2) | Autosize |  |  |  |  | Electric |  |  | 35 | -30 |  |  | 0.075 | 4 | 0.075 | 4 | Heat_EZ_Sch_1 | Cool_EZ_Sch_1 | Electric Storage_50-gallon | DHW_EZ_Sch_1 | 1 | 0.75 | 0 | Gas | Gas | Yes | Yes | Yes | 0 | Misc_Elec_EZ_Sch_1 | 0
1 Occupant_USA_CA_Santa.An_Electric Storage_50-gallon | 4 | USA_CA_Santa.Ana-Orange.County-Wayne.Intl.AP.722977_TMYx.2004-2018 | 0 | 1900 | 1 | 9 | 1.2 | 4-12 (Low-Moderate Slope) | Pre-Defined Construction | Wood-Framed - 2x6 - 24 in OC - R-19 Cavity |  | Pre-Defined Construction | Attic w R49 Cavity and Shingle Roof |  | Pre-Defined Construction | Vented Crawlspace - R19 Cavity Insulation | [6 empty] | 0.388 | 0.4 | No | 0.2 | 0.2 | 0.2 | 0.2 | 7 | Single Speed ASHP (7.5 HSPF2 14.3 SEER2) | Autosize |  |  |  |  | Electric |  |  | 35 | -30 |  |  | 0.075 | 4 | 0.075 | 4 | Heat_EZ_Sch_1 | Cool_EZ_Sch_1 | Electric Storage_50-gallon | DHW_EZ_Sch_1 | 1 | 0.75 | 0 | Gas | Gas | Yes | Yes | Yes | 0 | Misc_Elec_EZ_Sch_1 | 0
1 Occupant_USA_CO_Alamosa-_Electric Storage_50-gallon | 4 | USA_CO_Alamosa-San.Luis.Valley.Rgnl.AP.724620_TMYx.2004-2018 | 0 | 1900 | 1 | 9 | 1.2 | 4-12 (Low-Moderate Slope) | Pre-Defined Construction | Wood-Framed - 2x6 - 24 in OC - R-19 Cavity |  | Pre-Defined Construction | Attic w R49 Cavity and Shingle Roof |  | Pre-Defined Construction | Vented Crawlspace - R19 Cavity Insulation | [6 empty] | 0.388 | 0.4 | No | 0.2 | 0.2 | 0.2 | 0.2 | 7 | Single Speed ASHP (7.5 HSPF2 14.3 SEER2) | Autosize |  |  |  |  | Electric |  |  | 35 | -30 |  |  | 0.075 | 4 | 0.075 | 4 | Heat_EZ_Sch_1 | Cool_EZ_Sch_1 | Electric Storage_50-gallon | DHW_EZ_Sch_1 | 1 | 0.75 | 0 | Gas | Gas | Yes | Yes | Yes | 0 | Misc_Elec_EZ_Sch_1 | 0
1 Occupant_USA_CO_Aspen-Pi_Electric Storage_50-gallon | 4 | USA_CO_Aspen-Pitkin.County.AP-Sardy.Field.724676_TMYx.2004-2018 | 0 | 1900 | 1 | 9 | 1.2 | 4-12 (Low-Moderate Slope) | Pre-Defined Construction | Wood-Framed - 2x6 - 24 in OC - R-19 Cavity |  | Pre-Defined Construction | Attic w R49 Cavity and Shingle Roof |  | Pre-Defined Construction | Vented Crawlspace - R19 Cavity Insulation | [6 empty] | 0.388 | 0.4 | No | 0.2 | 0.2 | 0.2 | 0.2 | 7 | Single Speed ASHP (7.5 HSPF2 14.3 SEER2) | Autosize |  |  |  |  | Electric |  |  | 35 | -30 |  |  | 0.075 | 4 | 0.075 | 4 | Heat_EZ_Sch_1 | Cool_EZ_Sch_1 | Electric Storage_50-gallon | DHW_EZ_Sch_1 | 1 | 0.75 | 0 | Gas | Gas | Yes | Yes | Yes | 0 | Misc_Elec_EZ_Sch_1 | 0
1 Occupant_USA_CO_Denver.I_Electric Storage_50-gallon | 4 | USA_CO_Denver.Intl.AP.725650_TMYx.2004-2018 | 0 | 1900 | 1 | 9 | 1.2 | 4-12 (Low-Moderate Slope) | Pre-Defined Construction | Wood-Framed - 2x6 - 24 in OC - R-19 Cavity |  | Pre-Defined Construction | Attic w R49 Cavity and Shingle Roof |  | Pre-Defined Construction | Vented Crawlspace - R19 Cavity Insulation | [6 empty] | 0.388 | 0.4 | No | 0.2 | 0.2 | 0.2 | 0.2 | 7 | Single Speed ASHP (7.5 HSPF2 14.3 SEER2) | Autosize |  |  |  |  | Electric |  |  | 35 | -30 |  |  | 0.075 | 4 | 0.075 | 4 | Heat_EZ_Sch_1 | Cool_EZ_Sch_1 | Electric Storage_50-gallon | DHW_EZ_Sch_1 | 1 | 0.75 | 0 | Gas | Gas | Yes | Yes | Yes | 0 | Misc_Elec_EZ_Sch_1 | 0
1 Occupant_USA_CO_Trinidad_Electric Storage_50-gallon | 4 | USA_CO_Trinidad-Stokes.AP.724645_TMYx.2004-2018 | 0 | 1900 | 1 | 9 | 1.2 | 4-12 (Low-Moderate Slope) | Pre-Defined Construction | Wood-Framed - 2x6 - 24 in OC - R-19 Cavity |  | Pre-Defined Construction | Attic w R49 Cavity and Shingle Roof |  | Pre-Defined Construction | Vented Crawlspace - R19 Cavity Insulation | [6 empty] | 0.388 | 0.4 | No | 0.2 | 0.2 | 0.2 | 0.2 | 7 | Single Speed ASHP (7.5 HSPF2 14.3 SEER2) | Autosize |  |  |  |  | Electric |  |  | 35 | -30 |  |  | 0.075 | 4 | 0.075 | 4 | Heat_EZ_Sch_1 | Cool_EZ_Sch_1 | Electric Storage_50-gallon | DHW_EZ_Sch_1 | 1 | 0.75 | 0 | Gas | Gas | Yes | Yes | Yes | 0 | Misc_Elec_EZ_Sch_1 | 0
1 Occupant_USA_CT_Bridgepo_Electric Storage_50-gallon | 4 | USA_CT_Bridgeport-Sikorsky.Meml.AP.725040_TMYx.2004-2018 | 0 | 1900 | 1 | 9 | 1.2 | 4-12 (Low-Moderate Slope) | Pre-Defined Construction | Wood-Framed - 2x6 - 24 in OC - R-19 Cavity |  | Pre-Defined Construction | Attic w R49 Cavity and Shingle Roof |  | Pre-Defined Construction | Vented Crawlspace - R19 Cavity Insulation | [6 empty] | 0.388 | 0.4 | No | 0.2 | 0.2 | 0.2 | 0.2 | 7 | Single Speed ASHP (7.5 HSPF2 14.3 SEER2) | Autosize |  |  |  |  | Electric |  |  | 35 | -30 |  |  | 0.075 | 4 | 0.075 | 4 | Heat_EZ_Sch_1 | Cool_EZ_Sch_1 | Electric Storage_50-gallon | DHW_EZ_Sch_1 | 1 | 0.75 | 0 | Gas | Gas | Yes | Yes | Yes | 0 | Misc_Elec_EZ_Sch_1 | 0
1 Occupant_USA_DE_Wilmingt_Electric Storage_50-gallon | 4 | USA_DE_Wilmington.AP.724180_TMYx.2004-2018 | 0 | 1900 | 1 | 9 | 1.2 | 4-12 (Low-Moderate Slope) | Pre-Defined Construction | Wood-Framed - 2x6 - 24 in OC - R-19 Cavity |  | Pre-Defined Construction | Attic w R49 Cavity and Shingle Roof |  | Pre-Defined Construction | Vented Crawlspace - R19 Cavity Insulation | [6 empty] | 0.388 | 0.4 | No | 0.2 | 0.2 | 0.2 | 0.2 | 7 | Single Speed ASHP (7.5 HSPF2 14.3 SEER2) | Autosize |  |  |  |  | Electric |  |  | 35 | -30 |  |  | 0.075 | 4 | 0.075 | 4 | Heat_EZ_Sch_1 | Cool_EZ_Sch_1 | Electric Storage_50-gallon | DHW_EZ_Sch_1 | 1 | 0.75 | 0 | Gas | Gas | Yes | Yes | Yes | 0 | Misc_Elec_EZ_Sch_1 | 0
1 Occupant_USA_FL_Fort.Mye_Electric Storage_50-gallon | 4 | USA_FL_Fort.Myers-Page.Field.AP.722106_TMYx.2004-2018 | 0 | 1900 | 1 | 9 | 1.2 | 4-12 (Low-Moderate Slope) | Pre-Defined Construction | Wood-Framed - 2x6 - 24 in OC - R-19 Cavity |  | Pre-Defined Construction | Attic w R49 Cavity and Shingle Roof |  | Pre-Defined Construction | Vented Crawlspace - R19 Cavity Insulation | [6 empty] | 0.388 | 0.4 | No | 0.2 | 0.2 | 0.2 | 0.2 | 7 | Single Speed ASHP (7.5 HSPF2 14.3 SEER2) | Autosize |  |  |  |  | Electric |  |  | 35 | -30 |  |  | 0.075 | 4 | 0.075 | 4 | Heat_EZ_Sch_1 | Cool_EZ_Sch_1 | Electric Storage_50-gallon | DHW_EZ_Sch_1 | 1 | 0.75 | 0 | Gas | Gas | Yes | Yes | Yes | 0 | Misc_Elec_EZ_Sch_1 | 0
1 Occupant_USA_FL_Jacksonv_Electric Storage_50-gallon | 4 | USA_FL_Jacksonville.Intl.AP.722060_TMYx.2004-2018 | 0 | 1900 | 1 | 9 | 1.2 | 4-12 (Low-Moderate Slope) | Pre-Defined Construction | Wood-Framed - 2x6 - 24 in OC - R-19 Cavity |  | Pre-Defined Construction | Attic w R49 Cavity and Shingle Roof |  | Pre-Defined Construction | Vented Crawlspace - R19 Cavity Insulation | [6 empty] | 0.388 | 0.4 | No | 0.2 | 0.2 | 0.2 | 0.2 | 7 | Single Speed ASHP (7.5 HSPF2 14.3 SEER2) | Autosize |  |  |  |  | Electric |  |  | 35 | -30 |  |  | 0.075 | 4 | 0.075 | 4 | Heat_EZ_Sch_1 | Cool_EZ_Sch_1 | Electric Storage_50-gallon | DHW_EZ_Sch_1 | 1 | 0.75 | 0 | Gas | Gas | Yes | Yes | Yes | 0 | Misc_Elec_EZ_Sch_1 | 0
1 Occupant_USA_FL_Miami.Na_Electric Storage_50-gallon | 4 | USA_FL_Miami.Natl.Hurricane.Center.722020_TMYx.2004-2018 | 0 | 1900 | 1 | 9 | 1.2 | 4-12 (Low-Moderate Slope) | Pre-Defined Construction | Wood-Framed - 2x6 - 24 in OC - R-19 Cavity |  | Pre-Defined Construction | Attic w R49 Cavity and Shingle Roof |  | Pre-Defined Construction | Vented Crawlspace - R19 Cavity Insulation | [6 empty] | 0.388 | 0.4 | No | 0.2 | 0.2 | 0.2 | 0.2 | 7 | Single Speed ASHP (7.5 HSPF2 14.3 SEER2) | Autosize |  |  |  |  | Electric |  |  | 35 | -30 |  |  | 0.075 | 4 | 0.075 | 4 | Heat_EZ_Sch_1 | Cool_EZ_Sch_1 | Electric Storage_50-gallon | DHW_EZ_Sch_1 | 1 | 0.75 | 0 | Gas | Gas | Yes | Yes | Yes | 0 | Misc_Elec_EZ_Sch_1 | 0
1 Occupant_USA_GA_Atlanta-_Electric Storage_50-gallon | 4 | USA_GA_Atlanta-Hartsfield-Jackson.Intl.AP.722190_TMYx.2004-2018 | 0 | 1900 | 1 | 9 | 1.2 | 4-12 (Low-Moderate Slope) | Pre-Defined Construction | Wood-Framed - 2x6 - 24 in OC - R-19 Cavity |  | Pre-Defined Construction | Attic w R49 Cavity and Shingle Roof |  | Pre-Defined Construction | Vented Crawlspace - R19 Cavity Insulation | [6 empty] | 0.388 | 0.4 | No | 0.2 | 0.2 | 0.2 | 0.2 | 7 | Single Speed ASHP (7.5 HSPF2 14.3 SEER2) | Autosize |  |  |  |  | Electric |  |  | 35 | -30 |  |  | 0.075 | 4 | 0.075 | 4 | Heat_EZ_Sch_1 | Cool_EZ_Sch_1 | Electric Storage_50-gallon | DHW_EZ_Sch_1 | 1 | 0.75 | 0 | Gas | Gas | Yes | Yes | Yes | 0 | Misc_Elec_EZ_Sch_1 | 0
1 Occupant_USA_GA_Rome-Rus_Electric Storage_50-gallon | 4 | USA_GA_Rome-Russell.AP.723200_TMYx.2004-2018 | 0 | 1900 | 1 | 9 | 1.2 | 4-12 (Low-Moderate Slope) | Pre-Defined Construction | Wood-Framed - 2x6 - 24 in OC - R-19 Cavity |  | Pre-Defined Construction | Attic w R49 Cavity and Shingle Roof |  | Pre-Defined Construction | Vented Crawlspace - R19 Cavity Insulation | [6 empty] | 0.388 | 0.4 | No | 0.2 | 0.2 | 0.2 | 0.2 | 7 | Single Speed ASHP (7.5 HSPF2 14.3 SEER2) | Autosize |  |  |  |  | Electric |  |  | 35 | -30 |  |  | 0.075 | 4 | 0.075 | 4 | Heat_EZ_Sch_1 | Cool_EZ_Sch_1 | Electric Storage_50-gallon | DHW_EZ_Sch_1 | 1 | 0.75 | 0 | Gas | Gas | Yes | Yes | Yes | 0 | Misc_Elec_EZ_Sch_1 | 0
1 Occupant_USA_GA_Savannah_Electric Storage_50-gallon | 4 | USA_GA_Savannah-Hilton.Head.Intl.AP.722070_TMYx.2004-2018 | 0 | 1900 | 1 | 9 | 1.2 | 4-12 (Low-Moderate Slope) | Pre-Defined Construction | Wood-Framed - 2x6 - 24 in OC - R-19 Cavity |  | Pre-Defined Construction | Attic w R49 Cavity and Shingle Roof |  | Pre-Defined Construction | Vented Crawlspace - R19 Cavity Insulation | [6 empty] | 0.388 | 0.4 | No | 0.2 | 0.2 | 0.2 | 0.2 | 7 | Single Speed ASHP (7.5 HSPF2 14.3 SEER2) | Autosize |  |  |  |  | Electric |  |  | 35 | -30 |  |  | 0.075 | 4 | 0.075 | 4 | Heat_EZ_Sch_1 | Cool_EZ_Sch_1 | Electric Storage_50-gallon | DHW_EZ_Sch_1 | 1 | 0.75 | 0 | Gas | Gas | Yes | Yes | Yes | 0 | Misc_Elec_EZ_Sch_1 | 0
1 Occupant_USA_IA_Des.Moin_Electric Storage_50-gallon | 4 | USA_IA_Des.Moines.Intl.AP.725460_TMYx.2004-2018 | 0 | 1900 | 1 | 9 | 1.2 | 4-12 (Low-Moderate Slope) | Pre-Defined Construction | Wood-Framed - 2x6 - 24 in OC - R-19 Cavity |  | Pre-Defined Construction | Attic w R49 Cavity and Shingle Roof |  | Pre-Defined Construction | Vented Crawlspace - R19 Cavity Insulation | [6 empty] | 0.388 | 0.4 | No | 0.2 | 0.2 | 0.2 | 0.2 | 7 | Single Speed ASHP (7.5 HSPF2 14.3 SEER2) | Autosize |  |  |  |  | Electric |  |  | 35 | -30 |  |  | 0.075 | 4 | 0.075 | 4 | Heat_EZ_Sch_1 | Cool_EZ_Sch_1 | Electric Storage_50-gallon | DHW_EZ_Sch_1 | 1 | 0.75 | 0 | Gas | Gas | Yes | Yes | Yes | 0 | Misc_Elec_EZ_Sch_1 | 0
1 Occupant_USA_IA_Sioux.Ci_Electric Storage_50-gallon | 4 | USA_IA_Sioux.City-Sioux.Gateway.AP.725570_TMYx.2004-2018 | 0 | 1900 | 1 | 9 | 1.2 | 4-12 (Low-Moderate Slope) | Pre-Defined Construction | Wood-Framed - 2x6 - 24 in OC - R-19 Cavity |  | Pre-Defined Construction | Attic w R49 Cavity and Shingle Roof |  | Pre-Defined Construction | Vented Crawlspace - R19 Cavity Insulation | [6 empty] | 0.388 | 0.4 | No | 0.2 | 0.2 | 0.2 | 0.2 | 7 | Single Speed ASHP (7.5 HSPF2 14.3 SEER2) | Autosize |  |  |  |  | Electric |  |  | 35 | -30 |  |  | 0.075 | 4 | 0.075 | 4 | Heat_EZ_Sch_1 | Cool_EZ_Sch_1 | Electric Storage_50-gallon | DHW_EZ_Sch_1 | 1 | 0.75 | 0 | Gas | Gas | Yes | Yes | Yes | 0 | Misc_Elec_EZ_Sch_1 | 0
1 Occupant_USA_ID_Boise.AP_Electric Storage_50-gallon | 4 | USA_ID_Boise.AP-Gowen.Field.ANGB.726810_TMYx.2004-2018 | 0 | 1900 | 1 | 9 | 1.2 | 4-12 (Low-Moderate Slope) | Pre-Defined Construction | Wood-Framed - 2x6 - 24 in OC - R-19 Cavity |  | Pre-Defined Construction | Attic w R49 Cavity and Shingle Roof |  | Pre-Defined Construction | Vented Crawlspace - R19 Cavity Insulation | [6 empty] | 0.388 | 0.4 | No | 0.2 | 0.2 | 0.2 | 0.2 | 7 | Single Speed ASHP (7.5 HSPF2 14.3 SEER2) | Autosize |  |  |  |  | Electric |  |  | 35 | -30 |  |  | 0.075 | 4 | 0.075 | 4 | Heat_EZ_Sch_1 | Cool_EZ_Sch_1 | Electric Storage_50-gallon | DHW_EZ_Sch_1 | 1 | 0.75 | 0 | Gas | Gas | Yes | Yes | Yes | 0 | Misc_Elec_EZ_Sch_1 | 0
1 Occupant_USA_ID_Idaho.Fa_Electric Storage_50-gallon | 4 | USA_ID_Idaho.Falls.Rgnl.AP-Fanning.Field.725785_TMYx.2004-2018 | 0 | 1900 | 1 | 9 | 1.2 | 4-12 (Low-Moderate Slope) | Pre-Defined Construction | Wood-Framed - 2x6 - 24 in OC - R-19 Cavity |  | Pre-Defined Construction | Attic w R49 Cavity and Shingle Roof |  | Pre-Defined Construction | Vented Crawlspace - R19 Cavity Insulation | [6 empty] | 0.388 | 0.4 | No | 0.2 | 0.2 | 0.2 | 0.2 | 7 | Single Speed ASHP (7.5 HSPF2 14.3 SEER2) | Autosize |  |  |  |  | Electric |  |  | 35 | -30 |  |  | 0.075 | 4 | 0.075 | 4 | Heat_EZ_Sch_1 | Cool_EZ_Sch_1 | Electric Storage_50-gallon | DHW_EZ_Sch_1 | 1 | 0.75 | 0 | Gas | Gas | Yes | Yes | Yes | 0 | Misc_Elec_EZ_Sch_1 | 0
1 Occupant_USA_IL_Bellevil_Electric Storage_50-gallon | 4 | USA_IL_Belleville-Scott.AFB-MidAmerica.St.Louis.AP.724338_TMYx.2004-2018 | 0 | 1900 | 1 | 9 | 1.2 | 4-12 (Low-Moderate Slope) | Pre-Defined Construction | Wood-Framed - 2x6 - 24 in OC - R-19 Cavity |  | Pre-Defined Construction | Attic w R49 Cavity and Shingle Roof |  | Pre-Defined Construction | Vented Crawlspace - R19 Cavity Insulation | [6 empty] | 0.388 | 0.4 | No | 0.2 | 0.2 | 0.2 | 0.2 | 7 | Single Speed ASHP (7.5 HSPF2 14.3 SEER2) | Autosize |  |  |  |  | Electric |  |  | 35 | -30 |  |  | 0.075 | 4 | 0.075 | 4 | Heat_EZ_Sch_1 | Cool_EZ_Sch_1 | Electric Storage_50-gallon | DHW_EZ_Sch_1 | 1 | 0.75 | 0 | Gas | Gas | Yes | Yes | Yes | 0 | Misc_Elec_EZ_Sch_1 | 0
1 Occupant_USA_IL_Chicago._Electric Storage_50-gallon | 4 | USA_IL_Chicago.Midway.Intl.AP.725340_TMYx.2004-2018 | 0 | 1900 | 1 | 9 | 1.2 | 4-12 (Low-Moderate Slope) | Pre-Defined Construction | Wood-Framed - 2x6 - 24 in OC - R-19 Cavity |  | Pre-Defined Construction | Attic w R49 Cavity and Shingle Roof |  | Pre-Defined Construction | Vented Crawlspace - R19 Cavity Insulation | [6 empty] | 0.388 | 0.4 | No | 0.2 | 0.2 | 0.2 | 0.2 | 7 | Single Speed ASHP (7.5 HSPF2 14.3 SEER2) | Autosize |  |  |  |  | Electric |  |  | 35 | -30 |  |  | 0.075 | 4 | 0.075 | 4 | Heat_EZ_Sch_1 | Cool_EZ_Sch_1 | Electric Storage_50-gallon | DHW_EZ_Sch_1 | 1 | 0.75 | 0 | Gas | Gas | Yes | Yes | Yes | 0 | Misc_Elec_EZ_Sch_1 | 0
1 Occupant_USA_IN_Evansvil_Electric Storage_50-gallon | 4 | USA_IN_Evansville.Rgnl.AP.724320_TMYx.2004-2018 | 0 | 1900 | 1 | 9 | 1.2 | 4-12 (Low-Moderate Slope) | Pre-Defined Construction | Wood-Framed - 2x6 - 24 in OC - R-19 Cavity |  | Pre-Defined Construction | Attic w R49 Cavity and Shingle Roof |  | Pre-Defined Construction | Vented Crawlspace - R19 Cavity Insulation | [6 empty] | 0.388 | 0.4 | No | 0.2 | 0.2 | 0.2 | 0.2 | 7 | Single Speed ASHP (7.5 HSPF2 14.3 SEER2) | Autosize |  |  |  |  | Electric |  |  | 35 | -30 |  |  | 0.075 | 4 | 0.075 | 4 | Heat_EZ_Sch_1 | Cool_EZ_Sch_1 | Electric Storage_50-gallon | DHW_EZ_Sch_1 | 1 | 0.75 | 0 | Gas | Gas | Yes | Yes | Yes | 0 | Misc_Elec_EZ_Sch_1 | 0
1 Occupant_USA_IN_Indianap_Electric Storage_50-gallon | 4 | USA_IN_Indianapolis.Intl.AP.724380_TMYx.2004-2018 | 0 | 1900 | 1 | 9 | 1.2 | 4-12 (Low-Moderate Slope) | Pre-Defined Construction | Wood-Framed - 2x6 - 24 in OC - R-19 Cavity |  | Pre-Defined Construction | Attic w R49 Cavity and Shingle Roof |  | Pre-Defined Construction | Vented Crawlspace - R19 Cavity Insulation | [6 empty] | 0.388 | 0.4 | No | 0.2 | 0.2 | 0.2 | 0.2 | 7 | Single Speed ASHP (7.5 HSPF2 14.3 SEER2) | Autosize |  |  |  |  | Electric |  |  | 35 | -30 |  |  | 0.075 | 4 | 0.075 | 4 | Heat_EZ_Sch_1 | Cool_EZ_Sch_1 | Electric Storage_50-gallon | DHW_EZ_Sch_1 | 1 | 0.75 | 0 | Gas | Gas | Yes | Yes | Yes | 0 | Misc_Elec_EZ_Sch_1 | 0
1 Occupant_USA_KS_Hays.Rgn_Electric Storage_50-gallon | 4 | USA_KS_Hays.Rgnl.AP.724518_TMYx.2004-2018 | 0 | 1900 | 1 | 9 | 1.2 | 4-12 (Low-Moderate Slope) | Pre-Defined Construction | Wood-Framed - 2x6 - 24 in OC - R-19 Cavity |  | Pre-Defined Construction | Attic w R49 Cavity and Shingle Roof |  | Pre-Defined Construction | Vented Crawlspace - R19 Cavity Insulation | [6 empty] | 0.388 | 0.4 | No | 0.2 | 0.2 | 0.2 | 0.2 | 7 | Single Speed ASHP (7.5 HSPF2 14.3 SEER2) | Autosize |  |  |  |  | Electric |  |  | 35 | -30 |  |  | 0.075 | 4 | 0.075 | 4 | Heat_EZ_Sch_1 | Cool_EZ_Sch_1 | Electric Storage_50-gallon | DHW_EZ_Sch_1 | 1 | 0.75 | 0 | Gas | Gas | Yes | Yes | Yes | 0 | Misc_Elec_EZ_Sch_1 | 0
1 Occupant_USA_KS_Wichita._Electric Storage_50-gallon | 4 | USA_KS_Wichita.Eisenhower.Natl.AP.724500_TMYx.2004-2018 | 0 | 1900 | 1 | 9 | 1.2 | 4-12 (Low-Moderate Slope) | Pre-Defined Construction | Wood-Framed - 2x6 - 24 in OC - R-19 Cavity |  | Pre-Defined Construction | Attic w R49 Cavity and Shingle Roof |  | Pre-Defined Construction | Vented Crawlspace - R19 Cavity Insulation | [6 empty] | 0.388 | 0.4 | No | 0.2 | 0.2 | 0.2 | 0.2 | 7 | Single Speed ASHP (7.5 HSPF2 14.3 SEER2) | Autosize |  |  |  |  | Electric |  |  | 35 | -30 |  |  | 0.075 | 4 | 0.075 | 4 | Heat_EZ_Sch_1 | Cool_EZ_Sch_1 | Electric Storage_50-gallon | DHW_EZ_Sch_1 | 1 | 0.75 | 0 | Gas | Gas | Yes | Yes | Yes | 0 | Misc_Elec_EZ_Sch_1 | 0
1 Occupant_USA_KY_Louisvil_Electric Storage_50-gallon | 4 | USA_KY_Louisville-Bowman.Rgnl.AP.724235_TMYx.2004-2018 | 0 | 1900 | 1 | 9 | 1.2 | 4-12 (Low-Moderate Slope) | Pre-Defined Construction | Wood-Framed - 2x6 - 24 in OC - R-19 Cavity |  | Pre-Defined Construction | Attic w R49 Cavity and Shingle Roof |  | Pre-Defined Construction | Vented Crawlspace - R19 Cavity Insulation | [6 empty] | 0.388 | 0.4 | No | 0.2 | 0.2 | 0.2 | 0.2 | 7 | Single Speed ASHP (7.5 HSPF2 14.3 SEER2) | Autosize |  |  |  |  | Electric |  |  | 35 | -30 |  |  | 0.075 | 4 | 0.075 | 4 | Heat_EZ_Sch_1 | Cool_EZ_Sch_1 | Electric Storage_50-gallon | DHW_EZ_Sch_1 | 1 | 0.75 | 0 | Gas | Gas | Yes | Yes | Yes | 0 | Misc_Elec_EZ_Sch_1 | 0
1 Occupant_USA_LA_New.Orle_Electric Storage_50-gallon | 4 | USA_LA_New.Orleans-Armstrong.Intl.AP.722310_TMYx.2004-2018 | 0 | 1900 | 1 | 9 | 1.2 | 4-12 (Low-Moderate Slope) | Pre-Defined Construction | Wood-Framed - 2x6 - 24 in OC - R-19 Cavity |  | Pre-Defined Construction | Attic w R49 Cavity and Shingle Roof |  | Pre-Defined Construction | Vented Crawlspace - R19 Cavity Insulation | [6 empty] | 0.388 | 0.4 | No | 0.2 | 0.2 | 0.2 | 0.2 | 7 | Single Speed ASHP (7.5 HSPF2 14.3 SEER2) | Autosize |  |  |  |  | Electric |  |  | 35 | -30 |  |  | 0.075 | 4 | 0.075 | 4 | Heat_EZ_Sch_1 | Cool_EZ_Sch_1 | Electric Storage_50-gallon | DHW_EZ_Sch_1 | 1 | 0.75 | 0 | Gas | Gas | Yes | Yes | Yes | 0 | Misc_Elec_EZ_Sch_1 | 0
1 Occupant_USA_LA_Shrevepo_Electric Storage_50-gallon | 4 | USA_LA_Shreveport.Downtown.AP.722484_TMYx.2004-2018 | 0 | 1900 | 1 | 9 | 1.2 | 4-12 (Low-Moderate Slope) | Pre-Defined Construction | Wood-Framed - 2x6 - 24 in OC - R-19 Cavity |  | Pre-Defined Construction | Attic w R49 Cavity and Shingle Roof |  | Pre-Defined Construction | Vented Crawlspace - R19 Cavity Insulation | [6 empty] | 0.388 | 0.4 | No | 0.2 | 0.2 | 0.2 | 0.2 | 7 | Single Speed ASHP (7.5 HSPF2 14.3 SEER2) | Autosize |  |  |  |  | Electric |  |  | 35 | -30 |  |  | 0.075 | 4 | 0.075 | 4 | Heat_EZ_Sch_1 | Cool_EZ_Sch_1 | Electric Storage_50-gallon | DHW_EZ_Sch_1 | 1 | 0.75 | 0 | Gas | Gas | Yes | Yes | Yes | 0 | Misc_Elec_EZ_Sch_1 | 0
1 Occupant_USA_MA_Boston-L_Electric Storage_50-gallon | 4 | USA_MA_Boston-Logan.Intl.AP.725090_TMYx.2004-2018 | 0 | 1900 | 1 | 9 | 1.2 | 4-12 (Low-Moderate Slope) | Pre-Defined Construction | Wood-Framed - 2x6 - 24 in OC - R-19 Cavity |  | Pre-Defined Construction | Attic w R49 Cavity and Shingle Roof |  | Pre-Defined Construction | Vented Crawlspace - R19 Cavity Insulation | [6 empty] | 0.388 | 0.4 | No | 0.2 | 0.2 | 0.2 | 0.2 | 7 | Single Speed ASHP (7.5 HSPF2 14.3 SEER2) | Autosize |  |  |  |  | Electric |  |  | 35 | -30 |  |  | 0.075 | 4 | 0.075 | 4 | Heat_EZ_Sch_1 | Cool_EZ_Sch_1 | Electric Storage_50-gallon | DHW_EZ_Sch_1 | 1 | 0.75 | 0 | Gas | Gas | Yes | Yes | Yes | 0 | Misc_Elec_EZ_Sch_1 | 0
1 Occupant_USA_MD_Baltimor_Electric Storage_50-gallon | 4 | USA_MD_Baltimore-Washington.Intl-Marshall.AP.724060_TMYx.2004-2018 | 0 | 1900 | 1 | 9 | 1.2 | 4-12 (Low-Moderate Slope) | Pre-Defined Construction | Wood-Framed - 2x6 - 24 in OC - R-19 Cavity |  | Pre-Defined Construction | Attic w R49 Cavity and Shingle Roof |  | Pre-Defined Construction | Vented Crawlspace - R19 Cavity Insulation | [6 empty] | 0.388 | 0.4 | No | 0.2 | 0.2 | 0.2 | 0.2 | 7 | Single Speed ASHP (7.5 HSPF2 14.3 SEER2) | Autosize |  |  |  |  | Electric |  |  | 35 | -30 |  |  | 0.075 | 4 | 0.075 | 4 | Heat_EZ_Sch_1 | Cool_EZ_Sch_1 | Electric Storage_50-gallon | DHW_EZ_Sch_1 | 1 | 0.75 | 0 | Gas | Gas | Yes | Yes | Yes | 0 | Misc_Elec_EZ_Sch_1 | 0
1 Occupant_USA_ME_Portland_Electric Storage_50-gallon | 4 | USA_ME_Portland.Intl.Jetport.726060_TMYx.2004-2018 | 0 | 1900 | 1 | 9 | 1.2 | 4-12 (Low-Moderate Slope) | Pre-Defined Construction | Wood-Framed - 2x6 - 24 in OC - R-19 Cavity |  | Pre-Defined Construction | Attic w R49 Cavity and Shingle Roof |  | Pre-Defined Construction | Vented Crawlspace - R19 Cavity Insulation | [6 empty] | 0.388 | 0.4 | No | 0.2 | 0.2 | 0.2 | 0.2 | 7 | Single Speed ASHP (7.5 HSPF2 14.3 SEER2) | Autosize |  |  |  |  | Electric |  |  | 35 | -30 |  |  | 0.075 | 4 | 0.075 | 4 | Heat_EZ_Sch_1 | Cool_EZ_Sch_1 | Electric Storage_50-gallon | DHW_EZ_Sch_1 | 1 | 0.75 | 0 | Gas | Gas | Yes | Yes | Yes | 0 | Misc_Elec_EZ_Sch_1 | 0
1 Occupant_USA_ME_Presque._Electric Storage_50-gallon | 4 | USA_ME_Presque.Isle.Intl.AP.727130_TMYx.2004-2018 | 0 | 1900 | 1 | 9 | 1.2 | 4-12 (Low-Moderate Slope) | Pre-Defined Construction | Wood-Framed - 2x6 - 24 in OC - R-19 Cavity |  | Pre-Defined Construction | Attic w R49 Cavity and Shingle Roof |  | Pre-Defined Construction | Vented Crawlspace - R19 Cavity Insulation | [6 empty] | 0.388 | 0.4 | No | 0.2 | 0.2 | 0.2 | 0.2 | 7 | Single Speed ASHP (7.5 HSPF2 14.3 SEER2) | Autosize |  |  |  |  | Electric |  |  | 35 | -30 |  |  | 0.075 | 4 | 0.075 | 4 | Heat_EZ_Sch_1 | Cool_EZ_Sch_1 | Electric Storage_50-gallon | DHW_EZ_Sch_1 | 1 | 0.75 | 0 | Gas | Gas | Yes | Yes | Yes | 0 | Misc_Elec_EZ_Sch_1 | 0
1 Occupant_USA_MI_Detroit-_Electric Storage_50-gallon | 4 | USA_MI_Detroit-Young.Intl.AP.725375_TMYx.2004-2018 | 0 | 1900 | 1 | 9 | 1.2 | 4-12 (Low-Moderate Slope) | Pre-Defined Construction | Wood-Framed - 2x6 - 24 in OC - R-19 Cavity |  | Pre-Defined Construction | Attic w R49 Cavity and Shingle Roof |  | Pre-Defined Construction | Vented Crawlspace - R19 Cavity Insulation | [6 empty] | 0.388 | 0.4 | No | 0.2 | 0.2 | 0.2 | 0.2 | 7 | Single Speed ASHP (7.5 HSPF2 14.3 SEER2) | Autosize |  |  |  |  | Electric |  |  | 35 | -30 |  |  | 0.075 | 4 | 0.075 | 4 | Heat_EZ_Sch_1 | Cool_EZ_Sch_1 | Electric Storage_50-gallon | DHW_EZ_Sch_1 | 1 | 0.75 | 0 | Gas | Gas | Yes | Yes | Yes | 0 | Misc_Elec_EZ_Sch_1 | 0
1 Occupant_USA_MI_Houghton_Electric Storage_50-gallon | 4 | USA_MI_Houghton.Lake-Roscommon.County.AP.726380_TMYx.2004-2018 | 0 | 1900 | 1 | 9 | 1.2 | 4-12 (Low-Moderate Slope) | Pre-Defined Construction | Wood-Framed - 2x6 - 24 in OC - R-19 Cavity |  | Pre-Defined Construction | Attic w R49 Cavity and Shingle Roof |  | Pre-Defined Construction | Vented Crawlspace - R19 Cavity Insulation | [6 empty] | 0.388 | 0.4 | No | 0.2 | 0.2 | 0.2 | 0.2 | 7 | Single Speed ASHP (7.5 HSPF2 14.3 SEER2) | Autosize |  |  |  |  | Electric |  |  | 35 | -30 |  |  | 0.075 | 4 | 0.075 | 4 | Heat_EZ_Sch_1 | Cool_EZ_Sch_1 | Electric Storage_50-gallon | DHW_EZ_Sch_1 | 1 | 0.75 | 0 | Gas | Gas | Yes | Yes | Yes | 0 | Misc_Elec_EZ_Sch_1 | 0
1 Occupant_USA_MI_Traverse_Electric Storage_50-gallon | 4 | USA_MI_Traverse.City-Cherry.Capital.AP.726387_TMYx.2004-2018 | 0 | 1900 | 1 | 9 | 1.2 | 4-12 (Low-Moderate Slope) | Pre-Defined Construction | Wood-Framed - 2x6 - 24 in OC - R-19 Cavity |  | Pre-Defined Construction | Attic w R49 Cavity and Shingle Roof |  | Pre-Defined Construction | Vented Crawlspace - R19 Cavity Insulation | [6 empty] | 0.388 | 0.4 | No | 0.2 | 0.2 | 0.2 | 0.2 | 7 | Single Speed ASHP (7.5 HSPF2 14.3 SEER2) | Autosize |  |  |  |  | Electric |  |  | 35 | -30 |  |  | 0.075 | 4 | 0.075 | 4 | Heat_EZ_Sch_1 | Cool_EZ_Sch_1 | Electric Storage_50-gallon | DHW_EZ_Sch_1 | 1 | 0.75 | 0 | Gas | Gas | Yes | Yes | Yes | 0 | Misc_Elec_EZ_Sch_1 | 0
1 Occupant_USA_MN_Duluth.I_Electric Storage_50-gallon | 4 | USA_MN_Duluth.Intl.AP-Duluth.ANGB.727450_TMYx.2004-2018 | 0 | 1900 | 1 | 9 | 1.2 | 4-12 (Low-Moderate Slope) | Pre-Defined Construction | Wood-Framed - 2x6 - 24 in OC - R-19 Cavity |  | Pre-Defined Construction | Attic w R49 Cavity and Shingle Roof |  | Pre-Defined Construction | Vented Crawlspace - R19 Cavity Insulation | [6 empty] | 0.388 | 0.4 | No | 0.2 | 0.2 | 0.2 | 0.2 | 7 | Single Speed ASHP (7.5 HSPF2 14.3 SEER2) | Autosize |  |  |  |  | Electric |  |  | 35 | -30 |  |  | 0.075 | 4 | 0.075 | 4 | Heat_EZ_Sch_1 | Cool_EZ_Sch_1 | Electric Storage_50-gallon | DHW_EZ_Sch_1 | 1 | 0.75 | 0 | Gas | Gas | Yes | Yes | Yes | 0 | Misc_Elec_EZ_Sch_1 | 0
1 Occupant_USA_MN_Minneapo_Electric Storage_50-gallon | 4 | USA_MN_Minneapolis-St.Paul.Intl.AP.726580_TMYx.2004-2018 | 0 | 1900 | 1 | 9 | 1.2 | 4-12 (Low-Moderate Slope) | Pre-Defined Construction | Wood-Framed - 2x6 - 24 in OC - R-19 Cavity |  | Pre-Defined Construction | Attic w R49 Cavity and Shingle Roof |  | Pre-Defined Construction | Vented Crawlspace - R19 Cavity Insulation | [6 empty] | 0.388 | 0.4 | No | 0.2 | 0.2 | 0.2 | 0.2 | 7 | Single Speed ASHP (7.5 HSPF2 14.3 SEER2) | Autosize |  |  |  |  | Electric |  |  | 35 | -30 |  |  | 0.075 | 4 | 0.075 | 4 | Heat_EZ_Sch_1 | Cool_EZ_Sch_1 | Electric Storage_50-gallon | DHW_EZ_Sch_1 | 1 | 0.75 | 0 | Gas | Gas | Yes | Yes | Yes | 0 | Misc_Elec_EZ_Sch_1 | 0
1 Occupant_USA_MO_Kansas.C_Electric Storage_50-gallon | 4 | USA_MO_Kansas.City-Wheeler.Downtown.AP.724463_TMYx.2004-2018 | 0 | 1900 | 1 | 9 | 1.2 | 4-12 (Low-Moderate Slope) | Pre-Defined Construction | Wood-Framed - 2x6 - 24 in OC - R-19 Cavity |  | Pre-Defined Construction | Attic w R49 Cavity and Shingle Roof |  | Pre-Defined Construction | Vented Crawlspace - R19 Cavity Insulation | [6 empty] | 0.388 | 0.4 | No | 0.2 | 0.2 | 0.2 | 0.2 | 7 | Single Speed ASHP (7.5 HSPF2 14.3 SEER2) | Autosize |  |  |  |  | Electric |  |  | 35 | -30 |  |  | 0.075 | 4 | 0.075 | 4 | Heat_EZ_Sch_1 | Cool_EZ_Sch_1 | Electric Storage_50-gallon | DHW_EZ_Sch_1 | 1 | 0.75 | 0 | Gas | Gas | Yes | Yes | Yes | 0 | Misc_Elec_EZ_Sch_1 | 0
1 Occupant_USA_MO_St.Josep_Electric Storage_50-gallon | 4 | USA_MO_St.Joseph-Rosecrans.Meml.AP.724490_TMYx.2004-2018 | 0 | 1900 | 1 | 9 | 1.2 | 4-12 (Low-Moderate Slope) | Pre-Defined Construction | Wood-Framed - 2x6 - 24 in OC - R-19 Cavity |  | Pre-Defined Construction | Attic w R49 Cavity and Shingle Roof |  | Pre-Defined Construction | Vented Crawlspace - R19 Cavity Insulation | [6 empty] | 0.388 | 0.4 | No | 0.2 | 0.2 | 0.2 | 0.2 | 7 | Single Speed ASHP (7.5 HSPF2 14.3 SEER2) | Autosize |  |  |  |  | Electric |  |  | 35 | -30 |  |  | 0.075 | 4 | 0.075 | 4 | Heat_EZ_Sch_1 | Cool_EZ_Sch_1 | Electric Storage_50-gallon | DHW_EZ_Sch_1 | 1 | 0.75 | 0 | Gas | Gas | Yes | Yes | Yes | 0 | Misc_Elec_EZ_Sch_1 | 0
1 Occupant_USA_MS_Gulfport_Electric Storage_50-gallon | 4 | USA_MS_Gulfport-Biloxi.Intl.AP.747570_TMYx.2004-2018 | 0 | 1900 | 1 | 9 | 1.2 | 4-12 (Low-Moderate Slope) | Pre-Defined Construction | Wood-Framed - 2x6 - 24 in OC - R-19 Cavity |  | Pre-Defined Construction | Attic w R49 Cavity and Shingle Roof |  | Pre-Defined Construction | Vented Crawlspace - R19 Cavity Insulation | [6 empty] | 0.388 | 0.4 | No | 0.2 | 0.2 | 0.2 | 0.2 | 7 | Single Speed ASHP (7.5 HSPF2 14.3 SEER2) | Autosize |  |  |  |  | Electric |  |  | 35 | -30 |  |  | 0.075 | 4 | 0.075 | 4 | Heat_EZ_Sch_1 | Cool_EZ_Sch_1 | Electric Storage_50-gallon | DHW_EZ_Sch_1 | 1 | 0.75 | 0 | Gas | Gas | Yes | Yes | Yes | 0 | Misc_Elec_EZ_Sch_1 | 0
1 Occupant_USA_MS_Jackson-_Electric Storage_50-gallon | 4 | USA_MS_Jackson-Evers.Intl.AP.722350_TMYx.2004-2018 | 0 | 1900 | 1 | 9 | 1.2 | 4-12 (Low-Moderate Slope) | Pre-Defined Construction | Wood-Framed - 2x6 - 24 in OC - R-19 Cavity |  | Pre-Defined Construction | Attic w R49 Cavity and Shingle Roof |  | Pre-Defined Construction | Vented Crawlspace - R19 Cavity Insulation | [6 empty] | 0.388 | 0.4 | No | 0.2 | 0.2 | 0.2 | 0.2 | 7 | Single Speed ASHP (7.5 HSPF2 14.3 SEER2) | Autosize |  |  |  |  | Electric |  |  | 35 | -30 |  |  | 0.075 | 4 | 0.075 | 4 | Heat_EZ_Sch_1 | Cool_EZ_Sch_1 | Electric Storage_50-gallon | DHW_EZ_Sch_1 | 1 | 0.75 | 0 | Gas | Gas | Yes | Yes | Yes | 0 | Misc_Elec_EZ_Sch_1 | 0
1 Occupant_USA_MT_Billings_Electric Storage_50-gallon | 4 | USA_MT_Billings.Logan.Intl.AP.726770_TMYx.2004-2018 | 0 | 1900 | 1 | 9 | 1.2 | 4-12 (Low-Moderate Slope) | Pre-Defined Construction | Wood-Framed - 2x6 - 24 in OC - R-19 Cavity |  | Pre-Defined Construction | Attic w R49 Cavity and Shingle Roof |  | Pre-Defined Construction | Vented Crawlspace - R19 Cavity Insulation | [6 empty] | 0.388 | 0.4 | No | 0.2 | 0.2 | 0.2 | 0.2 | 7 | Single Speed ASHP (7.5 HSPF2 14.3 SEER2) | Autosize |  |  |  |  | Electric |  |  | 35 | -30 |  |  | 0.075 | 4 | 0.075 | 4 | Heat_EZ_Sch_1 | Cool_EZ_Sch_1 | Electric Storage_50-gallon | DHW_EZ_Sch_1 | 1 | 0.75 | 0 | Gas | Gas | Yes | Yes | Yes | 0 | Misc_Elec_EZ_Sch_1 | 0
1 Occupant_USA_NC_Charlott_Electric Storage_50-gallon | 4 | USA_NC_Charlotte.Douglas.Intl.AP.723140_TMYx.2004-2018 | 0 | 1900 | 1 | 9 | 1.2 | 4-12 (Low-Moderate Slope) | Pre-Defined Construction | Wood-Framed - 2x6 - 24 in OC - R-19 Cavity |  | Pre-Defined Construction | Attic w R49 Cavity and Shingle Roof |  | Pre-Defined Construction | Vented Crawlspace - R19 Cavity Insulation | [6 empty] | 0.388 | 0.4 | No | 0.2 | 0.2 | 0.2 | 0.2 | 7 | Single Speed ASHP (7.5 HSPF2 14.3 SEER2) | Autosize |  |  |  |  | Electric |  |  | 35 | -30 |  |  | 0.075 | 4 | 0.075 | 4 | Heat_EZ_Sch_1 | Cool_EZ_Sch_1 | Electric Storage_50-gallon | DHW_EZ_Sch_1 | 1 | 0.75 | 0 | Gas | Gas | Yes | Yes | Yes | 0 | Misc_Elec_EZ_Sch_1 | 0
1 Occupant_USA_NC_Raleigh-_Electric Storage_50-gallon | 4 | USA_NC_Raleigh-Durham.Intl.AP.723060_TMYx.2004-2018 | 0 | 1900 | 1 | 9 | 1.2 | 4-12 (Low-Moderate Slope) | Pre-Defined Construction | Wood-Framed - 2x6 - 24 in OC - R-19 Cavity |  | Pre-Defined Construction | Attic w R49 Cavity and Shingle Roof |  | Pre-Defined Construction | Vented Crawlspace - R19 Cavity Insulation | [6 empty] | 0.388 | 0.4 | No | 0.2 | 0.2 | 0.2 | 0.2 | 7 | Single Speed ASHP (7.5 HSPF2 14.3 SEER2) | Autosize |  |  |  |  | Electric |  |  | 35 | -30 |  |  | 0.075 | 4 | 0.075 | 4 | Heat_EZ_Sch_1 | Cool_EZ_Sch_1 | Electric Storage_50-gallon | DHW_EZ_Sch_1 | 1 | 0.75 | 0 | Gas | Gas | Yes | Yes | Yes | 0 | Misc_Elec_EZ_Sch_1 | 0
1 Occupant_USA_ND_Bismarck_Electric Storage_50-gallon | 4 | USA_ND_Bismarck.Muni.AP.727640_TMYx.2004-2018 | 0 | 1900 | 1 | 9 | 1.2 | 4-12 (Low-Moderate Slope) | Pre-Defined Construction | Wood-Framed - 2x6 - 24 in OC - R-19 Cavity |  | Pre-Defined Construction | Attic w R49 Cavity and Shingle Roof |  | Pre-Defined Construction | Vented Crawlspace - R19 Cavity Insulation | [6 empty] | 0.388 | 0.4 | No | 0.2 | 0.2 | 0.2 | 0.2 | 7 | Single Speed ASHP (7.5 HSPF2 14.3 SEER2) | Autosize |  |  |  |  | Electric |  |  | 35 | -30 |  |  | 0.075 | 4 | 0.075 | 4 | Heat_EZ_Sch_1 | Cool_EZ_Sch_1 | Electric Storage_50-gallon | DHW_EZ_Sch_1 | 1 | 0.75 | 0 | Gas | Gas | Yes | Yes | Yes | 0 | Misc_Elec_EZ_Sch_1 | 0
1 Occupant_USA_ND_Fargo-He_Electric Storage_50-gallon | 4 | USA_ND_Fargo-Hector.Intl.AP.727530_TMYx.2004-2018 | 0 | 1900 | 1 | 9 | 1.2 | 4-12 (Low-Moderate Slope) | Pre-Defined Construction | Wood-Framed - 2x6 - 24 in OC - R-19 Cavity |  | Pre-Defined Construction | Attic w R49 Cavity and Shingle Roof |  | Pre-Defined Construction | Vented Crawlspace - R19 Cavity Insulation | [6 empty] | 0.388 | 0.4 | No | 0.2 | 0.2 | 0.2 | 0.2 | 7 | Single Speed ASHP (7.5 HSPF2 14.3 SEER2) | Autosize |  |  |  |  | Electric |  |  | 35 | -30 |  |  | 0.075 | 4 | 0.075 | 4 | Heat_EZ_Sch_1 | Cool_EZ_Sch_1 | Electric Storage_50-gallon | DHW_EZ_Sch_1 | 1 | 0.75 | 0 | Gas | Gas | Yes | Yes | Yes | 0 | Misc_Elec_EZ_Sch_1 | 0
1 Occupant_USA_NE_Omaha-Mi_Electric Storage_50-gallon | 4 | USA_NE_Omaha-Millard.AP.720308_TMYx.2004-2018 | 0 | 1900 | 1 | 9 | 1.2 | 4-12 (Low-Moderate Slope) | Pre-Defined Construction | Wood-Framed - 2x6 - 24 in OC - R-19 Cavity |  | Pre-Defined Construction | Attic w R49 Cavity and Shingle Roof |  | Pre-Defined Construction | Vented Crawlspace - R19 Cavity Insulation | [6 empty] | 0.388 | 0.4 | No | 0.2 | 0.2 | 0.2 | 0.2 | 7 | Single Speed ASHP (7.5 HSPF2 14.3 SEER2) | Autosize |  |  |  |  | Electric |  |  | 35 | -30 |  |  | 0.075 | 4 | 0.075 | 4 | Heat_EZ_Sch_1 | Cool_EZ_Sch_1 | Electric Storage_50-gallon | DHW_EZ_Sch_1 | 1 | 0.75 | 0 | Gas | Gas | Yes | Yes | Yes | 0 | Misc_Elec_EZ_Sch_1 | 0
1 Occupant_USA_NH_Concord._Electric Storage_50-gallon | 4 | USA_NH_Concord.Muni.AP.726050_TMYx.2004-2018 | 0 | 1900 | 1 | 9 | 1.2 | 4-12 (Low-Moderate Slope) | Pre-Defined Construction | Wood-Framed - 2x6 - 24 in OC - R-19 Cavity |  | Pre-Defined Construction | Attic w R49 Cavity and Shingle Roof |  | Pre-Defined Construction | Vented Crawlspace - R19 Cavity Insulation | [6 empty] | 0.388 | 0.4 | No | 0.2 | 0.2 | 0.2 | 0.2 | 7 | Single Speed ASHP (7.5 HSPF2 14.3 SEER2) | Autosize |  |  |  |  | Electric |  |  | 35 | -30 |  |  | 0.075 | 4 | 0.075 | 4 | Heat_EZ_Sch_1 | Cool_EZ_Sch_1 | Electric Storage_50-gallon | DHW_EZ_Sch_1 | 1 | 0.75 | 0 | Gas | Gas | Yes | Yes | Yes | 0 | Misc_Elec_EZ_Sch_1 | 0
1 Occupant_USA_NH_Manchest_Electric Storage_50-gallon | 4 | USA_NH_Manchester-Boston.Rgnl.AP.743945_TMYx.2004-2018 | 0 | 1900 | 1 | 9 | 1.2 | 4-12 (Low-Moderate Slope) | Pre-Defined Construction | Wood-Framed - 2x6 - 24 in OC - R-19 Cavity |  | Pre-Defined Construction | Attic w R49 Cavity and Shingle Roof |  | Pre-Defined Construction | Vented Crawlspace - R19 Cavity Insulation | [6 empty] | 0.388 | 0.4 | No | 0.2 | 0.2 | 0.2 | 0.2 | 7 | Single Speed ASHP (7.5 HSPF2 14.3 SEER2) | Autosize |  |  |  |  | Electric |  |  | 35 | -30 |  |  | 0.075 | 4 | 0.075 | 4 | Heat_EZ_Sch_1 | Cool_EZ_Sch_1 | Electric Storage_50-gallon | DHW_EZ_Sch_1 | 1 | 0.75 | 0 | Gas | Gas | Yes | Yes | Yes | 0 | Misc_Elec_EZ_Sch_1 | 0
1 Occupant_USA_NJ_Newark.L_Electric Storage_50-gallon | 4 | USA_NJ_Newark.Liberty.Intl.AP.725020_TMYx.2004-2018 | 0 | 1900 | 1 | 9 | 1.2 | 4-12 (Low-Moderate Slope) | Pre-Defined Construction | Wood-Framed - 2x6 - 24 in OC - R-19 Cavity |  | Pre-Defined Construction | Attic w R49 Cavity and Shingle Roof |  | Pre-Defined Construction | Vented Crawlspace - R19 Cavity Insulation | [6 empty] | 0.388 | 0.4 | No | 0.2 | 0.2 | 0.2 | 0.2 | 7 | Single Speed ASHP (7.5 HSPF2 14.3 SEER2) | Autosize |  |  |  |  | Electric |  |  | 35 | -30 |  |  | 0.075 | 4 | 0.075 | 4 | Heat_EZ_Sch_1 | Cool_EZ_Sch_1 | Electric Storage_50-gallon | DHW_EZ_Sch_1 | 1 | 0.75 | 0 | Gas | Gas | Yes | Yes | Yes | 0 | Misc_Elec_EZ_Sch_1 | 0
1 Occupant_USA_NJ_Trenton-_Electric Storage_50-gallon | 4 | USA_NJ_Trenton-Mercer.AP.724095_TMYx.2004-2018 | 0 | 1900 | 1 | 9 | 1.2 | 4-12 (Low-Moderate Slope) | Pre-Defined Construction | Wood-Framed - 2x6 - 24 in OC - R-19 Cavity |  | Pre-Defined Construction | Attic w R49 Cavity and Shingle Roof |  | Pre-Defined Construction | Vented Crawlspace - R19 Cavity Insulation | [6 empty] | 0.388 | 0.4 | No | 0.2 | 0.2 | 0.2 | 0.2 | 7 | Single Speed ASHP (7.5 HSPF2 14.3 SEER2) | Autosize |  |  |  |  | Electric |  |  | 35 | -30 |  |  | 0.075 | 4 | 0.075 | 4 | Heat_EZ_Sch_1 | Cool_EZ_Sch_1 | Electric Storage_50-gallon | DHW_EZ_Sch_1 | 1 | 0.75 | 0 | Gas | Gas | Yes | Yes | Yes | 0 | Misc_Elec_EZ_Sch_1 | 0
1 Occupant_USA_NM_Albuquer_Electric Storage_50-gallon | 4 | USA_NM_Albuquerque.Intl.Sunport.723650_TMYx.2004-2018 | 0 | 1900 | 1 | 9 | 1.2 | 4-12 (Low-Moderate Slope) | Pre-Defined Construction | Wood-Framed - 2x6 - 24 in OC - R-19 Cavity |  | Pre-Defined Construction | Attic w R49 Cavity and Shingle Roof |  | Pre-Defined Construction | Vented Crawlspace - R19 Cavity Insulation | [6 empty] | 0.388 | 0.4 | No | 0.2 | 0.2 | 0.2 | 0.2 | 7 | Single Speed ASHP (7.5 HSPF2 14.3 SEER2) | Autosize |  |  |  |  | Electric |  |  | 35 | -30 |  |  | 0.075 | 4 | 0.075 | 4 | Heat_EZ_Sch_1 | Cool_EZ_Sch_1 | Electric Storage_50-gallon | DHW_EZ_Sch_1 | 1 | 0.75 | 0 | Gas | Gas | Yes | Yes | Yes | 0 | Misc_Elec_EZ_Sch_1 | 0
1 Occupant_USA_NM_Las.Cruc_Electric Storage_50-gallon | 4 | USA_NM_Las.Cruces.Intl.AP.722695_TMYx.2004-2018 | 0 | 1900 | 1 | 9 | 1.2 | 4-12 (Low-Moderate Slope) | Pre-Defined Construction | Wood-Framed - 2x6 - 24 in OC - R-19 Cavity |  | Pre-Defined Construction | Attic w R49 Cavity and Shingle Roof |  | Pre-Defined Construction | Vented Crawlspace - R19 Cavity Insulation | [6 empty] | 0.388 | 0.4 | No | 0.2 | 0.2 | 0.2 | 0.2 | 7 | Single Speed ASHP (7.5 HSPF2 14.3 SEER2) | Autosize |  |  |  |  | Electric |  |  | 35 | -30 |  |  | 0.075 | 4 | 0.075 | 4 | Heat_EZ_Sch_1 | Cool_EZ_Sch_1 | Electric Storage_50-gallon | DHW_EZ_Sch_1 | 1 | 0.75 | 0 | Gas | Gas | Yes | Yes | Yes | 0 | Misc_Elec_EZ_Sch_1 | 0
1 Occupant_USA_NM_Santa.Fe_Electric Storage_50-gallon | 4 | USA_NM_Santa.Fe.Muni.AP.723656_TMYx.2004-2018 | 0 | 1900 | 1 | 9 | 1.2 | 4-12 (Low-Moderate Slope) | Pre-Defined Construction | Wood-Framed - 2x6 - 24 in OC - R-19 Cavity |  | Pre-Defined Construction | Attic w R49 Cavity and Shingle Roof |  | Pre-Defined Construction | Vented Crawlspace - R19 Cavity Insulation | [6 empty] | 0.388 | 0.4 | No | 0.2 | 0.2 | 0.2 | 0.2 | 7 | Single Speed ASHP (7.5 HSPF2 14.3 SEER2) | Autosize |  |  |  |  | Electric |  |  | 35 | -30 |  |  | 0.075 | 4 | 0.075 | 4 | Heat_EZ_Sch_1 | Cool_EZ_Sch_1 | Electric Storage_50-gallon | DHW_EZ_Sch_1 | 1 | 0.75 | 0 | Gas | Gas | Yes | Yes | Yes | 0 | Misc_Elec_EZ_Sch_1 | 0
1 Occupant_USA_NV_Las.Vega_Electric Storage_50-gallon | 4 | USA_NV_Las.Vegas-McCarran.Intl.AP.723860_TMYx.2004-2018 | 0 | 1900 | 1 | 9 | 1.2 | 4-12 (Low-Moderate Slope) | Pre-Defined Construction | Wood-Framed - 2x6 - 24 in OC - R-19 Cavity |  | Pre-Defined Construction | Attic w R49 Cavity and Shingle Roof |  | Pre-Defined Construction | Vented Crawlspace - R19 Cavity Insulation | [6 empty] | 0.388 | 0.4 | No | 0.2 | 0.2 | 0.2 | 0.2 | 7 | Single Speed ASHP (7.5 HSPF2 14.3 SEER2) | Autosize |  |  |  |  | Electric |  |  | 35 | -30 |  |  | 0.075 | 4 | 0.075 | 4 | Heat_EZ_Sch_1 | Cool_EZ_Sch_1 | Electric Storage_50-gallon | DHW_EZ_Sch_1 | 1 | 0.75 | 0 | Gas | Gas | Yes | Yes | Yes | 0 | Misc_Elec_EZ_Sch_1 | 0
1 Occupant_USA_NV_Reno-Tah_Electric Storage_50-gallon | 4 | USA_NV_Reno-Tahoe.Intl.AP.724880_TMYx.2004-2018 | 0 | 1900 | 1 | 9 | 1.2 | 4-12 (Low-Moderate Slope) | Pre-Defined Construction | Wood-Framed - 2x6 - 24 in OC - R-19 Cavity |  | Pre-Defined Construction | Attic w R49 Cavity and Shingle Roof |  | Pre-Defined Construction | Vented Crawlspace - R19 Cavity Insulation | [6 empty] | 0.388 | 0.4 | No | 0.2 | 0.2 | 0.2 | 0.2 | 7 | Single Speed ASHP (7.5 HSPF2 14.3 SEER2) | Autosize |  |  |  |  | Electric |  |  | 35 | -30 |  |  | 0.075 | 4 | 0.075 | 4 | Heat_EZ_Sch_1 | Cool_EZ_Sch_1 | Electric Storage_50-gallon | DHW_EZ_Sch_1 | 1 | 0.75 | 0 | Gas | Gas | Yes | Yes | Yes | 0 | Misc_Elec_EZ_Sch_1 | 0
1 Occupant_USA_NY_Buffalo._Electric Storage_50-gallon | 4 | USA_NY_Buffalo.Niagara.Intl.AP.725280_TMYx.2004-2018 | 0 | 1900 | 1 | 9 | 1.2 | 4-12 (Low-Moderate Slope) | Pre-Defined Construction | Wood-Framed - 2x6 - 24 in OC - R-19 Cavity |  | Pre-Defined Construction | Attic w R49 Cavity and Shingle Roof |  | Pre-Defined Construction | Vented Crawlspace - R19 Cavity Insulation | [6 empty] | 0.388 | 0.4 | No | 0.2 | 0.2 | 0.2 | 0.2 | 7 | Single Speed ASHP (7.5 HSPF2 14.3 SEER2) | Autosize |  |  |  |  | Electric |  |  | 35 | -30 |  |  | 0.075 | 4 | 0.075 | 4 | Heat_EZ_Sch_1 | Cool_EZ_Sch_1 | Electric Storage_50-gallon | DHW_EZ_Sch_1 | 1 | 0.75 | 0 | Gas | Gas | Yes | Yes | Yes | 0 | Misc_Elec_EZ_Sch_1 | 0
1 Occupant_USA_NY_New.York_Electric Storage_50-gallon | 4 | USA_NY_New.York-Kennedy.Intl.AP.744860_TMYx.2004-2018 | 0 | 1900 | 1 | 9 | 1.2 | 4-12 (Low-Moderate Slope) | Pre-Defined Construction | Wood-Framed - 2x6 - 24 in OC - R-19 Cavity |  | Pre-Defined Construction | Attic w R49 Cavity and Shingle Roof |  | Pre-Defined Construction | Vented Crawlspace - R19 Cavity Insulation | [6 empty] | 0.388 | 0.4 | No | 0.2 | 0.2 | 0.2 | 0.2 | 7 | Single Speed ASHP (7.5 HSPF2 14.3 SEER2) | Autosize |  |  |  |  | Electric |  |  | 35 | -30 |  |  | 0.075 | 4 | 0.075 | 4 | Heat_EZ_Sch_1 | Cool_EZ_Sch_1 | Electric Storage_50-gallon | DHW_EZ_Sch_1 | 1 | 0.75 | 0 | Gas | Gas | Yes | Yes | Yes | 0 | Misc_Elec_EZ_Sch_1 | 0
1 Occupant_USA_NY_Syracuse_Electric Storage_50-gallon | 4 | USA_NY_Syracuse.Hancock.Intl.AP.725190_TMYx.2004-2018 | 0 | 1900 | 1 | 9 | 1.2 | 4-12 (Low-Moderate Slope) | Pre-Defined Construction | Wood-Framed - 2x6 - 24 in OC - R-19 Cavity |  | Pre-Defined Construction | Attic w R49 Cavity and Shingle Roof |  | Pre-Defined Construction | Vented Crawlspace - R19 Cavity Insulation | [6 empty] | 0.388 | 0.4 | No | 0.2 | 0.2 | 0.2 | 0.2 | 7 | Single Speed ASHP (7.5 HSPF2 14.3 SEER2) | Autosize |  |  |  |  | Electric |  |  | 35 | -30 |  |  | 0.075 | 4 | 0.075 | 4 | Heat_EZ_Sch_1 | Cool_EZ_Sch_1 | Electric Storage_50-gallon | DHW_EZ_Sch_1 | 1 | 0.75 | 0 | Gas | Gas | Yes | Yes | Yes | 0 | Misc_Elec_EZ_Sch_1 | 0
1 Occupant_USA_OH_Cincinna_Electric Storage_50-gallon | 4 | USA_OH_Cincinnati.Muni.AP-Lunken.Field.724297_TMYx.2004-2018 | 0 | 1900 | 1 | 9 | 1.2 | 4-12 (Low-Moderate Slope) | Pre-Defined Construction | Wood-Framed - 2x6 - 24 in OC - R-19 Cavity |  | Pre-Defined Construction | Attic w R49 Cavity and Shingle Roof |  | Pre-Defined Construction | Vented Crawlspace - R19 Cavity Insulation | [6 empty] | 0.388 | 0.4 | No | 0.2 | 0.2 | 0.2 | 0.2 | 7 | Single Speed ASHP (7.5 HSPF2 14.3 SEER2) | Autosize |  |  |  |  | Electric |  |  | 35 | -30 |  |  | 0.075 | 4 | 0.075 | 4 | Heat_EZ_Sch_1 | Cool_EZ_Sch_1 | Electric Storage_50-gallon | DHW_EZ_Sch_1 | 1 | 0.75 | 0 | Gas | Gas | Yes | Yes | Yes | 0 | Misc_Elec_EZ_Sch_1 | 0
1 Occupant_USA_OH_Columbus_Electric Storage_50-gallon | 4 | USA_OH_Columbus-Glenn.Columbus.Intl.AP.724280_TMYx.2004-2018 | 0 | 1900 | 1 | 9 | 1.2 | 4-12 (Low-Moderate Slope) | Pre-Defined Construction | Wood-Framed - 2x6 - 24 in OC - R-19 Cavity |  | Pre-Defined Construction | Attic w R49 Cavity and Shingle Roof |  | Pre-Defined Construction | Vented Crawlspace - R19 Cavity Insulation | [6 empty] | 0.388 | 0.4 | No | 0.2 | 0.2 | 0.2 | 0.2 | 7 | Single Speed ASHP (7.5 HSPF2 14.3 SEER2) | Autosize |  |  |  |  | Electric |  |  | 35 | -30 |  |  | 0.075 | 4 | 0.075 | 4 | Heat_EZ_Sch_1 | Cool_EZ_Sch_1 | Electric Storage_50-gallon | DHW_EZ_Sch_1 | 1 | 0.75 | 0 | Gas | Gas | Yes | Yes | Yes | 0 | Misc_Elec_EZ_Sch_1 | 0
1 Occupant_USA_OK_Oklahoma_Electric Storage_50-gallon | 4 | USA_OK_Oklahoma.City-Post.AP.723544_TMYx.2004-2018 | 0 | 1900 | 1 | 9 | 1.2 | 4-12 (Low-Moderate Slope) | Pre-Defined Construction | Wood-Framed - 2x6 - 24 in OC - R-19 Cavity |  | Pre-Defined Construction | Attic w R49 Cavity and Shingle Roof |  | Pre-Defined Construction | Vented Crawlspace - R19 Cavity Insulation | [6 empty] | 0.388 | 0.4 | No | 0.2 | 0.2 | 0.2 | 0.2 | 7 | Single Speed ASHP (7.5 HSPF2 14.3 SEER2) | Autosize |  |  |  |  | Electric |  |  | 35 | -30 |  |  | 0.075 | 4 | 0.075 | 4 | Heat_EZ_Sch_1 | Cool_EZ_Sch_1 | Electric Storage_50-gallon | DHW_EZ_Sch_1 | 1 | 0.75 | 0 | Gas | Gas | Yes | Yes | Yes | 0 | Misc_Elec_EZ_Sch_1 | 0
1 Occupant_USA_OR_Portland_Electric Storage_50-gallon | 4 | USA_OR_Portland.Intl.AP.726980_TMYx.2004-2018 | 0 | 1900 | 1 | 9 | 1.2 | 4-12 (Low-Moderate Slope) | Pre-Defined Construction | Wood-Framed - 2x6 - 24 in OC - R-19 Cavity |  | Pre-Defined Construction | Attic w R49 Cavity and Shingle Roof |  | Pre-Defined Construction | Vented Crawlspace - R19 Cavity Insulation | [6 empty] | 0.388 | 0.4 | No | 0.2 | 0.2 | 0.2 | 0.2 | 7 | Single Speed ASHP (7.5 HSPF2 14.3 SEER2) | Autosize |  |  |  |  | Electric |  |  | 35 | -30 |  |  | 0.075 | 4 | 0.075 | 4 | Heat_EZ_Sch_1 | Cool_EZ_Sch_1 | Electric Storage_50-gallon | DHW_EZ_Sch_1 | 1 | 0.75 | 0 | Gas | Gas | Yes | Yes | Yes | 0 | Misc_Elec_EZ_Sch_1 | 0
1 Occupant_USA_OR_Redmond._Electric Storage_50-gallon | 4 | USA_OR_Redmond.Muni.AP-Roberts.Field.726920_TMYx.2004-2018 | 0 | 1900 | 1 | 9 | 1.2 | 4-12 (Low-Moderate Slope) | Pre-Defined Construction | Wood-Framed - 2x6 - 24 in OC - R-19 Cavity |  | Pre-Defined Construction | Attic w R49 Cavity and Shingle Roof |  | Pre-Defined Construction | Vented Crawlspace - R19 Cavity Insulation | [6 empty] | 0.388 | 0.4 | No | 0.2 | 0.2 | 0.2 | 0.2 | 7 | Single Speed ASHP (7.5 HSPF2 14.3 SEER2) | Autosize |  |  |  |  | Electric |  |  | 35 | -30 |  |  | 0.075 | 4 | 0.075 | 4 | Heat_EZ_Sch_1 | Cool_EZ_Sch_1 | Electric Storage_50-gallon | DHW_EZ_Sch_1 | 1 | 0.75 | 0 | Gas | Gas | Yes | Yes | Yes | 0 | Misc_Elec_EZ_Sch_1 | 0
1 Occupant_USA_PA_Bradford_Electric Storage_50-gallon | 4 | USA_PA_Bradford.Rgnl.AP.725266_TMYx.2004-2018 | 0 | 1900 | 1 | 9 | 1.2 | 4-12 (Low-Moderate Slope) | Pre-Defined Construction | Wood-Framed - 2x6 - 24 in OC - R-19 Cavity |  | Pre-Defined Construction | Attic w R49 Cavity and Shingle Roof |  | Pre-Defined Construction | Vented Crawlspace - R19 Cavity Insulation | [6 empty] | 0.388 | 0.4 | No | 0.2 | 0.2 | 0.2 | 0.2 | 7 | Single Speed ASHP (7.5 HSPF2 14.3 SEER2) | Autosize |  |  |  |  | Electric |  |  | 35 | -30 |  |  | 0.075 | 4 | 0.075 | 4 | Heat_EZ_Sch_1 | Cool_EZ_Sch_1 | Electric Storage_50-gallon | DHW_EZ_Sch_1 | 1 | 0.75 | 0 | Gas | Gas | Yes | Yes | Yes | 0 | Misc_Elec_EZ_Sch_1 | 0
1 Occupant_USA_PA_Philadel_Electric Storage_50-gallon | 4 | USA_PA_Philadelphia.Intl.AP.724080_TMYx.2004-2018 | 0 | 1900 | 1 | 9 | 1.2 | 4-12 (Low-Moderate Slope) | Pre-Defined Construction | Wood-Framed - 2x6 - 24 in OC - R-19 Cavity |  | Pre-Defined Construction | Attic w R49 Cavity and Shingle Roof |  | Pre-Defined Construction | Vented Crawlspace - R19 Cavity Insulation | [6 empty] | 0.388 | 0.4 | No | 0.2 | 0.2 | 0.2 | 0.2 | 7 | Single Speed ASHP (7.5 HSPF2 14.3 SEER2) | Autosize |  |  |  |  | Electric |  |  | 35 | -30 |  |  | 0.075 | 4 | 0.075 | 4 | Heat_EZ_Sch_1 | Cool_EZ_Sch_1 | Electric Storage_50-gallon | DHW_EZ_Sch_1 | 1 | 0.75 | 0 | Gas | Gas | Yes | Yes | Yes | 0 | Misc_Elec_EZ_Sch_1 | 0
1 Occupant_USA_PA_Pittsbur_Electric Storage_50-gallon | 4 | USA_PA_Pittsburgh.Intl.AP.725200_TMYx.2004-2018 | 0 | 1900 | 1 | 9 | 1.2 | 4-12 (Low-Moderate Slope) | Pre-Defined Construction | Wood-Framed - 2x6 - 24 in OC - R-19 Cavity |  | Pre-Defined Construction | Attic w R49 Cavity and Shingle Roof |  | Pre-Defined Construction | Vented Crawlspace - R19 Cavity Insulation | [6 empty] | 0.388 | 0.4 | No | 0.2 | 0.2 | 0.2 | 0.2 | 7 | Single Speed ASHP (7.5 HSPF2 14.3 SEER2) | Autosize |  |  |  |  | Electric |  |  | 35 | -30 |  |  | 0.075 | 4 | 0.075 | 4 | Heat_EZ_Sch_1 | Cool_EZ_Sch_1 | Electric Storage_50-gallon | DHW_EZ_Sch_1 | 1 | 0.75 | 0 | Gas | Gas | Yes | Yes | Yes | 0 | Misc_Elec_EZ_Sch_1 | 0
1 Occupant_USA_RI_Providen_Electric Storage_50-gallon | 4 | USA_RI_Providence-Green.Intl.State.AP.725070_TMYx.2004-2018 | 0 | 1900 | 1 | 9 | 1.2 | 4-12 (Low-Moderate Slope) | Pre-Defined Construction | Wood-Framed - 2x6 - 24 in OC - R-19 Cavity |  | Pre-Defined Construction | Attic w R49 Cavity and Shingle Roof |  | Pre-Defined Construction | Vented Crawlspace - R19 Cavity Insulation | [6 empty] | 0.388 | 0.4 | No | 0.2 | 0.2 | 0.2 | 0.2 | 7 | Single Speed ASHP (7.5 HSPF2 14.3 SEER2) | Autosize |  |  |  |  | Electric |  |  | 35 | -30 |  |  | 0.075 | 4 | 0.075 | 4 | Heat_EZ_Sch_1 | Cool_EZ_Sch_1 | Electric Storage_50-gallon | DHW_EZ_Sch_1 | 1 | 0.75 | 0 | Gas | Gas | Yes | Yes | Yes | 0 | Misc_Elec_EZ_Sch_1 | 0
1 Occupant_USA_SC_JB.Charl_Electric Storage_50-gallon | 4 | USA_SC_JB.Charleston-Charleston.Intl.AP.722080_TMYx.2004-2018 | 0 | 1900 | 1 | 9 | 1.2 | 4-12 (Low-Moderate Slope) | Pre-Defined Construction | Wood-Framed - 2x6 - 24 in OC - R-19 Cavity |  | Pre-Defined Construction | Attic w R49 Cavity and Shingle Roof |  | Pre-Defined Construction | Vented Crawlspace - R19 Cavity Insulation | [6 empty] | 0.388 | 0.4 | No | 0.2 | 0.2 | 0.2 | 0.2 | 7 | Single Speed ASHP (7.5 HSPF2 14.3 SEER2) | Autosize |  |  |  |  | Electric |  |  | 35 | -30 |  |  | 0.075 | 4 | 0.075 | 4 | Heat_EZ_Sch_1 | Cool_EZ_Sch_1 | Electric Storage_50-gallon | DHW_EZ_Sch_1 | 1 | 0.75 | 0 | Gas | Gas | Yes | Yes | Yes | 0 | Misc_Elec_EZ_Sch_1 | 0
1 Occupant_USA_SC_Columbia_Electric Storage_50-gallon | 4 | USA_SC_Columbia.Metro.AP.723100_TMYx.2004-2018 | 0 | 1900 | 1 | 9 | 1.2 | 4-12 (Low-Moderate Slope) | Pre-Defined Construction | Wood-Framed - 2x6 - 24 in OC - R-19 Cavity |  | Pre-Defined Construction | Attic w R49 Cavity and Shingle Roof |  | Pre-Defined Construction | Vented Crawlspace - R19 Cavity Insulation | [6 empty] | 0.388 | 0.4 | No | 0.2 | 0.2 | 0.2 | 0.2 | 7 | Single Speed ASHP (7.5 HSPF2 14.3 SEER2) | Autosize |  |  |  |  | Electric |  |  | 35 | -30 |  |  | 0.075 | 4 | 0.075 | 4 | Heat_EZ_Sch_1 | Cool_EZ_Sch_1 | Electric Storage_50-gallon | DHW_EZ_Sch_1 | 1 | 0.75 | 0 | Gas | Gas | Yes | Yes | Yes | 0 | Misc_Elec_EZ_Sch_1 | 0
1 Occupant_USA_SD_Yankton-_Electric Storage_50-gallon | 4 | USA_SD_Yankton-Gurney.Muni.AP.726525_TMYx.2004-2018 | 0 | 1900 | 1 | 9 | 1.2 | 4-12 (Low-Moderate Slope) | Pre-Defined Construction | Wood-Framed - 2x6 - 24 in OC - R-19 Cavity |  | Pre-Defined Construction | Attic w R49 Cavity and Shingle Roof |  | Pre-Defined Construction | Vented Crawlspace - R19 Cavity Insulation | [6 empty] | 0.388 | 0.4 | No | 0.2 | 0.2 | 0.2 | 0.2 | 7 | Single Speed ASHP (7.5 HSPF2 14.3 SEER2) | Autosize |  |  |  |  | Electric |  |  | 35 | -30 |  |  | 0.075 | 4 | 0.075 | 4 | Heat_EZ_Sch_1 | Cool_EZ_Sch_1 | Electric Storage_50-gallon | DHW_EZ_Sch_1 | 1 | 0.75 | 0 | Gas | Gas | Yes | Yes | Yes | 0 | Misc_Elec_EZ_Sch_1 | 0
1 Occupant_USA_SD_Sioux.Fa_Electric Storage_50-gallon | 4 | USA_SD_Sioux.Falls.Rgnl.AP-Foss.Field.726510_TMYx.2004-2018 | 0 | 1900 | 1 | 9 | 1.2 | 4-12 (Low-Moderate Slope) | Pre-Defined Construction | Wood-Framed - 2x6 - 24 in OC - R-19 Cavity |  | Pre-Defined Construction | Attic w R49 Cavity and Shingle Roof |  | Pre-Defined Construction | Vented Crawlspace - R19 Cavity Insulation | [6 empty] | 0.388 | 0.4 | No | 0.2 | 0.2 | 0.2 | 0.2 | 7 | Single Speed ASHP (7.5 HSPF2 14.3 SEER2) | Autosize |  |  |  |  | Electric |  |  | 35 | -30 |  |  | 0.075 | 4 | 0.075 | 4 | Heat_EZ_Sch_1 | Cool_EZ_Sch_1 | Electric Storage_50-gallon | DHW_EZ_Sch_1 | 1 | 0.75 | 0 | Gas | Gas | Yes | Yes | Yes | 0 | Misc_Elec_EZ_Sch_1 | 0
1 Occupant_USA_TN_Memphis._Electric Storage_50-gallon | 4 | USA_TN_Memphis.Intl.AP.723340_TMYx.2004-2018 | 0 | 1900 | 1 | 9 | 1.2 | 4-12 (Low-Moderate Slope) | Pre-Defined Construction | Wood-Framed - 2x6 - 24 in OC - R-19 Cavity |  | Pre-Defined Construction | Attic w R49 Cavity and Shingle Roof |  | Pre-Defined Construction | Vented Crawlspace - R19 Cavity Insulation | [6 empty] | 0.388 | 0.4 | No | 0.2 | 0.2 | 0.2 | 0.2 | 7 | Single Speed ASHP (7.5 HSPF2 14.3 SEER2) | Autosize |  |  |  |  | Electric |  |  | 35 | -30 |  |  | 0.075 | 4 | 0.075 | 4 | Heat_EZ_Sch_1 | Cool_EZ_Sch_1 | Electric Storage_50-gallon | DHW_EZ_Sch_1 | 1 | 0.75 | 0 | Gas | Gas | Yes | Yes | Yes | 0 | Misc_Elec_EZ_Sch_1 | 0
1 Occupant_USA_TN_Nashvill_Electric Storage_50-gallon | 4 | USA_TN_Nashville.Intl.AP.723270_TMYx.2004-2018 | 0 | 1900 | 1 | 9 | 1.2 | 4-12 (Low-Moderate Slope) | Pre-Defined Construction | Wood-Framed - 2x6 - 24 in OC - R-19 Cavity |  | Pre-Defined Construction | Attic w R49 Cavity and Shingle Roof |  | Pre-Defined Construction | Vented Crawlspace - R19 Cavity Insulation | [6 empty] | 0.388 | 0.4 | No | 0.2 | 0.2 | 0.2 | 0.2 | 7 | Single Speed ASHP (7.5 HSPF2 14.3 SEER2) | Autosize |  |  |  |  | Electric |  |  | 35 | -30 |  |  | 0.075 | 4 | 0.075 | 4 | Heat_EZ_Sch_1 | Cool_EZ_Sch_1 | Electric Storage_50-gallon | DHW_EZ_Sch_1 | 1 | 0.75 | 0 | Gas | Gas | Yes | Yes | Yes | 0 | Misc_Elec_EZ_Sch_1 | 0
1 Occupant_USA_TX_Austin-C_Electric Storage_50-gallon | 4 | USA_TX_Austin-Camp.Mabry.ANGB.722544_TMYx.2004-2018 | 0 | 1900 | 1 | 9 | 1.2 | 4-12 (Low-Moderate Slope) | Pre-Defined Construction | Wood-Framed - 2x6 - 24 in OC - R-19 Cavity |  | Pre-Defined Construction | Attic w R49 Cavity and Shingle Roof |  | Pre-Defined Construction | Vented Crawlspace - R19 Cavity Insulation | [6 empty] | 0.388 | 0.4 | No | 0.2 | 0.2 | 0.2 | 0.2 | 7 | Single Speed ASHP (7.5 HSPF2 14.3 SEER2) | Autosize |  |  |  |  | Electric |  |  | 35 | -30 |  |  | 0.075 | 4 | 0.075 | 4 | Heat_EZ_Sch_1 | Cool_EZ_Sch_1 | Electric Storage_50-gallon | DHW_EZ_Sch_1 | 1 | 0.75 | 0 | Gas | Gas | Yes | Yes | Yes | 0 | Misc_Elec_EZ_Sch_1 | 0
1 Occupant_USA_TX_Dallas-F_Electric Storage_50-gallon | 4 | USA_TX_Dallas-Fort.Worth.Intl.AP.722590_TMYx.2004-2018 | 0 | 1900 | 1 | 9 | 1.2 | 4-12 (Low-Moderate Slope) | Pre-Defined Construction | Wood-Framed - 2x6 - 24 in OC - R-19 Cavity |  | Pre-Defined Construction | Attic w R49 Cavity and Shingle Roof |  | Pre-Defined Construction | Vented Crawlspace - R19 Cavity Insulation | [6 empty] | 0.388 | 0.4 | No | 0.2 | 0.2 | 0.2 | 0.2 | 7 | Single Speed ASHP (7.5 HSPF2 14.3 SEER2) | Autosize |  |  |  |  | Electric |  |  | 35 | -30 |  |  | 0.075 | 4 | 0.075 | 4 | Heat_EZ_Sch_1 | Cool_EZ_Sch_1 | Electric Storage_50-gallon | DHW_EZ_Sch_1 | 1 | 0.75 | 0 | Gas | Gas | Yes | Yes | Yes | 0 | Misc_Elec_EZ_Sch_1 | 0
1 Occupant_USA_TX_Houston-_Electric Storage_50-gallon | 4 | USA_TX_Houston-Ellington.AP.722436_TMYx.2004-2018 | 0 | 1900 | 1 | 9 | 1.2 | 4-12 (Low-Moderate Slope) | Pre-Defined Construction | Wood-Framed - 2x6 - 24 in OC - R-19 Cavity |  | Pre-Defined Construction | Attic w R49 Cavity and Shingle Roof |  | Pre-Defined Construction | Vented Crawlspace - R19 Cavity Insulation | [6 empty] | 0.388 | 0.4 | No | 0.2 | 0.2 | 0.2 | 0.2 | 7 | Single Speed ASHP (7.5 HSPF2 14.3 SEER2) | Autosize |  |  |  |  | Electric |  |  | 35 | -30 |  |  | 0.075 | 4 | 0.075 | 4 | Heat_EZ_Sch_1 | Cool_EZ_Sch_1 | Electric Storage_50-gallon | DHW_EZ_Sch_1 | 1 | 0.75 | 0 | Gas | Gas | Yes | Yes | Yes | 0 | Misc_Elec_EZ_Sch_1 | 0
1 Occupant_USA_TX_Lubbock._Electric Storage_50-gallon | 4 | USA_TX_Lubbock.Smith.Intl.AP.722670_TMYx.2004-2018 | 0 | 1900 | 1 | 9 | 1.2 | 4-12 (Low-Moderate Slope) | Pre-Defined Construction | Wood-Framed - 2x6 - 24 in OC - R-19 Cavity |  | Pre-Defined Construction | Attic w R49 Cavity and Shingle Roof |  | Pre-Defined Construction | Vented Crawlspace - R19 Cavity Insulation | [6 empty] | 0.388 | 0.4 | No | 0.2 | 0.2 | 0.2 | 0.2 | 7 | Single Speed ASHP (7.5 HSPF2 14.3 SEER2) | Autosize |  |  |  |  | Electric |  |  | 35 | -30 |  |  | 0.075 | 4 | 0.075 | 4 | Heat_EZ_Sch_1 | Cool_EZ_Sch_1 | Electric Storage_50-gallon | DHW_EZ_Sch_1 | 1 | 0.75 | 0 | Gas | Gas | Yes | Yes | Yes | 0 | Misc_Elec_EZ_Sch_1 | 0
1 Occupant_USA_TX_San.Anto_Electric Storage_50-gallon | 4 | USA_TX_San.Antonio.Intl.AP.722530_TMYx.2004-2018 | 0 | 1900 | 1 | 9 | 1.2 | 4-12 (Low-Moderate Slope) | Pre-Defined Construction | Wood-Framed - 2x6 - 24 in OC - R-19 Cavity |  | Pre-Defined Construction | Attic w R49 Cavity and Shingle Roof |  | Pre-Defined Construction | Vented Crawlspace - R19 Cavity Insulation | [6 empty] | 0.388 | 0.4 | No | 0.2 | 0.2 | 0.2 | 0.2 | 7 | Single Speed ASHP (7.5 HSPF2 14.3 SEER2) | Autosize |  |  |  |  | Electric |  |  | 35 | -30 |  |  | 0.075 | 4 | 0.075 | 4 | Heat_EZ_Sch_1 | Cool_EZ_Sch_1 | Electric Storage_50-gallon | DHW_EZ_Sch_1 | 1 | 0.75 | 0 | Gas | Gas | Yes | Yes | Yes | 0 | Misc_Elec_EZ_Sch_1 | 0
1 Occupant_USA_UT_Salt.Lak_Electric Storage_50-gallon | 4 | USA_UT_Salt.Lake.City.Intl.AP.725720_TMYx.2004-2018 | 0 | 1900 | 1 | 9 | 1.2 | 4-12 (Low-Moderate Slope) | Pre-Defined Construction | Wood-Framed - 2x6 - 24 in OC - R-19 Cavity |  | Pre-Defined Construction | Attic w R49 Cavity and Shingle Roof |  | Pre-Defined Construction | Vented Crawlspace - R19 Cavity Insulation | [6 empty] | 0.388 | 0.4 | No | 0.2 | 0.2 | 0.2 | 0.2 | 7 | Single Speed ASHP (7.5 HSPF2 14.3 SEER2) | Autosize |  |  |  |  | Electric |  |  | 35 | -30 |  |  | 0.075 | 4 | 0.075 | 4 | Heat_EZ_Sch_1 | Cool_EZ_Sch_1 | Electric Storage_50-gallon | DHW_EZ_Sch_1 | 1 | 0.75 | 0 | Gas | Gas | Yes | Yes | Yes | 0 | Misc_Elec_EZ_Sch_1 | 0
1 Occupant_USA_UT_St.Georg_Electric Storage_50-gallon | 4 | USA_UT_St.George.Rgnl.AP.724754_TMYx.2004-2018 | 0 | 1900 | 1 | 9 | 1.2 | 4-12 (Low-Moderate Slope) | Pre-Defined Construction | Wood-Framed - 2x6 - 24 in OC - R-19 Cavity |  | Pre-Defined Construction | Attic w R49 Cavity and Shingle Roof |  | Pre-Defined Construction | Vented Crawlspace - R19 Cavity Insulation | [6 empty] | 0.388 | 0.4 | No | 0.2 | 0.2 | 0.2 | 0.2 | 7 | Single Speed ASHP (7.5 HSPF2 14.3 SEER2) | Autosize |  |  |  |  | Electric |  |  | 35 | -30 |  |  | 0.075 | 4 | 0.075 | 4 | Heat_EZ_Sch_1 | Cool_EZ_Sch_1 | Electric Storage_50-gallon | DHW_EZ_Sch_1 | 1 | 0.75 | 0 | Gas | Gas | Yes | Yes | Yes | 0 | Misc_Elec_EZ_Sch_1 | 0
1 Occupant_USA_UT_Vernal.R_Electric Storage_50-gallon | 4 | USA_UT_Vernal.Rgnl.AP.725705_TMYx.2004-2018 | 0 | 1900 | 1 | 9 | 1.2 | 4-12 (Low-Moderate Slope) | Pre-Defined Construction | Wood-Framed - 2x6 - 24 in OC - R-19 Cavity |  | Pre-Defined Construction | Attic w R49 Cavity and Shingle Roof |  | Pre-Defined Construction | Vented Crawlspace - R19 Cavity Insulation | [6 empty] | 0.388 | 0.4 | No | 0.2 | 0.2 | 0.2 | 0.2 | 7 | Single Speed ASHP (7.5 HSPF2 14.3 SEER2) | Autosize |  |  |  |  | Electric |  |  | 35 | -30 |  |  | 0.075 | 4 | 0.075 | 4 | Heat_EZ_Sch_1 | Cool_EZ_Sch_1 | Electric Storage_50-gallon | DHW_EZ_Sch_1 | 1 | 0.75 | 0 | Gas | Gas | Yes | Yes | Yes | 0 | Misc_Elec_EZ_Sch_1 | 0
1 Occupant_USA_VA_Norfolk._Electric Storage_50-gallon | 4 | USA_VA_Norfolk.Intl.AP.723080_TMYx.2004-2018 | 0 | 1900 | 1 | 9 | 1.2 | 4-12 (Low-Moderate Slope) | Pre-Defined Construction | Wood-Framed - 2x6 - 24 in OC - R-19 Cavity |  | Pre-Defined Construction | Attic w R49 Cavity and Shingle Roof |  | Pre-Defined Construction | Vented Crawlspace - R19 Cavity Insulation | [6 empty] | 0.388 | 0.4 | No | 0.2 | 0.2 | 0.2 | 0.2 | 7 | Single Speed ASHP (7.5 HSPF2 14.3 SEER2) | Autosize |  |  |  |  | Electric |  |  | 35 | -30 |  |  | 0.075 | 4 | 0.075 | 4 | Heat_EZ_Sch_1 | Cool_EZ_Sch_1 | Electric Storage_50-gallon | DHW_EZ_Sch_1 | 1 | 0.75 | 0 | Gas | Gas | Yes | Yes | Yes | 0 | Misc_Elec_EZ_Sch_1 | 0
1 Occupant_USA_VT_Burlingt_Electric Storage_50-gallon | 4 | USA_VT_Burlington.Intl.AP.726170_TMYx.2004-2018 | 0 | 1900 | 1 | 9 | 1.2 | 4-12 (Low-Moderate Slope) | Pre-Defined Construction | Wood-Framed - 2x6 - 24 in OC - R-19 Cavity |  | Pre-Defined Construction | Attic w R49 Cavity and Shingle Roof |  | Pre-Defined Construction | Vented Crawlspace - R19 Cavity Insulation | [6 empty] | 0.388 | 0.4 | No | 0.2 | 0.2 | 0.2 | 0.2 | 7 | Single Speed ASHP (7.5 HSPF2 14.3 SEER2) | Autosize |  |  |  |  | Electric |  |  | 35 | -30 |  |  | 0.075 | 4 | 0.075 | 4 | Heat_EZ_Sch_1 | Cool_EZ_Sch_1 | Electric Storage_50-gallon | DHW_EZ_Sch_1 | 1 | 0.75 | 0 | Gas | Gas | Yes | Yes | Yes | 0 | Misc_Elec_EZ_Sch_1 | 0
1 Occupant_USA_WA_Seattle-_Electric Storage_50-gallon | 4 | USA_WA_Seattle-Tacoma.Intl.AP.727930_TMYx.2004-2018 | 0 | 1900 | 1 | 9 | 1.2 | 4-12 (Low-Moderate Slope) | Pre-Defined Construction | Wood-Framed - 2x6 - 24 in OC - R-19 Cavity |  | Pre-Defined Construction | Attic w R49 Cavity and Shingle Roof |  | Pre-Defined Construction | Vented Crawlspace - R19 Cavity Insulation | [6 empty] | 0.388 | 0.4 | No | 0.2 | 0.2 | 0.2 | 0.2 | 7 | Single Speed ASHP (7.5 HSPF2 14.3 SEER2) | Autosize |  |  |  |  | Electric |  |  | 35 | -30 |  |  | 0.075 | 4 | 0.075 | 4 | Heat_EZ_Sch_1 | Cool_EZ_Sch_1 | Electric Storage_50-gallon | DHW_EZ_Sch_1 | 1 | 0.75 | 0 | Gas | Gas | Yes | Yes | Yes | 0 | Misc_Elec_EZ_Sch_1 | 0
1 Occupant_USA_WA_Spokane._Electric Storage_50-gallon | 4 | USA_WA_Spokane.Intl.AP.727850_TMYx.2004-2018 | 0 | 1900 | 1 | 9 | 1.2 | 4-12 (Low-Moderate Slope) | Pre-Defined Construction | Wood-Framed - 2x6 - 24 in OC - R-19 Cavity |  | Pre-Defined Construction | Attic w R49 Cavity and Shingle Roof |  | Pre-Defined Construction | Vented Crawlspace - R19 Cavity Insulation | [6 empty] | 0.388 | 0.4 | No | 0.2 | 0.2 | 0.2 | 0.2 | 7 | Single Speed ASHP (7.5 HSPF2 14.3 SEER2) | Autosize |  |  |  |  | Electric |  |  | 35 | -30 |  |  | 0.075 | 4 | 0.075 | 4 | Heat_EZ_Sch_1 | Cool_EZ_Sch_1 | Electric Storage_50-gallon | DHW_EZ_Sch_1 | 1 | 0.75 | 0 | Gas | Gas | Yes | Yes | Yes | 0 | Misc_Elec_EZ_Sch_1 | 0
1 Occupant_USA_WI_Milwauke_Electric Storage_50-gallon | 4 | USA_WI_Milwaukee-Mitchell.Intl.AP.726400_TMYx.2004-2018 | 0 | 1900 | 1 | 9 | 1.2 | 4-12 (Low-Moderate Slope) | Pre-Defined Construction | Wood-Framed - 2x6 - 24 in OC - R-19 Cavity |  | Pre-Defined Construction | Attic w R49 Cavity and Shingle Roof |  | Pre-Defined Construction | Vented Crawlspace - R19 Cavity Insulation | [6 empty] | 0.388 | 0.4 | No | 0.2 | 0.2 | 0.2 | 0.2 | 7 | Single Speed ASHP (7.5 HSPF2 14.3 SEER2) | Autosize |  |  |  |  | Electric |  |  | 35 | -30 |  |  | 0.075 | 4 | 0.075 | 4 | Heat_EZ_Sch_1 | Cool_EZ_Sch_1 | Electric Storage_50-gallon | DHW_EZ_Sch_1 | 1 | 0.75 | 0 | Gas | Gas | Yes | Yes | Yes | 0 | Misc_Elec_EZ_Sch_1 | 0
1 Occupant_USA_WI_Rhinelan_Electric Storage_50-gallon | 4 | USA_WI_Rhinelander-Oneida.County.AP.727415_TMYx.2004-2018 | 0 | 1900 | 1 | 9 | 1.2 | 4-12 (Low-Moderate Slope) | Pre-Defined Construction | Wood-Framed - 2x6 - 24 in OC - R-19 Cavity |  | Pre-Defined Construction | Attic w R49 Cavity and Shingle Roof |  | Pre-Defined Construction | Vented Crawlspace - R19 Cavity Insulation | [6 empty] | 0.388 | 0.4 | No | 0.2 | 0.2 | 0.2 | 0.2 | 7 | Single Speed ASHP (7.5 HSPF2 14.3 SEER2) | Autosize |  |  |  |  | Electric |  |  | 35 | -30 |  |  | 0.075 | 4 | 0.075 | 4 | Heat_EZ_Sch_1 | Cool_EZ_Sch_1 | Electric Storage_50-gallon | DHW_EZ_Sch_1 | 1 | 0.75 | 0 | Gas | Gas | Yes | Yes | Yes | 0 | Misc_Elec_EZ_Sch_1 | 0
1 Occupant_USA_WV_Charlest_Electric Storage_50-gallon | 4 | USA_WV_Charleston-Yeager.AP.724140_TMYx.2004-2018 | 0 | 1900 | 1 | 9 | 1.2 | 4-12 (Low-Moderate Slope) | Pre-Defined Construction | Wood-Framed - 2x6 - 24 in OC - R-19 Cavity |  | Pre-Defined Construction | Attic w R49 Cavity and Shingle Roof |  | Pre-Defined Construction | Vented Crawlspace - R19 Cavity Insulation | [6 empty] | 0.388 | 0.4 | No | 0.2 | 0.2 | 0.2 | 0.2 | 7 | Single Speed ASHP (7.5 HSPF2 14.3 SEER2) | Autosize |  |  |  |  | Electric |  |  | 35 | -30 |  |  | 0.075 | 4 | 0.075 | 4 | Heat_EZ_Sch_1 | Cool_EZ_Sch_1 | Electric Storage_50-gallon | DHW_EZ_Sch_1 | 1 | 0.75 | 0 | Gas | Gas | Yes | Yes | Yes | 0 | Misc_Elec_EZ_Sch_1 | 0
1 Occupant_USA_WV_Morganto_Electric Storage_50-gallon | 4 | USA_WV_Morgantown.Muni.AP-Hart.Field.724176_TMYx.2004-2018 | 0 | 1900 | 1 | 9 | 1.2 | 4-12 (Low-Moderate Slope) | Pre-Defined Construction | Wood-Framed - 2x6 - 24 in OC - R-19 Cavity |  | Pre-Defined Construction | Attic w R49 Cavity and Shingle Roof |  | Pre-Defined Construction | Vented Crawlspace - R19 Cavity Insulation | [6 empty] | 0.388 | 0.4 | No | 0.2 | 0.2 | 0.2 | 0.2 | 7 | Single Speed ASHP (7.5 HSPF2 14.3 SEER2) | Autosize |  |  |  |  | Electric |  |  | 35 | -30 |  |  | 0.075 | 4 | 0.075 | 4 | Heat_EZ_Sch_1 | Cool_EZ_Sch_1 | Electric Storage_50-gallon | DHW_EZ_Sch_1 | 1 | 0.75 | 0 | Gas | Gas | Yes | Yes | Yes | 0 | Misc_Elec_EZ_Sch_1 | 0
1 Occupant_USA_WY_Cheyenne_Electric Storage_50-gallon | 4 | USA_WY_Cheyenne.Rgnl.AP.725640_TMYx.2004-2018 | 0 | 1900 | 1 | 9 | 1.2 | 4-12 (Low-Moderate Slope) | Pre-Defined Construction | Wood-Framed - 2x6 - 24 in OC - R-19 Cavity |  | Pre-Defined Construction | Attic w R49 Cavity and Shingle Roof |  | Pre-Defined Construction | Vented Crawlspace - R19 Cavity Insulation | [6 empty] | 0.388 | 0.4 | No | 0.2 | 0.2 | 0.2 | 0.2 | 7 | Single Speed ASHP (7.5 HSPF2 14.3 SEER2) | Autosize |  |  |  |  | Electric |  |  | 35 | -30 |  |  | 0.075 | 4 | 0.075 | 4 | Heat_EZ_Sch_1 | Cool_EZ_Sch_1 | Electric Storage_50-gallon | DHW_EZ_Sch_1 | 1 | 0.75 | 0 | Gas | Gas | Yes | Yes | Yes | 0 | Misc_Elec_EZ_Sch_1 | 0
1 Occupant_USA_WY_Jackson._Electric Storage_50-gallon | 4 | USA_WY_Jackson.Hole.AP.725776_TMYx.2004-2018 | 0 | 1900 | 1 | 9 | 1.2 | 4-12 (Low-Moderate Slope) | Pre-Defined Construction | Wood-Framed - 2x6 - 24 in OC - R-19 Cavity |  | Pre-Defined Construction | Attic w R49 Cavity and Shingle Roof |  | Pre-Defined Construction | Vented Crawlspace - R19 Cavity Insulation | [6 empty] | 0.388 | 0.4 | No | 0.2 | 0.2 | 0.2 | 0.2 | 7 | Single Speed ASHP (7.5 HSPF2 14.3 SEER2) | Autosize |  |  |  |  | Electric |  |  | 35 | -30 |  |  | 0.075 | 4 | 0.075 | 4 | Heat_EZ_Sch_1 | Cool_EZ_Sch_1 | Electric Storage_50-gallon | DHW_EZ_Sch_1 | 1 | 0.75 | 0 | Gas | Gas | Yes | Yes | Yes | 0 | Misc_Elec_EZ_Sch_1 | 0
2 Occupant_USA_AL_Birmingh_Electric Storage_50-gallon | 4 | USA_AL_Birmingham-Shuttlesworth.Intl.AP.722280_TMYx.2004-2018 | 0 | 1900 | 1 | 9 | 1.2 | 4-12 (Low-Moderate Slope) | Pre-Defined Construction | Wood-Framed - 2x6 - 24 in OC - R-19 Cavity | 8.3333 | Pre-Defined Construction | Attic w R49 Cavity and Shingle Roof | 9.0909 | Pre-Defined Construction | Vented Crawlspace - R19 Cavity Insulation | Vented Crawlspace | 4.3478 | 0 | 0 | 0 | 1.75 | 0.388 | 0.4 | No | 0.2 | 0.2 | 0.2 | 0.2 | 7 | Single Speed ASHP (7.5 HSPF2 14.3 SEER2) | Autosize | kW | 20 | ton | 3.4393 | Electric | kW | 15 | 35 | -30 | 0 | 0.8 | 0.075 | 4 | 0.075 | 4 | Heat_EZ_Sch_1 | Cool_EZ_Sch_1 | Electric Storage_50-gallon | DHW_EZ_Sch_1 | 2 | 0.75 | 0 | Gas | Gas | Yes | Yes | Yes | 0 | Misc_Elec_EZ_Sch_1 | 0
2 Occupant_USA_AL_Mobile.R_Electric Storage_50-gallon | 4 | USA_AL_Mobile.Rgnl.AP-Bates.Field.722230_TMYx.2004-2018 | 0 | 1900 | 1 | 9 | 1.2 | 4-12 (Low-Moderate Slope) | Pre-Defined Construction | Wood-Framed - 2x6 - 24 in OC - R-19 Cavity |  | Pre-Defined Construction | Attic w R49 Cavity and Shingle Roof |  | Pre-Defined Construction | Vented Crawlspace - R19 Cavity Insulation | [6 empty] | 0.388 | 0.4 | No | 0.2 | 0.2 | 0.2 | 0.2 | 7 | Single Speed ASHP (7.5 HSPF2 14.3 SEER2) | Autosize |  |  |  |  | Electric |  |  | 35 | -30 |  |  | 0.075 | 4 | 0.075 | 4 | Heat_EZ_Sch_1 | Cool_EZ_Sch_1 | Electric Storage_50-gallon | DHW_EZ_Sch_1 | 2 | 0.75 | 0 | Gas | Gas | Yes | Yes | Yes | 0 | Misc_Elec_EZ_Sch_1 | 0
2 Occupant_USA_AR_Fayettev_Electric Storage_50-gallon | 4 | USA_AR_Fayetteville.Exec.AP-Drake.Field.723445_TMYx.2004-2018 | 0 | 1900 | 1 | 9 | 1.2 | 4-12 (Low-Moderate Slope) | Pre-Defined Construction | Wood-Framed - 2x6 - 24 in OC - R-19 Cavity |  | Pre-Defined Construction | Attic w R49 Cavity and Shingle Roof |  | Pre-Defined Construction | Vented Crawlspace - R19 Cavity Insulation | [6 empty] | 0.388 | 0.4 | No | 0.2 | 0.2 | 0.2 | 0.2 | 7 | Single Speed ASHP (7.5 HSPF2 14.3 SEER2) | Autosize |  |  |  |  | Electric |  |  | 35 | -30 |  |  | 0.075 | 4 | 0.075 | 4 | Heat_EZ_Sch_1 | Cool_EZ_Sch_1 | Electric Storage_50-gallon | DHW_EZ_Sch_1 | 2 | 0.75 | 0 | Gas | Gas | Yes | Yes | Yes | 0 | Misc_Elec_EZ_Sch_1 | 0
2 Occupant_USA_AR_Little.R_Electric Storage_50-gallon | 4 | USA_AR_Little.Rock.AFB.723405_TMYx.2004-2018 | 0 | 1900 | 1 | 9 | 1.2 | 4-12 (Low-Moderate Slope) | Pre-Defined Construction | Wood-Framed - 2x6 - 24 in OC - R-19 Cavity |  | Pre-Defined Construction | Attic w R49 Cavity and Shingle Roof |  | Pre-Defined Construction | Vented Crawlspace - R19 Cavity Insulation | [6 empty] | 0.388 | 0.4 | No | 0.2 | 0.2 | 0.2 | 0.2 | 7 | Single Speed ASHP (7.5 HSPF2 14.3 SEER2) | Autosize |  |  |  |  | Electric |  |  | 35 | -30 |  |  | 0.075 | 4 | 0.075 | 4 | Heat_EZ_Sch_1 | Cool_EZ_Sch_1 | Electric Storage_50-gallon | DHW_EZ_Sch_1 | 2 | 0.75 | 0 | Gas | Gas | Yes | Yes | Yes | 0 | Misc_Elec_EZ_Sch_1 | 0
2 Occupant_USA_AZ_Flagstaf_Electric Storage_50-gallon | 4 | USA_AZ_Flagstaff.Pulliam.AP.723750_TMYx.2004-2018 | 0 | 1900 | 1 | 9 | 1.2 | 4-12 (Low-Moderate Slope) | Pre-Defined Construction | Wood-Framed - 2x6 - 24 in OC - R-19 Cavity |  | Pre-Defined Construction | Attic w R49 Cavity and Shingle Roof |  | Pre-Defined Construction | Vented Crawlspace - R19 Cavity Insulation | [6 empty] | 0.388 | 0.4 | No | 0.2 | 0.2 | 0.2 | 0.2 | 7 | Single Speed ASHP (7.5 HSPF2 14.3 SEER2) | Autosize |  |  |  |  | Electric |  |  | 35 | -30 |  |  | 0.075 | 4 | 0.075 | 4 | Heat_EZ_Sch_1 | Cool_EZ_Sch_1 | Electric Storage_50-gallon | DHW_EZ_Sch_1 | 2 | 0.75 | 0 | Gas | Gas | Yes | Yes | Yes | 0 | Misc_Elec_EZ_Sch_1 | 0
2 Occupant_USA_AZ_Kingman._Electric Storage_50-gallon | 4 | USA_AZ_Kingman.AP.723700_TMYx.2004-2018 | 0 | 1900 | 1 | 9 | 1.2 | 4-12 (Low-Moderate Slope) | Pre-Defined Construction | Wood-Framed - 2x6 - 24 in OC - R-19 Cavity |  | Pre-Defined Construction | Attic w R49 Cavity and Shingle Roof |  | Pre-Defined Construction | Vented Crawlspace - R19 Cavity Insulation | [6 empty] | 0.388 | 0.4 | No | 0.2 | 0.2 | 0.2 | 0.2 | 7 | Single Speed ASHP (7.5 HSPF2 14.3 SEER2) | Autosize |  |  |  |  | Electric |  |  | 35 | -30 |  |  | 0.075 | 4 | 0.075 | 4 | Heat_EZ_Sch_1 | Cool_EZ_Sch_1 | Electric Storage_50-gallon | DHW_EZ_Sch_1 | 2 | 0.75 | 0 | Gas | Gas | Yes | Yes | Yes | 0 | Misc_Elec_EZ_Sch_1 | 0
2 Occupant_USA_AZ_Phoenix-_Electric Storage_50-gallon | 4 | USA_AZ_Phoenix-Sky.Harbor.Intl.AP.722780_TMYx.2004-2018 | 0 | 1900 | 1 | 9 | 1.2 | 4-12 (Low-Moderate Slope) | Pre-Defined Construction | Wood-Framed - 2x6 - 24 in OC - R-19 Cavity |  | Pre-Defined Construction | Attic w R49 Cavity and Shingle Roof |  | Pre-Defined Construction | Vented Crawlspace - R19 Cavity Insulation | [6 empty] | 0.388 | 0.4 | No | 0.2 | 0.2 | 0.2 | 0.2 | 7 | Single Speed ASHP (7.5 HSPF2 14.3 SEER2) | Autosize |  |  |  |  | Electric |  |  | 35 | -30 |  |  | 0.075 | 4 | 0.075 | 4 | Heat_EZ_Sch_1 | Cool_EZ_Sch_1 | Electric Storage_50-gallon | DHW_EZ_Sch_1 | 2 | 0.75 | 0 | Gas | Gas | Yes | Yes | Yes | 0 | Misc_Elec_EZ_Sch_1 | 0
2 Occupant_USA_AZ_Prescott_Electric Storage_50-gallon | 4 | USA_AZ_Prescott.Muni.AP-Love.Field.723723_TMYx.2004-2018 | 0 | 1900 | 1 | 9 | 1.2 | 4-12 (Low-Moderate Slope) | Pre-Defined Construction | Wood-Framed - 2x6 - 24 in OC - R-19 Cavity |  | Pre-Defined Construction | Attic w R49 Cavity and Shingle Roof |  | Pre-Defined Construction | Vented Crawlspace - R19 Cavity Insulation | [6 empty] | 0.388 | 0.4 | No | 0.2 | 0.2 | 0.2 | 0.2 | 7 | Single Speed ASHP (7.5 HSPF2 14.3 SEER2) | Autosize |  |  |  |  | Electric |  |  | 35 | -30 |  |  | 0.075 | 4 | 0.075 | 4 | Heat_EZ_Sch_1 | Cool_EZ_Sch_1 | Electric Storage_50-gallon | DHW_EZ_Sch_1 | 2 | 0.75 | 0 | Gas | Gas | Yes | Yes | Yes | 0 | Misc_Elec_EZ_Sch_1 | 0
2 Occupant_USA_CA_Bakersfi_Electric Storage_50-gallon | 4 | USA_CA_Bakersfield-Meadows.Field.AP.723840_TMYx.2004-2018 | 0 | 1900 | 1 | 9 | 1.2 | 4-12 (Low-Moderate Slope) | Pre-Defined Construction | Wood-Framed - 2x6 - 24 in OC - R-19 Cavity |  | Pre-Defined Construction | Attic w R49 Cavity and Shingle Roof |  | Pre-Defined Construction | Vented Crawlspace - R19 Cavity Insulation | [6 empty] | 0.388 | 0.4 | No | 0.2 | 0.2 | 0.2 | 0.2 | 7 | Single Speed ASHP (7.5 HSPF2 14.3 SEER2) | Autosize |  |  |  |  | Electric |  |  | 35 | -30 |  |  | 0.075 | 4 | 0.075 | 4 | Heat_EZ_Sch_1 | Cool_EZ_Sch_1 | Electric Storage_50-gallon | DHW_EZ_Sch_1 | 2 | 0.75 | 0 | Gas | Gas | Yes | Yes | Yes | 0 | Misc_Elec_EZ_Sch_1 | 0
2 Occupant_USA_CA_Bishop-E_Electric Storage_50-gallon | 4 | USA_CA_Bishop-Eastern.Sierra.Rgnl.AP.724800_TMYx.2004-2018 | 0 | 1900 | 1 | 9 | 1.2 | 4-12 (Low-Moderate Slope) | Pre-Defined Construction | Wood-Framed - 2x6 - 24 in OC - R-19 Cavity |  | Pre-Defined Construction | Attic w R49 Cavity and Shingle Roof |  | Pre-Defined Construction | Vented Crawlspace - R19 Cavity Insulation | [6 empty] | 0.388 | 0.4 | No | 0.2 | 0.2 | 0.2 | 0.2 | 7 | Single Speed ASHP (7.5 HSPF2 14.3 SEER2) | Autosize |  |  |  |  | Electric |  |  | 35 | -30 |  |  | 0.075 | 4 | 0.075 | 4 | Heat_EZ_Sch_1 | Cool_EZ_Sch_1 | Electric Storage_50-gallon | DHW_EZ_Sch_1 | 2 | 0.75 | 0 | Gas | Gas | Yes | Yes | Yes | 0 | Misc_Elec_EZ_Sch_1 | 0
2 Occupant_USA_CA_Crescent_Electric Storage_50-gallon | 4 | USA_CA_Crescent.City-Del.Norte.County.Rgnl.AP.725946_TMYx.2004-2018 | 0 | 1900 | 1 | 9 | 1.2 | 4-12 (Low-Moderate Slope) | Pre-Defined Construction | Wood-Framed - 2x6 - 24 in OC - R-19 Cavity |  | Pre-Defined Construction | Attic w R49 Cavity and Shingle Roof |  | Pre-Defined Construction | Vented Crawlspace - R19 Cavity Insulation | [6 empty] | 0.388 | 0.4 | No | 0.2 | 0.2 | 0.2 | 0.2 | 7 | Single Speed ASHP (7.5 HSPF2 14.3 SEER2) | Autosize |  |  |  |  | Electric |  |  | 35 | -30 |  |  | 0.075 | 4 | 0.075 | 4 | Heat_EZ_Sch_1 | Cool_EZ_Sch_1 | Electric Storage_50-gallon | DHW_EZ_Sch_1 | 2 | 0.75 | 0 | Gas | Gas | Yes | Yes | Yes | 0 | Misc_Elec_EZ_Sch_1 | 0
2 Occupant_USA_CA_Imperial_Electric Storage_50-gallon | 4 | USA_CA_Imperial.County.AP.747185_TMYx.2004-2018 | 0 | 1900 | 1 | 9 | 1.2 | 4-12 (Low-Moderate Slope) | Pre-Defined Construction | Wood-Framed - 2x6 - 24 in OC - R-19 Cavity |  | Pre-Defined Construction | Attic w R49 Cavity and Shingle Roof |  | Pre-Defined Construction | Vented Crawlspace - R19 Cavity Insulation | [6 empty] | 0.388 | 0.4 | No | 0.2 | 0.2 | 0.2 | 0.2 | 7 | Single Speed ASHP (7.5 HSPF2 14.3 SEER2) | Autosize |  |  |  |  | Electric |  |  | 35 | -30 |  |  | 0.075 | 4 | 0.075 | 4 | Heat_EZ_Sch_1 | Cool_EZ_Sch_1 | Electric Storage_50-gallon | DHW_EZ_Sch_1 | 2 | 0.75 | 0 | Gas | Gas | Yes | Yes | Yes | 0 | Misc_Elec_EZ_Sch_1 | 0
2 Occupant_USA_CA_Los.Ange_Electric Storage_50-gallon | 4 | USA_CA_Los.Angeles.Intl.AP.722950_TMYx.2004-2018 | 0 | 1900 | 1 | 9 | 1.2 | 4-12 (Low-Moderate Slope) | Pre-Defined Construction | Wood-Framed - 2x6 - 24 in OC - R-19 Cavity |  | Pre-Defined Construction | Attic w R49 Cavity and Shingle Roof |  | Pre-Defined Construction | Vented Crawlspace - R19 Cavity Insulation | [6 empty] | 0.388 | 0.4 | No | 0.2 | 0.2 | 0.2 | 0.2 | 7 | Single Speed ASHP (7.5 HSPF2 14.3 SEER2) | Autosize |  |  |  |  | Electric |  |  | 35 | -30 |  |  | 0.075 | 4 | 0.075 | 4 | Heat_EZ_Sch_1 | Cool_EZ_Sch_1 | Electric Storage_50-gallon | DHW_EZ_Sch_1 | 2 | 0.75 | 0 | Gas | Gas | Yes | Yes | Yes | 0 | Misc_Elec_EZ_Sch_1 | 0
2 Occupant_USA_CA_Riversid_Electric Storage_50-gallon | 4 | USA_CA_Riverside.Muni.AP.722869_TMYx.2004-2018 | 0 | 1900 | 1 | 9 | 1.2 | 4-12 (Low-Moderate Slope) | Pre-Defined Construction | Wood-Framed - 2x6 - 24 in OC - R-19 Cavity |  | Pre-Defined Construction | Attic w R49 Cavity and Shingle Roof |  | Pre-Defined Construction | Vented Crawlspace - R19 Cavity Insulation | [6 empty] | 0.388 | 0.4 | No | 0.2 | 0.2 | 0.2 | 0.2 | 7 | Single Speed ASHP (7.5 HSPF2 14.3 SEER2) | Autosize |  |  |  |  | Electric |  |  | 35 | -30 |  |  | 0.075 | 4 | 0.075 | 4 | Heat_EZ_Sch_1 | Cool_EZ_Sch_1 | Electric Storage_50-gallon | DHW_EZ_Sch_1 | 2 | 0.75 | 0 | Gas | Gas | Yes | Yes | Yes | 0 | Misc_Elec_EZ_Sch_1 | 0
2 Occupant_USA_CA_Sacramen_Electric Storage_50-gallon | 4 | USA_CA_Sacramento.Intl.AP.724839_TMYx.2004-2018 | 0 | 1900 | 1 | 9 | 1.2 | 4-12 (Low-Moderate Slope) | Pre-Defined Construction | Wood-Framed - 2x6 - 24 in OC - R-19 Cavity |  | Pre-Defined Construction | Attic w R49 Cavity and Shingle Roof |  | Pre-Defined Construction | Vented Crawlspace - R19 Cavity Insulation | [6 empty] | 0.388 | 0.4 | No | 0.2 | 0.2 | 0.2 | 0.2 | 7 | Single Speed ASHP (7.5 HSPF2 14.3 SEER2) | Autosize |  |  |  |  | Electric |  |  | 35 | -30 |  |  | 0.075 | 4 | 0.075 | 4 | Heat_EZ_Sch_1 | Cool_EZ_Sch_1 | Electric Storage_50-gallon | DHW_EZ_Sch_1 | 2 | 0.75 | 0 | Gas | Gas | Yes | Yes | Yes | 0 | Misc_Elec_EZ_Sch_1 | 0
2 Occupant_USA_CA_San.Jose_Electric Storage_50-gallon | 4 | USA_CA_San.Jose-Mineta.Intl.AP.724945_TMYx.2004-2018 | 0 | 1900 | 1 | 9 | 1.2 | 4-12 (Low-Moderate Slope) | Pre-Defined Construction | Wood-Framed - 2x6 - 24 in OC - R-19 Cavity |  | Pre-Defined Construction | Attic w R49 Cavity and Shingle Roof |  | Pre-Defined Construction | Vented Crawlspace - R19 Cavity Insulation | [6 empty] | 0.388 | 0.4 | No | 0.2 | 0.2 | 0.2 | 0.2 | 7 | Single Speed ASHP (7.5 HSPF2 14.3 SEER2) | Autosize |  |  |  |  | Electric |  |  | 35 | -30 |  |  | 0.075 | 4 | 0.075 | 4 | Heat_EZ_Sch_1 | Cool_EZ_Sch_1 | Electric Storage_50-gallon | DHW_EZ_Sch_1 | 2 | 0.75 | 0 | Gas | Gas | Yes | Yes | Yes | 0 | Misc_Elec_EZ_Sch_1 | 0
2 Occupant_USA_CA_Santa.An_Electric Storage_50-gallon | 4 | USA_CA_Santa.Ana-Orange.County-Wayne.Intl.AP.722977_TMYx.2004-2018 | 0 | 1900 | 1 | 9 | 1.2 | 4-12 (Low-Moderate Slope) | Pre-Defined Construction | Wood-Framed - 2x6 - 24 in OC - R-19 Cavity |  | Pre-Defined Construction | Attic w R49 Cavity and Shingle Roof |  | Pre-Defined Construction | Vented Crawlspace - R19 Cavity Insulation | [6 empty] | 0.388 | 0.4 | No | 0.2 | 0.2 | 0.2 | 0.2 | 7 | Single Speed ASHP (7.5 HSPF2 14.3 SEER2) | Autosize |  |  |  |  | Electric |  |  | 35 | -30 |  |  | 0.075 | 4 | 0.075 | 4 | Heat_EZ_Sch_1 | Cool_EZ_Sch_1 | Electric Storage_50-gallon | DHW_EZ_Sch_1 | 2 | 0.75 | 0 | Gas | Gas | Yes | Yes | Yes | 0 | Misc_Elec_EZ_Sch_1 | 0
2 Occupant_USA_CO_Alamosa-_Electric Storage_50-gallon | 4 | USA_CO_Alamosa-San.Luis.Valley.Rgnl.AP.724620_TMYx.2004-2018 | 0 | 1900 | 1 | 9 | 1.2 | 4-12 (Low-Moderate Slope) | Pre-Defined Construction | Wood-Framed - 2x6 - 24 in OC - R-19 Cavity |  | Pre-Defined Construction | Attic w R49 Cavity and Shingle Roof |  | Pre-Defined Construction | Vented Crawlspace - R19 Cavity Insulation | [6 empty] | 0.388 | 0.4 | No | 0.2 | 0.2 | 0.2 | 0.2 | 7 | Single Speed ASHP (7.5 HSPF2 14.3 SEER2) | Autosize |  |  |  |  | Electric |  |  | 35 | -30 |  |  | 0.075 | 4 | 0.075 | 4 | Heat_EZ_Sch_1 | Cool_EZ_Sch_1 | Electric Storage_50-gallon | DHW_EZ_Sch_1 | 2 | 0.75 | 0 | Gas | Gas | Yes | Yes | Yes | 0 | Misc_Elec_EZ_Sch_1 | 0
2 Occupant_USA_CO_Aspen-Pi_Electric Storage_50-gallon | 4 | USA_CO_Aspen-Pitkin.County.AP-Sardy.Field.724676_TMYx.2004-2018 | 0 | 1900 | 1 | 9 | 1.2 | 4-12 (Low-Moderate Slope) | Pre-Defined Construction | Wood-Framed - 2x6 - 24 in OC - R-19 Cavity |  | Pre-Defined Construction | Attic w R49 Cavity and Shingle Roof |  | Pre-Defined Construction | Vented Crawlspace - R19 Cavity Insulation | [6 empty] | 0.388 | 0.4 | No | 0.2 | 0.2 | 0.2 | 0.2 | 7 | Single Speed ASHP (7.5 HSPF2 14.3 SEER2) | Autosize |  |  |  |  | Electric |  |  | 35 | -30 |  |  | 0.075 | 4 | 0.075 | 4 | Heat_EZ_Sch_1 | Cool_EZ_Sch_1 | Electric Storage_50-gallon | DHW_EZ_Sch_1 | 2 | 0.75 | 0 | Gas | Gas | Yes | Yes | Yes | 0 | Misc_Elec_EZ_Sch_1 | 0
2 Occupant_USA_CO_Denver.I_Electric Storage_50-gallon | 4 | USA_CO_Denver.Intl.AP.725650_TMYx.2004-2018 | 0 | 1900 | 1 | 9 | 1.2 | 4-12 (Low-Moderate Slope) | Pre-Defined Construction | Wood-Framed - 2x6 - 24 in OC - R-19 Cavity |  | Pre-Defined Construction | Attic w R49 Cavity and Shingle Roof |  | Pre-Defined Construction | Vented Crawlspace - R19 Cavity Insulation | [6 empty] | 0.388 | 0.4 | No | 0.2 | 0.2 | 0.2 | 0.2 | 7 | Single Speed ASHP (7.5 HSPF2 14.3 SEER2) | Autosize |  |  |  |  | Electric |  |  | 35 | -30 |  |  | 0.075 | 4 | 0.075 | 4 | Heat_EZ_Sch_1 | Cool_EZ_Sch_1 | Electric Storage_50-gallon | DHW_EZ_Sch_1 | 2 | 0.75 | 0 | Gas | Gas | Yes | Yes | Yes | 0 | Misc_Elec_EZ_Sch_1 | 0
2 Occupant_USA_CO_Trinidad_Electric Storage_50-gallon | 4 | USA_CO_Trinidad-Stokes.AP.724645_TMYx.2004-2018 | 0 | 1900 | 1 | 9 | 1.2 | 4-12 (Low-Moderate Slope) | Pre-Defined Construction | Wood-Framed - 2x6 - 24 in OC - R-19 Cavity |  | Pre-Defined Construction | Attic w R49 Cavity and Shingle Roof |  | Pre-Defined Construction | Vented Crawlspace - R19 Cavity Insulation | [6 empty] | 0.388 | 0.4 | No | 0.2 | 0.2 | 0.2 | 0.2 | 7 | Single Speed ASHP (7.5 HSPF2 14.3 SEER2) | Autosize |  |  |  |  | Electric |  |  | 35 | -30 |  |  | 0.075 | 4 | 0.075 | 4 | Heat_EZ_Sch_1 | Cool_EZ_Sch_1 | Electric Storage_50-gallon | DHW_EZ_Sch_1 | 2 | 0.75 | 0 | Gas | Gas | Yes | Yes | Yes | 0 | Misc_Elec_EZ_Sch_1 | 0
2 Occupant_USA_CT_Bridgepo_Electric Storage_50-gallon | 4 | USA_CT_Bridgeport-Sikorsky.Meml.AP.725040_TMYx.2004-2018 | 0 | 1900 | 1 | 9 | 1.2 | 4-12 (Low-Moderate Slope) | Pre-Defined Construction | Wood-Framed - 2x6 - 24 in OC - R-19 Cavity |  | Pre-Defined Construction | Attic w R49 Cavity and Shingle Roof |  | Pre-Defined Construction | Vented Crawlspace - R19 Cavity Insulation | [6 empty] | 0.388 | 0.4 | No | 0.2 | 0.2 | 0.2 | 0.2 | 7 | Single Speed ASHP (7.5 HSPF2 14.3 SEER2) | Autosize |  |  |  |  | Electric |  |  | 35 | -30 |  |  | 0.075 | 4 | 0.075 | 4 | Heat_EZ_Sch_1 | Cool_EZ_Sch_1 | Electric Storage_50-gallon | DHW_EZ_Sch_1 | 2 | 0.75 | 0 | Gas | Gas | Yes | Yes | Yes | 0 | Misc_Elec_EZ_Sch_1 | 0
2 Occupant_USA_DE_Wilmingt_Electric Storage_50-gallon | 4 | USA_DE_Wilmington.AP.724180_TMYx.2004-2018 | 0 | 1900 | 1 | 9 | 1.2 | 4-12 (Low-Moderate Slope) | Pre-Defined Construction | Wood-Framed - 2x6 - 24 in OC - R-19 Cavity |  | Pre-Defined Construction | Attic w R49 Cavity and Shingle Roof |  | Pre-Defined Construction | Vented Crawlspace - R19 Cavity Insulation | [6 empty] | 0.388 | 0.4 | No | 0.2 | 0.2 | 0.2 | 0.2 | 7 | Single Speed ASHP (7.5 HSPF2 14.3 SEER2) | Autosize |  |  |  |  | Electric |  |  | 35 | -30 |  |  | 0.075 | 4 | 0.075 | 4 | Heat_EZ_Sch_1 | Cool_EZ_Sch_1 | Electric Storage_50-gallon | DHW_EZ_Sch_1 | 2 | 0.75 | 0 | Gas | Gas | Yes | Yes | Yes | 0 | Misc_Elec_EZ_Sch_1 | 0
2 Occupant_USA_FL_Fort.Mye_Electric Storage_50-gallon | 4 | USA_FL_Fort.Myers-Page.Field.AP.722106_TMYx.2004-2018 | 0 | 1900 | 1 | 9 | 1.2 | 4-12 (Low-Moderate Slope) | Pre-Defined Construction | Wood-Framed - 2x6 - 24 in OC - R-19 Cavity |  | Pre-Defined Construction | Attic w R49 Cavity and Shingle Roof |  | Pre-Defined Construction | Vented Crawlspace - R19 Cavity Insulation | [6 empty] | 0.388 | 0.4 | No | 0.2 | 0.2 | 0.2 | 0.2 | 7 | Single Speed ASHP (7.5 HSPF2 14.3 SEER2) | Autosize |  |  |  |  | Electric |  |  | 35 | -30 |  |  | 0.075 | 4 | 0.075 | 4 | Heat_EZ_Sch_1 | Cool_EZ_Sch_1 | Electric Storage_50-gallon | DHW_EZ_Sch_1 | 2 | 0.75 | 0 | Gas | Gas | Yes | Yes | Yes | 0 | Misc_Elec_EZ_Sch_1 | 0
2 Occupant_USA_FL_Jacksonv_Electric Storage_50-gallon | 4 | USA_FL_Jacksonville.Intl.AP.722060_TMYx.2004-2018 | 0 | 1900 | 1 | 9 | 1.2 | 4-12 (Low-Moderate Slope) | Pre-Defined Construction | Wood-Framed - 2x6 - 24 in OC - R-19 Cavity |  | Pre-Defined Construction | Attic w R49 Cavity and Shingle Roof |  | Pre-Defined Construction | Vented Crawlspace - R19 Cavity Insulation | [6 empty] | 0.388 | 0.4 | No | 0.2 | 0.2 | 0.2 | 0.2 | 7 | Single Speed ASHP (7.5 HSPF2 14.3 SEER2) | Autosize |  |  |  |  | Electric |  |  | 35 | -30 |  |  | 0.075 | 4 | 0.075 | 4 | Heat_EZ_Sch_1 | Cool_EZ_Sch_1 | Electric Storage_50-gallon | DHW_EZ_Sch_1 | 2 | 0.75 | 0 | Gas | Gas | Yes | Yes | Yes | 0 | Misc_Elec_EZ_Sch_1 | 0
2 Occupant_USA_FL_Miami.Na_Electric Storage_50-gallon | 4 | USA_FL_Miami.Natl.Hurricane.Center.722020_TMYx.2004-2018 | 0 | 1900 | 1 | 9 | 1.2 | 4-12 (Low-Moderate Slope) | Pre-Defined Construction | Wood-Framed - 2x6 - 24 in OC - R-19 Cavity |  | Pre-Defined Construction | Attic w R49 Cavity and Shingle Roof |  | Pre-Defined Construction | Vented Crawlspace - R19 Cavity Insulation | [6 empty] | 0.388 | 0.4 | No | 0.2 | 0.2 | 0.2 | 0.2 | 7 | Single Speed ASHP (7.5 HSPF2 14.3 SEER2) | Autosize |  |  |  |  | Electric |  |  | 35 | -30 |  |  | 0.075 | 4 | 0.075 | 4 | Heat_EZ_Sch_1 | Cool_EZ_Sch_1 | Electric Storage_50-gallon | DHW_EZ_Sch_1 | 2 | 0.75 | 0 | Gas | Gas | Yes | Yes | Yes | 0 | Misc_Elec_EZ_Sch_1 | 0
2 Occupant_USA_GA_Atlanta-_Electric Storage_50-gallon | 4 | USA_GA_Atlanta-Hartsfield-Jackson.Intl.AP.722190_TMYx.2004-2018 | 0 | 1900 | 1 | 9 | 1.2 | 4-12 (Low-Moderate Slope) | Pre-Defined Construction | Wood-Framed - 2x6 - 24 in OC - R-19 Cavity |  | Pre-Defined Construction | Attic w R49 Cavity and Shingle Roof |  | Pre-Defined Construction | Vented Crawlspace - R19 Cavity Insulation | [6 empty] | 0.388 | 0.4 | No | 0.2 | 0.2 | 0.2 | 0.2 | 7 | Single Speed ASHP (7.5 HSPF2 14.3 SEER2) | Autosize |  |  |  |  | Electric |  |  | 35 | -30 |  |  | 0.075 | 4 | 0.075 | 4 | Heat_EZ_Sch_1 | Cool_EZ_Sch_1 | Electric Storage_50-gallon | DHW_EZ_Sch_1 | 2 | 0.75 | 0 | Gas | Gas | Yes | Yes | Yes | 0 | Misc_Elec_EZ_Sch_1 | 0
2 Occupant_USA_GA_Rome-Rus_Electric Storage_50-gallon | 4 | USA_GA_Rome-Russell.AP.723200_TMYx.2004-2018 | 0 | 1900 | 1 | 9 | 1.2 | 4-12 (Low-Moderate Slope) | Pre-Defined Construction | Wood-Framed - 2x6 - 24 in OC - R-19 Cavity |  | Pre-Defined Construction | Attic w R49 Cavity and Shingle Roof |  | Pre-Defined Construction | Vented Crawlspace - R19 Cavity Insulation | [6 empty] | 0.388 | 0.4 | No | 0.2 | 0.2 | 0.2 | 0.2 | 7 | Single Speed ASHP (7.5 HSPF2 14.3 SEER2) | Autosize |  |  |  |  | Electric |  |  | 35 | -30 |  |  | 0.075 | 4 | 0.075 | 4 | Heat_EZ_Sch_1 | Cool_EZ_Sch_1 | Electric Storage_50-gallon | DHW_EZ_Sch_1 | 2 | 0.75 | 0 | Gas | Gas | Yes | Yes | Yes | 0 | Misc_Elec_EZ_Sch_1 | 0
2 Occupant_USA_GA_Savannah_Electric Storage_50-gallon | 4 | USA_GA_Savannah-Hilton.Head.Intl.AP.722070_TMYx.2004-2018 | 0 | 1900 | 1 | 9 | 1.2 | 4-12 (Low-Moderate Slope) | Pre-Defined Construction | Wood-Framed - 2x6 - 24 in OC - R-19 Cavity |  | Pre-Defined Construction | Attic w R49 Cavity and Shingle Roof |  | Pre-Defined Construction | Vented Crawlspace - R19 Cavity Insulation | [6 empty] | 0.388 | 0.4 | No | 0.2 | 0.2 | 0.2 | 0.2 | 7 | Single Speed ASHP (7.5 HSPF2 14.3 SEER2) | Autosize |  |  |  |  | Electric |  |  | 35 | -30 |  |  | 0.075 | 4 | 0.075 | 4 | Heat_EZ_Sch_1 | Cool_EZ_Sch_1 | Electric Storage_50-gallon | DHW_EZ_Sch_1 | 2 | 0.75 | 0 | Gas | Gas | Yes | Yes | Yes | 0 | Misc_Elec_EZ_Sch_1 | 0
2 Occupant_USA_IA_Des.Moin_Electric Storage_50-gallon | 4 | USA_IA_Des.Moines.Intl.AP.725460_TMYx.2004-2018 | 0 | 1900 | 1 | 9 | 1.2 | 4-12 (Low-Moderate Slope) | Pre-Defined Construction | Wood-Framed - 2x6 - 24 in OC - R-19 Cavity |  | Pre-Defined Construction | Attic w R49 Cavity and Shingle Roof |  | Pre-Defined Construction | Vented Crawlspace - R19 Cavity Insulation | [6 empty] | 0.388 | 0.4 | No | 0.2 | 0.2 | 0.2 | 0.2 | 7 | Single Speed ASHP (7.5 HSPF2 14.3 SEER2) | Autosize |  |  |  |  | Electric |  |  | 35 | -30 |  |  | 0.075 | 4 | 0.075 | 4 | Heat_EZ_Sch_1 | Cool_EZ_Sch_1 | Electric Storage_50-gallon | DHW_EZ_Sch_1 | 2 | 0.75 | 0 | Gas | Gas | Yes | Yes | Yes | 0 | Misc_Elec_EZ_Sch_1 | 0
2 Occupant_USA_IA_Sioux.Ci_Electric Storage_50-gallon | 4 | USA_IA_Sioux.City-Sioux.Gateway.AP.725570_TMYx.2004-2018 | 0 | 1900 | 1 | 9 | 1.2 | 4-12 (Low-Moderate Slope) | Pre-Defined Construction | Wood-Framed - 2x6 - 24 in OC - R-19 Cavity |  | Pre-Defined Construction | Attic w R49 Cavity and Shingle Roof |  | Pre-Defined Construction | Vented Crawlspace - R19 Cavity Insulation | [6 empty] | 0.388 | 0.4 | No | 0.2 | 0.2 | 0.2 | 0.2 | 7 | Single Speed ASHP (7.5 HSPF2 14.3 SEER2) | Autosize |  |  |  |  | Electric |  |  | 35 | -30 |  |  | 0.075 | 4 | 0.075 | 4 | Heat_EZ_Sch_1 | Cool_EZ_Sch_1 | Electric Storage_50-gallon | DHW_EZ_Sch_1 | 2 | 0.75 | 0 | Gas | Gas | Yes | Yes | Yes | 0 | Misc_Elec_EZ_Sch_1 | 0
2 Occupant_USA_ID_Boise.AP_Electric Storage_50-gallon | 4 | USA_ID_Boise.AP-Gowen.Field.ANGB.726810_TMYx.2004-2018 | 0 | 1900 | 1 | 9 | 1.2 | 4-12 (Low-Moderate Slope) | Pre-Defined Construction | Wood-Framed - 2x6 - 24 in OC - R-19 Cavity |  | Pre-Defined Construction | Attic w R49 Cavity and Shingle Roof |  | Pre-Defined Construction | Vented Crawlspace - R19 Cavity Insulation | [6 empty] | 0.388 | 0.4 | No | 0.2 | 0.2 | 0.2 | 0.2 | 7 | Single Speed ASHP (7.5 HSPF2 14.3 SEER2) | Autosize |  |  |  |  | Electric |  |  | 35 | -30 |  |  | 0.075 | 4 | 0.075 | 4 | Heat_EZ_Sch_1 | Cool_EZ_Sch_1 | Electric Storage_50-gallon | DHW_EZ_Sch_1 | 2 | 0.75 | 0 | Gas | Gas | Yes | Yes | Yes | 0 | Misc_Elec_EZ_Sch_1 | 0
2 Occupant_USA_ID_Idaho.Fa_Electric Storage_50-gallon | 4 | USA_ID_Idaho.Falls.Rgnl.AP-Fanning.Field.725785_TMYx.2004-2018 | 0 | 1900 | 1 | 9 | 1.2 | 4-12 (Low-Moderate Slope) | Pre-Defined Construction | Wood-Framed - 2x6 - 24 in OC - R-19 Cavity |  | Pre-Defined Construction | Attic w R49 Cavity and Shingle Roof |  | Pre-Defined Construction | Vented Crawlspace - R19 Cavity Insulation | [6 empty] | 0.388 | 0.4 | No | 0.2 | 0.2 | 0.2 | 0.2 | 7 | Single Speed ASHP (7.5 HSPF2 14.3 SEER2) | Autosize |  |  |  |  | Electric |  |  | 35 | -30 |  |  | 0.075 | 4 | 0.075 | 4 | Heat_EZ_Sch_1 | Cool_EZ_Sch_1 | Electric Storage_50-gallon | DHW_EZ_Sch_1 | 2 | 0.75 | 0 | Gas | Gas | Yes | Yes | Yes | 0 | Misc_Elec_EZ_Sch_1 | 0
2 Occupant_USA_IL_Bellevil_Electric Storage_50-gallon | 4 | USA_IL_Belleville-Scott.AFB-MidAmerica.St.Louis.AP.724338_TMYx.2004-2018 | 0 | 1900 | 1 | 9 | 1.2 | 4-12 (Low-Moderate Slope) | Pre-Defined Construction | Wood-Framed - 2x6 - 24 in OC - R-19 Cavity |  | Pre-Defined Construction | Attic w R49 Cavity and Shingle Roof |  | Pre-Defined Construction | Vented Crawlspace - R19 Cavity Insulation | [6 empty] | 0.388 | 0.4 | No | 0.2 | 0.2 | 0.2 | 0.2 | 7 | Single Speed ASHP (7.5 HSPF2 14.3 SEER2) | Autosize |  |  |  |  | Electric |  |  | 35 | -30 |  |  | 0.075 | 4 | 0.075 | 4 | Heat_EZ_Sch_1 | Cool_EZ_Sch_1 | Electric Storage_50-gallon | DHW_EZ_Sch_1 | 2 | 0.75 | 0 | Gas | Gas | Yes | Yes | Yes | 0 | Misc_Elec_EZ_Sch_1 | 0
2 Occupant_USA_IL_Chicago._Electric Storage_50-gallon | 4 | USA_IL_Chicago.Midway.Intl.AP.725340_TMYx.2004-2018 | 0 | 1900 | 1 | 9 | 1.2 | 4-12 (Low-Moderate Slope) | Pre-Defined Construction | Wood-Framed - 2x6 - 24 in OC - R-19 Cavity |  | Pre-Defined Construction | Attic w R49 Cavity and Shingle Roof |  | Pre-Defined Construction | Vented Crawlspace - R19 Cavity Insulation | [6 empty] | 0.388 | 0.4 | No | 0.2 | 0.2 | 0.2 | 0.2 | 7 | Single Speed ASHP (7.5 HSPF2 14.3 SEER2) | Autosize |  |  |  |  | Electric |  |  | 35 | -30 |  |  | 0.075 | 4 | 0.075 | 4 | Heat_EZ_Sch_1 | Cool_EZ_Sch_1 | Electric Storage_50-gallon | DHW_EZ_Sch_1 | 2 | 0.75 | 0 | Gas | Gas | Yes | Yes | Yes | 0 | Misc_Elec_EZ_Sch_1 | 0
2 Occupant_USA_IN_Evansvil_Electric Storage_50-gallon | 4 | USA_IN_Evansville.Rgnl.AP.724320_TMYx.2004-2018 | 0 | 1900 | 1 | 9 | 1.2 | 4-12 (Low-Moderate Slope) | Pre-Defined Construction | Wood-Framed - 2x6 - 24 in OC - R-19 Cavity |  | Pre-Defined Construction | Attic w R49 Cavity and Shingle Roof |  | Pre-Defined Construction | Vented Crawlspace - R19 Cavity Insulation | [6 empty] | 0.388 | 0.4 | No | 0.2 | 0.2 | 0.2 | 0.2 | 7 | Single Speed ASHP (7.5 HSPF2 14.3 SEER2) | Autosize |  |  |  |  | Electric |  |  | 35 | -30 |  |  | 0.075 | 4 | 0.075 | 4 | Heat_EZ_Sch_1 | Cool_EZ_Sch_1 | Electric Storage_50-gallon | DHW_EZ_Sch_1 | 2 | 0.75 | 0 | Gas | Gas | Yes | Yes | Yes | 0 | Misc_Elec_EZ_Sch_1 | 0
2 Occupant_USA_IN_Indianap_Electric Storage_50-gallon | 4 | USA_IN_Indianapolis.Intl.AP.724380_TMYx.2004-2018 | 0 | 1900 | 1 | 9 | 1.2 | 4-12 (Low-Moderate Slope) | Pre-Defined Construction | Wood-Framed - 2x6 - 24 in OC - R-19 Cavity |  | Pre-Defined Construction | Attic w R49 Cavity and Shingle Roof |  | Pre-Defined Construction | Vented Crawlspace - R19 Cavity Insulation | [6 empty] | 0.388 | 0.4 | No | 0.2 | 0.2 | 0.2 | 0.2 | 7 | Single Speed ASHP (7.5 HSPF2 14.3 SEER2) | Autosize |  |  |  |  | Electric |  |  | 35 | -30 |  |  | 0.075 | 4 | 0.075 | 4 | Heat_EZ_Sch_1 | Cool_EZ_Sch_1 | Electric Storage_50-gallon | DHW_EZ_Sch_1 | 2 | 0.75 | 0 | Gas | Gas | Yes | Yes | Yes | 0 | Misc_Elec_EZ_Sch_1 | 0
2 Occupant_USA_KS_Hays.Rgn_Electric Storage_50-gallon | 4 | USA_KS_Hays.Rgnl.AP.724518_TMYx.2004-2018 | 0 | 1900 | 1 | 9 | 1.2 | 4-12 (Low-Moderate Slope) | Pre-Defined Construction | Wood-Framed - 2x6 - 24 in OC - R-19 Cavity |  | Pre-Defined Construction | Attic w R49 Cavity and Shingle Roof |  | Pre-Defined Construction | Vented Crawlspace - R19 Cavity Insulation | [6 empty] | 0.388 | 0.4 | No | 0.2 | 0.2 | 0.2 | 0.2 | 7 | Single Speed ASHP (7.5 HSPF2 14.3 SEER2) | Autosize |  |  |  |  | Electric |  |  | 35 | -30 |  |  | 0.075 | 4 | 0.075 | 4 | Heat_EZ_Sch_1 | Cool_EZ_Sch_1 | Electric Storage_50-gallon | DHW_EZ_Sch_1 | 2 | 0.75 | 0 | Gas | Gas | Yes | Yes | Yes | 0 | Misc_Elec_EZ_Sch_1 | 0
2 Occupant_USA_KS_Wichita._Electric Storage_50-gallon | 4 | USA_KS_Wichita.Eisenhower.Natl.AP.724500_TMYx.2004-2018 | 0 | 1900 | 1 | 9 | 1.2 | 4-12 (Low-Moderate Slope) | Pre-Defined Construction | Wood-Framed - 2x6 - 24 in OC - R-19 Cavity |  | Pre-Defined Construction | Attic w R49 Cavity and Shingle Roof |  | Pre-Defined Construction | Vented Crawlspace - R19 Cavity Insulation | [6 empty] | 0.388 | 0.4 | No | 0.2 | 0.2 | 0.2 | 0.2 | 7 | Single Speed ASHP (7.5 HSPF2 14.3 SEER2) | Autosize |  |  |  |  | Electric |  |  | 35 | -30 |  |  | 0.075 | 4 | 0.075 | 4 | Heat_EZ_Sch_1 | Cool_EZ_Sch_1 | Electric Storage_50-gallon | DHW_EZ_Sch_1 | 2 | 0.75 | 0 | Gas | Gas | Yes | Yes | Yes | 0 | Misc_Elec_EZ_Sch_1 | 0
2 Occupant_USA_KY_Louisvil_Electric Storage_50-gallon | 4 | USA_KY_Louisville-Bowman.Rgnl.AP.724235_TMYx.2004-2018 | 0 | 1900 | 1 | 9 | 1.2 | 4-12 (Low-Moderate Slope) | Pre-Defined Construction | Wood-Framed - 2x6 - 24 in OC - R-19 Cavity |  | Pre-Defined Construction | Attic w R49 Cavity and Shingle Roof |  | Pre-Defined Construction | Vented Crawlspace - R19 Cavity Insulation | [6 empty] | 0.388 | 0.4 | No | 0.2 | 0.2 | 0.2 | 0.2 | 7 | Single Speed ASHP (7.5 HSPF2 14.3 SEER2) | Autosize |  |  |  |  | Electric |  |  | 35 | -30 |  |  | 0.075 | 4 | 0.075 | 4 | Heat_EZ_Sch_1 | Cool_EZ_Sch_1 | Electric Storage_50-gallon | DHW_EZ_Sch_1 | 2 | 0.75 | 0 | Gas | Gas | Yes | Yes | Yes | 0 | Misc_Elec_EZ_Sch_1 | 0
2 Occupant_USA_LA_New.Orle_Electric Storage_50-gallon | 4 | USA_LA_New.Orleans-Armstrong.Intl.AP.722310_TMYx.2004-2018 | 0 | 1900 | 1 | 9 | 1.2 | 4-12 (Low-Moderate Slope) | Pre-Defined Construction | Wood-Framed - 2x6 - 24 in OC - R-19 Cavity |  | Pre-Defined Construction | Attic w R49 Cavity and Shingle Roof |  | Pre-Defined Construction | Vented Crawlspace - R19 Cavity Insulation | [6 empty] | 0.388 | 0.4 | No | 0.2 | 0.2 | 0.2 | 0.2 | 7 | Single Speed ASHP (7.5 HSPF2 14.3 SEER2) | Autosize |  |  |  |  | Electric |  |  | 35 | -30 |  |  | 0.075 | 4 | 0.075 | 4 | Heat_EZ_Sch_1 | Cool_EZ_Sch_1 | Electric Storage_50-gallon | DHW_EZ_Sch_1 | 2 | 0.75 | 0 | Gas | Gas | Yes | Yes | Yes | 0 | Misc_Elec_EZ_Sch_1 | 0
2 Occupant_USA_LA_Shrevepo_Electric Storage_50-gallon | 4 | USA_LA_Shreveport.Downtown.AP.722484_TMYx.2004-2018 | 0 | 1900 | 1 | 9 | 1.2 | 4-12 (Low-Moderate Slope) | Pre-Defined Construction | Wood-Framed - 2x6 - 24 in OC - R-19 Cavity |  | Pre-Defined Construction | Attic w R49 Cavity and Shingle Roof |  | Pre-Defined Construction | Vented Crawlspace - R19 Cavity Insulation | [6 empty] | 0.388 | 0.4 | No | 0.2 | 0.2 | 0.2 | 0.2 | 7 | Single Speed ASHP (7.5 HSPF2 14.3 SEER2) | Autosize |  |  |  |  | Electric |  |  | 35 | -30 |  |  | 0.075 | 4 | 0.075 | 4 | Heat_EZ_Sch_1 | Cool_EZ_Sch_1 | Electric Storage_50-gallon | DHW_EZ_Sch_1 | 2 | 0.75 | 0 | Gas | Gas | Yes | Yes | Yes | 0 | Misc_Elec_EZ_Sch_1 | 0
2 Occupant_USA_MA_Boston-L_Electric Storage_50-gallon | 4 | USA_MA_Boston-Logan.Intl.AP.725090_TMYx.2004-2018 | 0 | 1900 | 1 | 9 | 1.2 | 4-12 (Low-Moderate Slope) | Pre-Defined Construction | Wood-Framed - 2x6 - 24 in OC - R-19 Cavity |  | Pre-Defined Construction | Attic w R49 Cavity and Shingle Roof |  | Pre-Defined Construction | Vented Crawlspace - R19 Cavity Insulation | [6 empty] | 0.388 | 0.4 | No | 0.2 | 0.2 | 0.2 | 0.2 | 7 | Single Speed ASHP (7.5 HSPF2 14.3 SEER2) | Autosize |  |  |  |  | Electric |  |  | 35 | -30 |  |  | 0.075 | 4 | 0.075 | 4 | Heat_EZ_Sch_1 | Cool_EZ_Sch_1 | Electric Storage_50-gallon | DHW_EZ_Sch_1 | 2 | 0.75 | 0 | Gas | Gas | Yes | Yes | Yes | 0 | Misc_Elec_EZ_Sch_1 | 0
2 Occupant_USA_MD_Baltimor_Electric Storage_50-gallon | 4 | USA_MD_Baltimore-Washington.Intl-Marshall.AP.724060_TMYx.2004-2018 | 0 | 1900 | 1 | 9 | 1.2 | 4-12 (Low-Moderate Slope) | Pre-Defined Construction | Wood-Framed - 2x6 - 24 in OC - R-19 Cavity |  | Pre-Defined Construction | Attic w R49 Cavity and Shingle Roof |  | Pre-Defined Construction | Vented Crawlspace - R19 Cavity Insulation | [6 empty] | 0.388 | 0.4 | No | 0.2 | 0.2 | 0.2 | 0.2 | 7 | Single Speed ASHP (7.5 HSPF2 14.3 SEER2) | Autosize |  |  |  |  | Electric |  |  | 35 | -30 |  |  | 0.075 | 4 | 0.075 | 4 | Heat_EZ_Sch_1 | Cool_EZ_Sch_1 | Electric Storage_50-gallon | DHW_EZ_Sch_1 | 2 | 0.75 | 0 | Gas | Gas | Yes | Yes | Yes | 0 | Misc_Elec_EZ_Sch_1 | 0
2 Occupant_USA_ME_Portland_Electric Storage_50-gallon | 4 | USA_ME_Portland.Intl.Jetport.726060_TMYx.2004-2018 | 0 | 1900 | 1 | 9 | 1.2 | 4-12 (Low-Moderate Slope) | Pre-Defined Construction | Wood-Framed - 2x6 - 24 in OC - R-19 Cavity |  | Pre-Defined Construction | Attic w R49 Cavity and Shingle Roof |  | Pre-Defined Construction | Vented Crawlspace - R19 Cavity Insulation | [6 empty] | 0.388 | 0.4 | No | 0.2 | 0.2 | 0.2 | 0.2 | 7 | Single Speed ASHP (7.5 HSPF2 14.3 SEER2) | Autosize |  |  |  |  | Electric |  |  | 35 | -30 |  |  | 0.075 | 4 | 0.075 | 4 | Heat_EZ_Sch_1 | Cool_EZ_Sch_1 | Electric Storage_50-gallon | DHW_EZ_Sch_1 | 2 | 0.75 | 0 | Gas | Gas | Yes | Yes | Yes | 0 | Misc_Elec_EZ_Sch_1 | 0
2 Occupant_USA_ME_Presque._Electric Storage_50-gallon | 4 | USA_ME_Presque.Isle.Intl.AP.727130_TMYx.2004-2018 | 0 | 1900 | 1 | 9 | 1.2 | 4-12 (Low-Moderate Slope) | Pre-Defined Construction | Wood-Framed - 2x6 - 24 in OC - R-19 Cavity |  | Pre-Defined Construction | Attic w R49 Cavity and Shingle Roof |  | Pre-Defined Construction | Vented Crawlspace - R19 Cavity Insulation | [6 empty] | 0.388 | 0.4 | No | 0.2 | 0.2 | 0.2 | 0.2 | 7 | Single Speed ASHP (7.5 HSPF2 14.3 SEER2) | Autosize |  |  |  |  | Electric |  |  | 35 | -30 |  |  | 0.075 | 4 | 0.075 | 4 | Heat_EZ_Sch_1 | Cool_EZ_Sch_1 | Electric Storage_50-gallon | DHW_EZ_Sch_1 | 2 | 0.75 | 0 | Gas | Gas | Yes | Yes | Yes | 0 | Misc_Elec_EZ_Sch_1 | 0
2 Occupant_USA_MI_Detroit-_Electric Storage_50-gallon | 4 | USA_MI_Detroit-Young.Intl.AP.725375_TMYx.2004-2018 | 0 | 1900 | 1 | 9 | 1.2 | 4-12 (Low-Moderate Slope) | Pre-Defined Construction | Wood-Framed - 2x6 - 24 in OC - R-19 Cavity |  | Pre-Defined Construction | Attic w R49 Cavity and Shingle Roof |  | Pre-Defined Construction | Vented Crawlspace - R19 Cavity Insulation | [6 empty] | 0.388 | 0.4 | No | 0.2 | 0.2 | 0.2 | 0.2 | 7 | Single Speed ASHP (7.5 HSPF2 14.3 SEER2) | Autosize |  |  |  |  | Electric |  |  | 35 | -30 |  |  | 0.075 | 4 | 0.075 | 4 | Heat_EZ_Sch_1 | Cool_EZ_Sch_1 | Electric Storage_50-gallon | DHW_EZ_Sch_1 | 2 | 0.75 | 0 | Gas | Gas | Yes | Yes | Yes | 0 | Misc_Elec_EZ_Sch_1 | 0
2 Occupant_USA_MI_Houghton_Electric Storage_50-gallon | 4 | USA_MI_Houghton.Lake-Roscommon.County.AP.726380_TMYx.2004-2018 | 0 | 1900 | 1 | 9 | 1.2 | 4-12 (Low-Moderate Slope) | Pre-Defined Construction | Wood-Framed - 2x6 - 24 in OC - R-19 Cavity |  | Pre-Defined Construction | Attic w R49 Cavity and Shingle Roof |  | Pre-Defined Construction | Vented Crawlspace - R19 Cavity Insulation | [6 empty] | 0.388 | 0.4 | No | 0.2 | 0.2 | 0.2 | 0.2 | 7 | Single Speed ASHP (7.5 HSPF2 14.3 SEER2) | Autosize |  |  |  |  | Electric |  |  | 35 | -30 |  |  | 0.075 | 4 | 0.075 | 4 | Heat_EZ_Sch_1 | Cool_EZ_Sch_1 | Electric Storage_50-gallon | DHW_EZ_Sch_1 | 2 | 0.75 | 0 | Gas | Gas | Yes | Yes | Yes | 0 | Misc_Elec_EZ_Sch_1 | 0
2 Occupant_USA_MI_Traverse_Electric Storage_50-gallon | 4 | USA_MI_Traverse.City-Cherry.Capital.AP.726387_TMYx.2004-2018 | 0 | 1900 | 1 | 9 | 1.2 | 4-12 (Low-Moderate Slope) | Pre-Defined Construction | Wood-Framed - 2x6 - 24 in OC - R-19 Cavity |  | Pre-Defined Construction | Attic w R49 Cavity and Shingle Roof |  | Pre-Defined Construction | Vented Crawlspace - R19 Cavity Insulation | [6 empty] | 0.388 | 0.4 | No | 0.2 | 0.2 | 0.2 | 0.2 | 7 | Single Speed ASHP (7.5 HSPF2 14.3 SEER2) | Autosize |  |  |  |  | Electric |  |  | 35 | -30 |  |  | 0.075 | 4 | 0.075 | 4 | Heat_EZ_Sch_1 | Cool_EZ_Sch_1 | Electric Storage_50-gallon | DHW_EZ_Sch_1 | 2 | 0.75 | 0 | Gas | Gas | Yes | Yes | Yes | 0 | Misc_Elec_EZ_Sch_1 | 0
2 Occupant_USA_MN_Duluth.I_Electric Storage_50-gallon | 4 | USA_MN_Duluth.Intl.AP-Duluth.ANGB.727450_TMYx.2004-2018 | 0 | 1900 | 1 | 9 | 1.2 | 4-12 (Low-Moderate Slope) | Pre-Defined Construction | Wood-Framed - 2x6 - 24 in OC - R-19 Cavity |  | Pre-Defined Construction | Attic w R49 Cavity and Shingle Roof |  | Pre-Defined Construction | Vented Crawlspace - R19 Cavity Insulation | [6 empty] | 0.388 | 0.4 | No | 0.2 | 0.2 | 0.2 | 0.2 | 7 | Single Speed ASHP (7.5 HSPF2 14.3 SEER2) | Autosize |  |  |  |  | Electric |  |  | 35 | -30 |  |  | 0.075 | 4 | 0.075 | 4 | Heat_EZ_Sch_1 | Cool_EZ_Sch_1 | Electric Storage_50-gallon | DHW_EZ_Sch_1 | 2 | 0.75 | 0 | Gas | Gas | Yes | Yes | Yes | 0 | Misc_Elec_EZ_Sch_1 | 0
2 Occupant_USA_MN_Minneapo_Electric Storage_50-gallon | 4 | USA_MN_Minneapolis-St.Paul.Intl.AP.726580_TMYx.2004-2018 | 0 | 1900 | 1 | 9 | 1.2 | 4-12 (Low-Moderate Slope) | Pre-Defined Construction | Wood-Framed - 2x6 - 24 in OC - R-19 Cavity |  | Pre-Defined Construction | Attic w R49 Cavity and Shingle Roof |  | Pre-Defined Construction | Vented Crawlspace - R19 Cavity Insulation | [6 empty] | 0.388 | 0.4 | No | 0.2 | 0.2 | 0.2 | 0.2 | 7 | Single Speed ASHP (7.5 HSPF2 14.3 SEER2) | Autosize |  |  |  |  | Electric |  |  | 35 | -30 |  |  | 0.075 | 4 | 0.075 | 4 | Heat_EZ_Sch_1 | Cool_EZ_Sch_1 | Electric Storage_50-gallon | DHW_EZ_Sch_1 | 2 | 0.75 | 0 | Gas | Gas | Yes | Yes | Yes | 0 | Misc_Elec_EZ_Sch_1 | 0
2 Occupant_USA_MO_Kansas.C_Electric Storage_50-gallon | 4 | USA_MO_Kansas.City-Wheeler.Downtown.AP.724463_TMYx.2004-2018 | 0 | 1900 | 1 | 9 | 1.2 | 4-12 (Low-Moderate Slope) | Pre-Defined Construction | Wood-Framed - 2x6 - 24 in OC - R-19 Cavity |  | Pre-Defined Construction | Attic w R49 Cavity and Shingle Roof |  | Pre-Defined Construction | Vented Crawlspace - R19 Cavity Insulation | [6 empty] | 0.388 | 0.4 | No | 0.2 | 0.2 | 0.2 | 0.2 | 7 | Single Speed ASHP (7.5 HSPF2 14.3 SEER2) | Autosize |  |  |  |  | Electric |  |  | 35 | -30 |  |  | 0.075 | 4 | 0.075 | 4 | Heat_EZ_Sch_1 | Cool_EZ_Sch_1 | Electric Storage_50-gallon | DHW_EZ_Sch_1 | 2 | 0.75 | 0 | Gas | Gas | Yes | Yes | Yes | 0 | Misc_Elec_EZ_Sch_1 | 0
2 Occupant_USA_MO_St.Josep_Electric Storage_50-gallon | 4 | USA_MO_St.Joseph-Rosecrans.Meml.AP.724490_TMYx.2004-2018 | 0 | 1900 | 1 | 9 | 1.2 | 4-12 (Low-Moderate Slope) | Pre-Defined Construction | Wood-Framed - 2x6 - 24 in OC - R-19 Cavity |  | Pre-Defined Construction | Attic w R49 Cavity and Shingle Roof |  | Pre-Defined Construction | Vented Crawlspace - R19 Cavity Insulation | [6 empty] | 0.388 | 0.4 | No | 0.2 | 0.2 | 0.2 | 0.2 | 7 | Single Speed ASHP (7.5 HSPF2 14.3 SEER2) | Autosize |  |  |  |  | Electric |  |  | 35 | -30 |  |  | 0.075 | 4 | 0.075 | 4 | Heat_EZ_Sch_1 | Cool_EZ_Sch_1 | Electric Storage_50-gallon | DHW_EZ_Sch_1 | 2 | 0.75 | 0 | Gas | Gas | Yes | Yes | Yes | 0 | Misc_Elec_EZ_Sch_1 | 0
2 Occupant_USA_MS_Gulfport_Electric Storage_50-gallon | 4 | USA_MS_Gulfport-Biloxi.Intl.AP.747570_TMYx.2004-2018 | 0 | 1900 | 1 | 9 | 1.2 | 4-12 (Low-Moderate Slope) | Pre-Defined Construction | Wood-Framed - 2x6 - 24 in OC - R-19 Cavity |  | Pre-Defined Construction | Attic w R49 Cavity and Shingle Roof |  | Pre-Defined Construction | Vented Crawlspace - R19 Cavity Insulation | [6 empty] | 0.388 | 0.4 | No | 0.2 | 0.2 | 0.2 | 0.2 | 7 | Single Speed ASHP (7.5 HSPF2 14.3 SEER2) | Autosize |  |  |  |  | Electric |  |  | 35 | -30 |  |  | 0.075 | 4 | 0.075 | 4 | Heat_EZ_Sch_1 | Cool_EZ_Sch_1 | Electric Storage_50-gallon | DHW_EZ_Sch_1 | 2 | 0.75 | 0 | Gas | Gas | Yes | Yes | Yes | 0 | Misc_Elec_EZ_Sch_1 | 0
2 Occupant_USA_MS_Jackson-_Electric Storage_50-gallon | 4 | USA_MS_Jackson-Evers.Intl.AP.722350_TMYx.2004-2018 | 0 | 1900 | 1 | 9 | 1.2 | 4-12 (Low-Moderate Slope) | Pre-Defined Construction | Wood-Framed - 2x6 - 24 in OC - R-19 Cavity |  | Pre-Defined Construction | Attic w R49 Cavity and Shingle Roof |  | Pre-Defined Construction | Vented Crawlspace - R19 Cavity Insulation | [6 empty] | 0.388 | 0.4 | No | 0.2 | 0.2 | 0.2 | 0.2 | 7 | Single Speed ASHP (7.5 HSPF2 14.3 SEER2) | Autosize |  |  |  |  | Electric |  |  | 35 | -30 |  |  | 0.075 | 4 | 0.075 | 4 | Heat_EZ_Sch_1 | Cool_EZ_Sch_1 | Electric Storage_50-gallon | DHW_EZ_Sch_1 | 2 | 0.75 | 0 | Gas | Gas | Yes | Yes | Yes | 0 | Misc_Elec_EZ_Sch_1 | 0
2 Occupant_USA_MT_Billings_Electric Storage_50-gallon | 4 | USA_MT_Billings.Logan.Intl.AP.726770_TMYx.2004-2018 | 0 | 1900 | 1 | 9 | 1.2 | 4-12 (Low-Moderate Slope) | Pre-Defined Construction | Wood-Framed - 2x6 - 24 in OC - R-19 Cavity |  | Pre-Defined Construction | Attic w R49 Cavity and Shingle Roof |  | Pre-Defined Construction | Vented Crawlspace - R19 Cavity Insulation | [6 empty] | 0.388 | 0.4 | No | 0.2 | 0.2 | 0.2 | 0.2 | 7 | Single Speed ASHP (7.5 HSPF2 14.3 SEER2) | Autosize |  |  |  |  | Electric |  |  | 35 | -30 |  |  | 0.075 | 4 | 0.075 | 4 | Heat_EZ_Sch_1 | Cool_EZ_Sch_1 | Electric Storage_50-gallon | DHW_EZ_Sch_1 | 2 | 0.75 | 0 | Gas | Gas | Yes | Yes | Yes | 0 | Misc_Elec_EZ_Sch_1 | 0
2 Occupant_USA_NC_Charlott_Electric Storage_50-gallon | 4 | USA_NC_Charlotte.Douglas.Intl.AP.723140_TMYx.2004-2018 | 0 | 1900 | 1 | 9 | 1.2 | 4-12 (Low-Moderate Slope) | Pre-Defined Construction | Wood-Framed - 2x6 - 24 in OC - R-19 Cavity |  | Pre-Defined Construction | Attic w R49 Cavity and Shingle Roof |  | Pre-Defined Construction | Vented Crawlspace - R19 Cavity Insulation | [6 empty] | 0.388 | 0.4 | No | 0.2 | 0.2 | 0.2 | 0.2 | 7 | Single Speed ASHP (7.5 HSPF2 14.3 SEER2) | Autosize |  |  |  |  | Electric |  |  | 35 | -30 |  |  | 0.075 | 4 | 0.075 | 4 | Heat_EZ_Sch_1 | Cool_EZ_Sch_1 | Electric Storage_50-gallon | DHW_EZ_Sch_1 | 2 | 0.75 | 0 | Gas | Gas | Yes | Yes | Yes | 0 | Misc_Elec_EZ_Sch_1 | 0
2 Occupant_USA_NC_Raleigh-_Electric Storage_50-gallon | 4 | USA_NC_Raleigh-Durham.Intl.AP.723060_TMYx.2004-2018 | 0 | 1900 | 1 | 9 | 1.2 | 4-12 (Low-Moderate Slope) | Pre-Defined Construction | Wood-Framed - 2x6 - 24 in OC - R-19 Cavity |  | Pre-Defined Construction | Attic w R49 Cavity and Shingle Roof |  | Pre-Defined Construction | Vented Crawlspace - R19 Cavity Insulation | [6 empty] | 0.388 | 0.4 | No | 0.2 | 0.2 | 0.2 | 0.2 | 7 | Single Speed ASHP (7.5 HSPF2 14.3 SEER2) | Autosize |  |  |  |  | Electric |  |  | 35 | -30 |  |  | 0.075 | 4 | 0.075 | 4 | Heat_EZ_Sch_1 | Cool_EZ_Sch_1 | Electric Storage_50-gallon | DHW_EZ_Sch_1 | 2 | 0.75 | 0 | Gas | Gas | Yes | Yes | Yes | 0 | Misc_Elec_EZ_Sch_1 | 0
2 Occupant_USA_ND_Bismarck_Electric Storage_50-gallon | 4 | USA_ND_Bismarck.Muni.AP.727640_TMYx.2004-2018 | 0 | 1900 | 1 | 9 | 1.2 | 4-12 (Low-Moderate Slope) | Pre-Defined Construction | Wood-Framed - 2x6 - 24 in OC - R-19 Cavity |  | Pre-Defined Construction | Attic w R49 Cavity and Shingle Roof |  | Pre-Defined Construction | Vented Crawlspace - R19 Cavity Insulation | [6 empty] | 0.388 | 0.4 | No | 0.2 | 0.2 | 0.2 | 0.2 | 7 | Single Speed ASHP (7.5 HSPF2 14.3 SEER2) | Autosize |  |  |  |  | Electric |  |  | 35 | -30 |  |  | 0.075 | 4 | 0.075 | 4 | Heat_EZ_Sch_1 | Cool_EZ_Sch_1 | Electric Storage_50-gallon | DHW_EZ_Sch_1 | 2 | 0.75 | 0 | Gas | Gas | Yes | Yes | Yes | 0 | Misc_Elec_EZ_Sch_1 | 0
2 Occupant_USA_ND_Fargo-He_Electric Storage_50-gallon | 4 | USA_ND_Fargo-Hector.Intl.AP.727530_TMYx.2004-2018 | 0 | 1900 | 1 | 9 | 1.2 | 4-12 (Low-Moderate Slope) | Pre-Defined Construction | Wood-Framed - 2x6 - 24 in OC - R-19 Cavity |  | Pre-Defined Construction | Attic w R49 Cavity and Shingle Roof |  | Pre-Defined Construction | Vented Crawlspace - R19 Cavity Insulation | [6 empty] | 0.388 | 0.4 | No | 0.2 | 0.2 | 0.2 | 0.2 | 7 | Single Speed ASHP (7.5 HSPF2 14.3 SEER2) | Autosize |  |  |  |  | Electric |  |  | 35 | -30 |  |  | 0.075 | 4 | 0.075 | 4 | Heat_EZ_Sch_1 | Cool_EZ_Sch_1 | Electric Storage_50-gallon | DHW_EZ_Sch_1 | 2 | 0.75 | 0 | Gas | Gas | Yes | Yes | Yes | 0 | Misc_Elec_EZ_Sch_1 | 0
2 Occupant_USA_NE_Omaha-Mi_Electric Storage_50-gallon | 4 | USA_NE_Omaha-Millard.AP.720308_TMYx.2004-2018 | 0 | 1900 | 1 | 9 | 1.2 | 4-12 (Low-Moderate Slope) | Pre-Defined Construction | Wood-Framed - 2x6 - 24 in OC - R-19 Cavity |  | Pre-Defined Construction | Attic w R49 Cavity and Shingle Roof |  | Pre-Defined Construction | Vented Crawlspace - R19 Cavity Insulation | [6 empty] | 0.388 | 0.4 | No | 0.2 | 0.2 | 0.2 | 0.2 | 7 | Single Speed ASHP (7.5 HSPF2 14.3 SEER2) | Autosize |  |  |  |  | Electric |  |  | 35 | -30 |  |  | 0.075 | 4 | 0.075 | 4 | Heat_EZ_Sch_1 | Cool_EZ_Sch_1 | Electric Storage_50-gallon | DHW_EZ_Sch_1 | 2 | 0.75 | 0 | Gas | Gas | Yes | Yes | Yes | 0 | Misc_Elec_EZ_Sch_1 | 0
2 Occupant_USA_NH_Concord._Electric Storage_50-gallon | 4 | USA_NH_Concord.Muni.AP.726050_TMYx.2004-2018 | 0 | 1900 | 1 | 9 | 1.2 | 4-12 (Low-Moderate Slope) | Pre-Defined Construction | Wood-Framed - 2x6 - 24 in OC - R-19 Cavity |  | Pre-Defined Construction | Attic w R49 Cavity and Shingle Roof |  | Pre-Defined Construction | Vented Crawlspace - R19 Cavity Insulation | [6 empty] | 0.388 | 0.4 | No | 0.2 | 0.2 | 0.2 | 0.2 | 7 | Single Speed ASHP (7.5 HSPF2 14.3 SEER2) | Autosize |  |  |  |  | Electric |  |  | 35 | -30 |  |  | 0.075 | 4 | 0.075 | 4 | Heat_EZ_Sch_1 | Cool_EZ_Sch_1 | Electric Storage_50-gallon | DHW_EZ_Sch_1 | 2 | 0.75 | 0 | Gas | Gas | Yes | Yes | Yes | 0 | Misc_Elec_EZ_Sch_1 | 0
2 Occupant_USA_NH_Manchest_Electric Storage_50-gallon | 4 | USA_NH_Manchester-Boston.Rgnl.AP.743945_TMYx.2004-2018 | 0 | 1900 | 1 | 9 | 1.2 | 4-12 (Low-Moderate Slope) | Pre-Defined Construction | Wood-Framed - 2x6 - 24 in OC - R-19 Cavity |  | Pre-Defined Construction | Attic w R49 Cavity and Shingle Roof |  | Pre-Defined Construction | Vented Crawlspace - R19 Cavity Insulation | [6 empty] | 0.388 | 0.4 | No | 0.2 | 0.2 | 0.2 | 0.2 | 7 | Single Speed ASHP (7.5 HSPF2 14.3 SEER2) | Autosize |  |  |  |  | Electric |  |  | 35 | -30 |  |  | 0.075 | 4 | 0.075 | 4 | Heat_EZ_Sch_1 | Cool_EZ_Sch_1 | Electric Storage_50-gallon | DHW_EZ_Sch_1 | 2 | 0.75 | 0 | Gas | Gas | Yes | Yes | Yes | 0 | Misc_Elec_EZ_Sch_1 | 0
2 Occupant_USA_NJ_Newark.L_Electric Storage_50-gallon | 4 | USA_NJ_Newark.Liberty.Intl.AP.725020_TMYx.2004-2018 | 0 | 1900 | 1 | 9 | 1.2 | 4-12 (Low-Moderate Slope) | Pre-Defined Construction | Wood-Framed - 2x6 - 24 in OC - R-19 Cavity |  | Pre-Defined Construction | Attic w R49 Cavity and Shingle Roof |  | Pre-Defined Construction | Vented Crawlspace - R19 Cavity Insulation | [6 empty] | 0.388 | 0.4 | No | 0.2 | 0.2 | 0.2 | 0.2 | 7 | Single Speed ASHP (7.5 HSPF2 14.3 SEER2) | Autosize |  |  |  |  | Electric |  |  | 35 | -30 |  |  | 0.075 | 4 | 0.075 | 4 | Heat_EZ_Sch_1 | Cool_EZ_Sch_1 | Electric Storage_50-gallon | DHW_EZ_Sch_1 | 2 | 0.75 | 0 | Gas | Gas | Yes | Yes | Yes | 0 | Misc_Elec_EZ_Sch_1 | 0
2 Occupant_USA_NJ_Trenton-_Electric Storage_50-gallon | 4 | USA_NJ_Trenton-Mercer.AP.724095_TMYx.2004-2018 | 0 | 1900 | 1 | 9 | 1.2 | 4-12 (Low-Moderate Slope) | Pre-Defined Construction | Wood-Framed - 2x6 - 24 in OC - R-19 Cavity |  | Pre-Defined Construction | Attic w R49 Cavity and Shingle Roof |  | Pre-Defined Construction | Vented Crawlspace - R19 Cavity Insulation | [6 empty] | 0.388 | 0.4 | No | 0.2 | 0.2 | 0.2 | 0.2 | 7 | Single Speed ASHP (7.5 HSPF2 14.3 SEER2) | Autosize |  |  |  |  | Electric |  |  | 35 | -30 |  |  | 0.075 | 4 | 0.075 | 4 | Heat_EZ_Sch_1 | Cool_EZ_Sch_1 | Electric Storage_50-gallon | DHW_EZ_Sch_1 | 2 | 0.75 | 0 | Gas | Gas | Yes | Yes | Yes | 0 | Misc_Elec_EZ_Sch_1 | 0
2 Occupant_USA_NM_Albuquer_Electric Storage_50-gallon | 4 | USA_NM_Albuquerque.Intl.Sunport.723650_TMYx.2004-2018 | 0 | 1900 | 1 | 9 | 1.2 | 4-12 (Low-Moderate Slope) | Pre-Defined Construction | Wood-Framed - 2x6 - 24 in OC - R-19 Cavity |  | Pre-Defined Construction | Attic w R49 Cavity and Shingle Roof |  | Pre-Defined Construction | Vented Crawlspace - R19 Cavity Insulation | [6 empty] | 0.388 | 0.4 | No | 0.2 | 0.2 | 0.2 | 0.2 | 7 | Single Speed ASHP (7.5 HSPF2 14.3 SEER2) | Autosize |  |  |  |  | Electric |  |  | 35 | -30 |  |  | 0.075 | 4 | 0.075 | 4 | Heat_EZ_Sch_1 | Cool_EZ_Sch_1 | Electric Storage_50-gallon | DHW_EZ_Sch_1 | 2 | 0.75 | 0 | Gas | Gas | Yes | Yes | Yes | 0 | Misc_Elec_EZ_Sch_1 | 0
2 Occupant_USA_NM_Las.Cruc_Electric Storage_50-gallon | 4 | USA_NM_Las.Cruces.Intl.AP.722695_TMYx.2004-2018 | 0 | 1900 | 1 | 9 | 1.2 | 4-12 (Low-Moderate Slope) | Pre-Defined Construction | Wood-Framed - 2x6 - 24 in OC - R-19 Cavity |  | Pre-Defined Construction | Attic w R49 Cavity and Shingle Roof |  | Pre-Defined Construction | Vented Crawlspace - R19 Cavity Insulation | [6 empty] | 0.388 | 0.4 | No | 0.2 | 0.2 | 0.2 | 0.2 | 7 | Single Speed ASHP (7.5 HSPF2 14.3 SEER2) | Autosize |  |  |  |  | Electric |  |  | 35 | -30 |  |  | 0.075 | 4 | 0.075 | 4 | Heat_EZ_Sch_1 | Cool_EZ_Sch_1 | Electric Storage_50-gallon | DHW_EZ_Sch_1 | 2 | 0.75 | 0 | Gas | Gas | Yes | Yes | Yes | 0 | Misc_Elec_EZ_Sch_1 | 0
2 Occupant_USA_NM_Santa.Fe_Electric Storage_50-gallon | 4 | USA_NM_Santa.Fe.Muni.AP.723656_TMYx.2004-2018 | 0 | 1900 | 1 | 9 | 1.2 | 4-12 (Low-Moderate Slope) | Pre-Defined Construction | Wood-Framed - 2x6 - 24 in OC - R-19 Cavity |  | Pre-Defined Construction | Attic w R49 Cavity and Shingle Roof |  | Pre-Defined Construction | Vented Crawlspace - R19 Cavity Insulation | [6 empty] | 0.388 | 0.4 | No | 0.2 | 0.2 | 0.2 | 0.2 | 7 | Single Speed ASHP (7.5 HSPF2 14.3 SEER2) | Autosize |  |  |  |  | Electric |  |  | 35 | -30 |  |  | 0.075 | 4 | 0.075 | 4 | Heat_EZ_Sch_1 | Cool_EZ_Sch_1 | Electric Storage_50-gallon | DHW_EZ_Sch_1 | 2 | 0.75 | 0 | Gas | Gas | Yes | Yes | Yes | 0 | Misc_Elec_EZ_Sch_1 | 0
2 Occupant_USA_NV_Las.Vega_Electric Storage_50-gallon | 4 | USA_NV_Las.Vegas-McCarran.Intl.AP.723860_TMYx.2004-2018 | 0 | 1900 | 1 | 9 | 1.2 | 4-12 (Low-Moderate Slope) | Pre-Defined Construction | Wood-Framed - 2x6 - 24 in OC - R-19 Cavity |  | Pre-Defined Construction | Attic w R49 Cavity and Shingle Roof |  | Pre-Defined Construction | Vented Crawlspace - R19 Cavity Insulation | [6 empty] | 0.388 | 0.4 | No | 0.2 | 0.2 | 0.2 | 0.2 | 7 | Single Speed ASHP (7.5 HSPF2 14.3 SEER2) | Autosize |  |  |  |  | Electric |  |  | 35 | -30 |  |  | 0.075 | 4 | 0.075 | 4 | Heat_EZ_Sch_1 | Cool_EZ_Sch_1 | Electric Storage_50-gallon | DHW_EZ_Sch_1 | 2 | 0.75 | 0 | Gas | Gas | Yes | Yes | Yes | 0 | Misc_Elec_EZ_Sch_1 | 0
2 Occupant_USA_NV_Reno-Tah_Electric Storage_50-gallon | 4 | USA_NV_Reno-Tahoe.Intl.AP.724880_TMYx.2004-2018 | 0 | 1900 | 1 | 9 | 1.2 | 4-12 (Low-Moderate Slope) | Pre-Defined Construction | Wood-Framed - 2x6 - 24 in OC - R-19 Cavity |  | Pre-Defined Construction | Attic w R49 Cavity and Shingle Roof |  | Pre-Defined Construction | Vented Crawlspace - R19 Cavity Insulation | [6 empty] | 0.388 | 0.4 | No | 0.2 | 0.2 | 0.2 | 0.2 | 7 | Single Speed ASHP (7.5 HSPF2 14.3 SEER2) | Autosize |  |  |  |  | Electric |  |  | 35 | -30 |  |  | 0.075 | 4 | 0.075 | 4 | Heat_EZ_Sch_1 | Cool_EZ_Sch_1 | Electric Storage_50-gallon | DHW_EZ_Sch_1 | 2 | 0.75 | 0 | Gas | Gas | Yes | Yes | Yes | 0 | Misc_Elec_EZ_Sch_1 | 0
2 Occupant_USA_NY_Buffalo._Electric Storage_50-gallon | 4 | USA_NY_Buffalo.Niagara.Intl.AP.725280_TMYx.2004-2018 | 0 | 1900 | 1 | 9 | 1.2 | 4-12 (Low-Moderate Slope) | Pre-Defined Construction | Wood-Framed - 2x6 - 24 in OC - R-19 Cavity |  | Pre-Defined Construction | Attic w R49 Cavity and Shingle Roof |  | Pre-Defined Construction | Vented Crawlspace - R19 Cavity Insulation | [6 empty] | 0.388 | 0.4 | No | 0.2 | 0.2 | 0.2 | 0.2 | 7 | Single Speed ASHP (7.5 HSPF2 14.3 SEER2) | Autosize |  |  |  |  | Electric |  |  | 35 | -30 |  |  | 0.075 | 4 | 0.075 | 4 | Heat_EZ_Sch_1 | Cool_EZ_Sch_1 | Electric Storage_50-gallon | DHW_EZ_Sch_1 | 2 | 0.75 | 0 | Gas | Gas | Yes | Yes | Yes | 0 | Misc_Elec_EZ_Sch_1 | 0
2 Occupant_USA_NY_New.York_Electric Storage_50-gallon | 4 | USA_NY_New.York-Kennedy.Intl.AP.744860_TMYx.2004-2018 | 0 | 1900 | 1 | 9 | 1.2 | 4-12 (Low-Moderate Slope) | Pre-Defined Construction | Wood-Framed - 2x6 - 24 in OC - R-19 Cavity |  | Pre-Defined Construction | Attic w R49 Cavity and Shingle Roof |  | Pre-Defined Construction | Vented Crawlspace - R19 Cavity Insulation | [6 empty] | 0.388 | 0.4 | No | 0.2 | 0.2 | 0.2 | 0.2 | 7 | Single Speed ASHP (7.5 HSPF2 14.3 SEER2) | Autosize |  |  |  |  | Electric |  |  | 35 | -30 |  |  | 0.075 | 4 | 0.075 | 4 | Heat_EZ_Sch_1 | Cool_EZ_Sch_1 | Electric Storage_50-gallon | DHW_EZ_Sch_1 | 2 | 0.75 | 0 | Gas | Gas | Yes | Yes | Yes | 0 | Misc_Elec_EZ_Sch_1 | 0
2 Occupant_USA_NY_Syracuse_Electric Storage_50-gallon | 4 | USA_NY_Syracuse.Hancock.Intl.AP.725190_TMYx.2004-2018 | 0 | 1900 | 1 | 9 | 1.2 | 4-12 (Low-Moderate Slope) | Pre-Defined Construction | Wood-Framed - 2x6 - 24 in OC - R-19 Cavity |  | Pre-Defined Construction | Attic w R49 Cavity and Shingle Roof |  | Pre-Defined Construction | Vented Crawlspace - R19 Cavity Insulation | [6 empty] | 0.388 | 0.4 | No | 0.2 | 0.2 | 0.2 | 0.2 | 7 | Single Speed ASHP (7.5 HSPF2 14.3 SEER2) | Autosize |  |  |  |  | Electric |  |  | 35 | -30 |  |  | 0.075 | 4 | 0.075 | 4 | Heat_EZ_Sch_1 | Cool_EZ_Sch_1 | Electric Storage_50-gallon | DHW_EZ_Sch_1 | 2 | 0.75 | 0 | Gas | Gas | Yes | Yes | Yes | 0 | Misc_Elec_EZ_Sch_1 | 0
2 Occupant_USA_OH_Cincinna_Electric Storage_50-gallon | 4 | USA_OH_Cincinnati.Muni.AP-Lunken.Field.724297_TMYx.2004-2018 | 0 | 1900 | 1 | 9 | 1.2 | 4-12 (Low-Moderate Slope) | Pre-Defined Construction | Wood-Framed - 2x6 - 24 in OC - R-19 Cavity |  | Pre-Defined Construction | Attic w R49 Cavity and Shingle Roof |  | Pre-Defined Construction | Vented Crawlspace - R19 Cavity Insulation | [6 empty] | 0.388 | 0.4 | No | 0.2 | 0.2 | 0.2 | 0.2 | 7 | Single Speed ASHP (7.5 HSPF2 14.3 SEER2) | Autosize |  |  |  |  | Electric |  |  | 35 | -30 |  |  | 0.075 | 4 | 0.075 | 4 | Heat_EZ_Sch_1 | Cool_EZ_Sch_1 | Electric Storage_50-gallon | DHW_EZ_Sch_1 | 2 | 0.75 | 0 | Gas | Gas | Yes | Yes | Yes | 0 | Misc_Elec_EZ_Sch_1 | 0
2 Occupant_USA_OH_Columbus_Electric Storage_50-gallon | 4 | USA_OH_Columbus-Glenn.Columbus.Intl.AP.724280_TMYx.2004-2018 | 0 | 1900 | 1 | 9 | 1.2 | 4-12 (Low-Moderate Slope) | Pre-Defined Construction | Wood-Framed - 2x6 - 24 in OC - R-19 Cavity |  | Pre-Defined Construction | Attic w R49 Cavity and Shingle Roof |  | Pre-Defined Construction | Vented Crawlspace - R19 Cavity Insulation | [6 empty] | 0.388 | 0.4 | No | 0.2 | 0.2 | 0.2 | 0.2 | 7 | Single Speed ASHP (7.5 HSPF2 14.3 SEER2) | Autosize |  |  |  |  | Electric |  |  | 35 | -30 |  |  | 0.075 | 4 | 0.075 | 4 | Heat_EZ_Sch_1 | Cool_EZ_Sch_1 | Electric Storage_50-gallon | DHW_EZ_Sch_1 | 2 | 0.75 | 0 | Gas | Gas | Yes | Yes | Yes | 0 | Misc_Elec_EZ_Sch_1 | 0
2 Occupant_USA_OK_Oklahoma_Electric Storage_50-gallon | 4 | USA_OK_Oklahoma.City-Post.AP.723544_TMYx.2004-2018 | 0 | 1900 | 1 | 9 | 1.2 | 4-12 (Low-Moderate Slope) | Pre-Defined Construction | Wood-Framed - 2x6 - 24 in OC - R-19 Cavity |  | Pre-Defined Construction | Attic w R49 Cavity and Shingle Roof |  | Pre-Defined Construction | Vented Crawlspace - R19 Cavity Insulation | [6 empty] | 0.388 | 0.4 | No | 0.2 | 0.2 | 0.2 | 0.2 | 7 | Single Speed ASHP (7.5 HSPF2 14.3 SEER2) | Autosize |  |  |  |  | Electric |  |  | 35 | -30 |  |  | 0.075 | 4 | 0.075 | 4 | Heat_EZ_Sch_1 | Cool_EZ_Sch_1 | Electric Storage_50-gallon | DHW_EZ_Sch_1 | 2 | 0.75 | 0 | Gas | Gas | Yes | Yes | Yes | 0 | Misc_Elec_EZ_Sch_1 | 0
2 Occupant_USA_OR_Portland_Electric Storage_50-gallon | 4 | USA_OR_Portland.Intl.AP.726980_TMYx.2004-2018 | 0 | 1900 | 1 | 9 | 1.2 | 4-12 (Low-Moderate Slope) | Pre-Defined Construction | Wood-Framed - 2x6 - 24 in OC - R-19 Cavity |  | Pre-Defined Construction | Attic w R49 Cavity and Shingle Roof |  | Pre-Defined Construction | Vented Crawlspace - R19 Cavity Insulation | [6 empty] | 0.388 | 0.4 | No | 0.2 | 0.2 | 0.2 | 0.2 | 7 | Single Speed ASHP (7.5 HSPF2 14.3 SEER2) | Autosize |  |  |  |  | Electric |  |  | 35 | -30 |  |  | 0.075 | 4 | 0.075 | 4 | Heat_EZ_Sch_1 | Cool_EZ_Sch_1 | Electric Storage_50-gallon | DHW_EZ_Sch_1 | 2 | 0.75 | 0 | Gas | Gas | Yes | Yes | Yes | 0 | Misc_Elec_EZ_Sch_1 | 0
2 Occupant_USA_OR_Redmond._Electric Storage_50-gallon | 4 | USA_OR_Redmond.Muni.AP-Roberts.Field.726920_TMYx.2004-2018 | 0 | 1900 | 1 | 9 | 1.2 | 4-12 (Low-Moderate Slope) | Pre-Defined Construction | Wood-Framed - 2x6 - 24 in OC - R-19 Cavity |  | Pre-Defined Construction | Attic w R49 Cavity and Shingle Roof |  | Pre-Defined Construction | Vented Crawlspace - R19 Cavity Insulation | [6 empty] | 0.388 | 0.4 | No | 0.2 | 0.2 | 0.2 | 0.2 | 7 | Single Speed ASHP (7.5 HSPF2 14.3 SEER2) | Autosize |  |  |  |  | Electric |  |  | 35 | -30 |  |  | 0.075 | 4 | 0.075 | 4 | Heat_EZ_Sch_1 | Cool_EZ_Sch_1 | Electric Storage_50-gallon | DHW_EZ_Sch_1 | 2 | 0.75 | 0 | Gas | Gas | Yes | Yes | Yes | 0 | Misc_Elec_EZ_Sch_1 | 0
2 Occupant_USA_PA_Bradford_Electric Storage_50-gallon | 4 | USA_PA_Bradford.Rgnl.AP.725266_TMYx.2004-2018 | 0 | 1900 | 1 | 9 | 1.2 | 4-12 (Low-Moderate Slope) | Pre-Defined Construction | Wood-Framed - 2x6 - 24 in OC - R-19 Cavity |  | Pre-Defined Construction | Attic w R49 Cavity and Shingle Roof |  | Pre-Defined Construction | Vented Crawlspace - R19 Cavity Insulation | [6 empty] | 0.388 | 0.4 | No | 0.2 | 0.2 | 0.2 | 0.2 | 7 | Single Speed ASHP (7.5 HSPF2 14.3 SEER2) | Autosize |  |  |  |  | Electric |  |  | 35 | -30 |  |  | 0.075 | 4 | 0.075 | 4 | Heat_EZ_Sch_1 | Cool_EZ_Sch_1 | Electric Storage_50-gallon | DHW_EZ_Sch_1 | 2 | 0.75 | 0 | Gas | Gas | Yes | Yes | Yes | 0 | Misc_Elec_EZ_Sch_1 | 0
2 Occupant_USA_PA_Philadel_Electric Storage_50-gallon | 4 | USA_PA_Philadelphia.Intl.AP.724080_TMYx.2004-2018 | 0 | 1900 | 1 | 9 | 1.2 | 4-12 (Low-Moderate Slope) | Pre-Defined Construction | Wood-Framed - 2x6 - 24 in OC - R-19 Cavity |  | Pre-Defined Construction | Attic w R49 Cavity and Shingle Roof |  | Pre-Defined Construction | Vented Crawlspace - R19 Cavity Insulation | [6 empty] | 0.388 | 0.4 | No | 0.2 | 0.2 | 0.2 | 0.2 | 7 | Single Speed ASHP (7.5 HSPF2 14.3 SEER2) | Autosize |  |  |  |  | Electric |  |  | 35 | -30 |  |  | 0.075 | 4 | 0.075 | 4 | Heat_EZ_Sch_1 | Cool_EZ_Sch_1 | Electric Storage_50-gallon | DHW_EZ_Sch_1 | 2 | 0.75 | 0 | Gas | Gas | Yes | Yes | Yes | 0 | Misc_Elec_EZ_Sch_1 | 0
2 Occupant_USA_PA_Pittsbur_Electric Storage_50-gallon | 4 | USA_PA_Pittsburgh.Intl.AP.725200_TMYx.2004-2018 | 0 | 1900 | 1 | 9 | 1.2 | 4-12 (Low-Moderate Slope) | Pre-Defined Construction | Wood-Framed - 2x6 - 24 in OC - R-19 Cavity |  | Pre-Defined Construction | Attic w R49 Cavity and Shingle Roof |  | Pre-Defined Construction | Vented Crawlspace - R19 Cavity Insulation | [6 empty] | 0.388 | 0.4 | No | 0.2 | 0.2 | 0.2 | 0.2 | 7 | Single Speed ASHP (7.5 HSPF2 14.3 SEER2) | Autosize |  |  |  |  | Electric |  |  | 35 | -30 |  |  | 0.075 | 4 | 0.075 | 4 | Heat_EZ_Sch_1 | Cool_EZ_Sch_1 | Electric Storage_50-gallon | DHW_EZ_Sch_1 | 2 | 0.75 | 0 | Gas | Gas | Yes | Yes | Yes | 0 | Misc_Elec_EZ_Sch_1 | 0
2 Occupant_USA_RI_Providen_Electric Storage_50-gallon | 4 | USA_RI_Providence-Green.Intl.State.AP.725070_TMYx.2004-2018 | 0 | 1900 | 1 | 9 | 1.2 | 4-12 (Low-Moderate Slope) | Pre-Defined Construction | Wood-Framed - 2x6 - 24 in OC - R-19 Cavity |  | Pre-Defined Construction | Attic w R49 Cavity and Shingle Roof |  | Pre-Defined Construction | Vented Crawlspace - R19 Cavity Insulation | [6 empty] | 0.388 | 0.4 | No | 0.2 | 0.2 | 0.2 | 0.2 | 7 | Single Speed ASHP (7.5 HSPF2 14.3 SEER2) | Autosize |  |  |  |  | Electric |  |  | 35 | -30 |  |  | 0.075 | 4 | 0.075 | 4 | Heat_EZ_Sch_1 | Cool_EZ_Sch_1 | Electric Storage_50-gallon | DHW_EZ_Sch_1 | 2 | 0.75 | 0 | Gas | Gas | Yes | Yes | Yes | 0 | Misc_Elec_EZ_Sch_1 | 0
2 Occupant_USA_SC_JB.Charl_Electric Storage_50-gallon | 4 | USA_SC_JB.Charleston-Charleston.Intl.AP.722080_TMYx.2004-2018 | 0 | 1900 | 1 | 9 | 1.2 | 4-12 (Low-Moderate Slope) | Pre-Defined Construction | Wood-Framed - 2x6 - 24 in OC - R-19 Cavity |  | Pre-Defined Construction | Attic w R49 Cavity and Shingle Roof |  | Pre-Defined Construction | Vented Crawlspace - R19 Cavity Insulation | [6 empty] | 0.388 | 0.4 | No | 0.2 | 0.2 | 0.2 | 0.2 | 7 | Single Speed ASHP (7.5 HSPF2 14.3 SEER2) | Autosize |  |  |  |  | Electric |  |  | 35 | -30 |  |  | 0.075 | 4 | 0.075 | 4 | Heat_EZ_Sch_1 | Cool_EZ_Sch_1 | Electric Storage_50-gallon | DHW_EZ_Sch_1 | 2 | 0.75 | 0 | Gas | Gas | Yes | Yes | Yes | 0 | Misc_Elec_EZ_Sch_1 | 0
2 Occupant_USA_SC_Columbia_Electric Storage_50-gallon | 4 | USA_SC_Columbia.Metro.AP.723100_TMYx.2004-2018 | 0 | 1900 | 1 | 9 | 1.2 | 4-12 (Low-Moderate Slope) | Pre-Defined Construction | Wood-Framed - 2x6 - 24 in OC - R-19 Cavity |  | Pre-Defined Construction | Attic w R49 Cavity and Shingle Roof |  | Pre-Defined Construction | Vented Crawlspace - R19 Cavity Insulation | [6 empty] | 0.388 | 0.4 | No | 0.2 | 0.2 | 0.2 | 0.2 | 7 | Single Speed ASHP (7.5 HSPF2 14.3 SEER2) | Autosize |  |  |  |  | Electric |  |  | 35 | -30 |  |  | 0.075 | 4 | 0.075 | 4 | Heat_EZ_Sch_1 | Cool_EZ_Sch_1 | Electric Storage_50-gallon | DHW_EZ_Sch_1 | 2 | 0.75 | 0 | Gas | Gas | Yes | Yes | Yes | 0 | Misc_Elec_EZ_Sch_1 | 0
2 Occupant_USA_SD_Yankton-_Electric Storage_50-gallon | 4 | USA_SD_Yankton-Gurney.Muni.AP.726525_TMYx.2004-2018 | 0 | 1900 | 1 | 9 | 1.2 | 4-12 (Low-Moderate Slope) | Pre-Defined Construction | Wood-Framed - 2x6 - 24 in OC - R-19 Cavity |  | Pre-Defined Construction | Attic w R49 Cavity and Shingle Roof |  | Pre-Defined Construction | Vented Crawlspace - R19 Cavity Insulation | [6 empty] | 0.388 | 0.4 | No | 0.2 | 0.2 | 0.2 | 0.2 | 7 | Single Speed ASHP (7.5 HSPF2 14.3 SEER2) | Autosize |  |  |  |  | Electric |  |  | 35 | -30 |  |  | 0.075 | 4 | 0.075 | 4 | Heat_EZ_Sch_1 | Cool_EZ_Sch_1 | Electric Storage_50-gallon | DHW_EZ_Sch_1 | 2 | 0.75 | 0 | Gas | Gas | Yes | Yes | Yes | 0 | Misc_Elec_EZ_Sch_1 | 0
2 Occupant_USA_SD_Sioux.Fa_Electric Storage_50-gallon | 4 | USA_SD_Sioux.Falls.Rgnl.AP-Foss.Field.726510_TMYx.2004-2018 | 0 | 1900 | 1 | 9 | 1.2 | 4-12 (Low-Moderate Slope) | Pre-Defined Construction | Wood-Framed - 2x6 - 24 in OC - R-19 Cavity |  | Pre-Defined Construction | Attic w R49 Cavity and Shingle Roof |  | Pre-Defined Construction | Vented Crawlspace - R19 Cavity Insulation | [6 empty] | 0.388 | 0.4 | No | 0.2 | 0.2 | 0.2 | 0.2 | 7 | Single Speed ASHP (7.5 HSPF2 14.3 SEER2) | Autosize |  |  |  |  | Electric |  |  | 35 | -30 |  |  | 0.075 | 4 | 0.075 | 4 | Heat_EZ_Sch_1 | Cool_EZ_Sch_1 | Electric Storage_50-gallon | DHW_EZ_Sch_1 | 2 | 0.75 | 0 | Gas | Gas | Yes | Yes | Yes | 0 | Misc_Elec_EZ_Sch_1 | 0
2 Occupant_USA_TN_Memphis._Electric Storage_50-gallon | 4 | USA_TN_Memphis.Intl.AP.723340_TMYx.2004-2018 | 0 | 1900 | 1 | 9 | 1.2 | 4-12 (Low-Moderate Slope) | Pre-Defined Construction | Wood-Framed - 2x6 - 24 in OC - R-19 Cavity |  | Pre-Defined Construction | Attic w R49 Cavity and Shingle Roof |  | Pre-Defined Construction | Vented Crawlspace - R19 Cavity Insulation | [6 empty] | 0.388 | 0.4 | No | 0.2 | 0.2 | 0.2 | 0.2 | 7 | Single Speed ASHP (7.5 HSPF2 14.3 SEER2) | Autosize |  |  |  |  | Electric |  |  | 35 | -30 |  |  | 0.075 | 4 | 0.075 | 4 | Heat_EZ_Sch_1 | Cool_EZ_Sch_1 | Electric Storage_50-gallon | DHW_EZ_Sch_1 | 2 | 0.75 | 0 | Gas | Gas | Yes | Yes | Yes | 0 | Misc_Elec_EZ_Sch_1 | 0
2 Occupant_USA_TN_Nashvill_Electric Storage_50-gallon | 4 | USA_TN_Nashville.Intl.AP.723270_TMYx.2004-2018 | 0 | 1900 | 1 | 9 | 1.2 | 4-12 (Low-Moderate Slope) | Pre-Defined Construction | Wood-Framed - 2x6 - 24 in OC - R-19 Cavity |  | Pre-Defined Construction | Attic w R49 Cavity and Shingle Roof |  | Pre-Defined Construction | Vented Crawlspace - R19 Cavity Insulation | [6 empty] | 0.388 | 0.4 | No | 0.2 | 0.2 | 0.2 | 0.2 | 7 | Single Speed ASHP (7.5 HSPF2 14.3 SEER2) | Autosize |  |  |  |  | Electric |  |  | 35 | -30 |  |  | 0.075 | 4 | 0.075 | 4 | Heat_EZ_Sch_1 | Cool_EZ_Sch_1 | Electric Storage_50-gallon | DHW_EZ_Sch_1 | 2 | 0.75 | 0 | Gas | Gas | Yes | Yes | Yes | 0 | Misc_Elec_EZ_Sch_1 | 0
2 Occupant_USA_TX_Austin-C_Electric Storage_50-gallon | 4 | USA_TX_Austin-Camp.Mabry.ANGB.722544_TMYx.2004-2018 | 0 | 1900 | 1 | 9 | 1.2 | 4-12 (Low-Moderate Slope) | Pre-Defined Construction | Wood-Framed - 2x6 - 24 in OC - R-19 Cavity |  | Pre-Defined Construction | Attic w R49 Cavity and Shingle Roof |  | Pre-Defined Construction | Vented Crawlspace - R19 Cavity Insulation | [6 empty] | 0.388 | 0.4 | No | 0.2 | 0.2 | 0.2 | 0.2 | 7 | Single Speed ASHP (7.5 HSPF2 14.3 SEER2) | Autosize |  |  |  |  | Electric |  |  | 35 | -30 |  |  | 0.075 | 4 | 0.075 | 4 | Heat_EZ_Sch_1 | Cool_EZ_Sch_1 | Electric Storage_50-gallon | DHW_EZ_Sch_1 | 2 | 0.75 | 0 | Gas | Gas | Yes | Yes | Yes | 0 | Misc_Elec_EZ_Sch_1 | 0
2 Occupant_USA_TX_Dallas-F_Electric Storage_50-gallon | 4 | USA_TX_Dallas-Fort.Worth.Intl.AP.722590_TMYx.2004-2018 | 0 | 1900 | 1 | 9 | 1.2 | 4-12 (Low-Moderate Slope) | Pre-Defined Construction | Wood-Framed - 2x6 - 24 in OC - R-19 Cavity |  | Pre-Defined Construction | Attic w R49 Cavity and Shingle Roof |  | Pre-Defined Construction | Vented Crawlspace - R19 Cavity Insulation | [6 empty] | 0.388 | 0.4 | No | 0.2 | 0.2 | 0.2 | 0.2 | 7 | Single Speed ASHP (7.5 HSPF2 14.3 SEER2) | Autosize |  |  |  |  | Electric |  |  | 35 | -30 |  |  | 0.075 | 4 | 0.075 | 4 | Heat_EZ_Sch_1 | Cool_EZ_Sch_1 | Electric Storage_50-gallon | DHW_EZ_Sch_1 | 2 | 0.75 | 0 | Gas | Gas | Yes | Yes | Yes | 0 | Misc_Elec_EZ_Sch_1 | 0
2 Occupant_USA_TX_Houston-_Electric Storage_50-gallon | 4 | USA_TX_Houston-Ellington.AP.722436_TMYx.2004-2018 | 0 | 1900 | 1 | 9 | 1.2 | 4-12 (Low-Moderate Slope) | Pre-Defined Construction | Wood-Framed - 2x6 - 24 in OC - R-19 Cavity |  | Pre-Defined Construction | Attic w R49 Cavity and Shingle Roof |  | Pre-Defined Construction | Vented Crawlspace - R19 Cavity Insulation | [6 empty] | 0.388 | 0.4 | No | 0.2 | 0.2 | 0.2 | 0.2 | 7 | Single Speed ASHP (7.5 HSPF2 14.3 SEER2) | Autosize |  |  |  |  | Electric |  |  | 35 | -30 |  |  | 0.075 | 4 | 0.075 | 4 | Heat_EZ_Sch_1 | Cool_EZ_Sch_1 | Electric Storage_50-gallon | DHW_EZ_Sch_1 | 2 | 0.75 | 0 | Gas | Gas | Yes | Yes | Yes | 0 | Misc_Elec_EZ_Sch_1 | 0
2 Occupant_USA_TX_Lubbock._Electric Storage_50-gallon | 4 | USA_TX_Lubbock.Smith.Intl.AP.722670_TMYx.2004-2018 | 0 | 1900 | 1 | 9 | 1.2 | 4-12 (Low-Moderate Slope) | Pre-Defined Construction | Wood-Framed - 2x6 - 24 in OC - R-19 Cavity |  | Pre-Defined Construction | Attic w R49 Cavity and Shingle Roof |  | Pre-Defined Construction | Vented Crawlspace - R19 Cavity Insulation | [6 empty] | 0.388 | 0.4 | No | 0.2 | 0.2 | 0.2 | 0.2 | 7 | Single Speed ASHP (7.5 HSPF2 14.3 SEER2) | Autosize |  |  |  |  | Electric |  |  | 35 | -30 |  |  | 0.075 | 4 | 0.075 | 4 | Heat_EZ_Sch_1 | Cool_EZ_Sch_1 | Electric Storage_50-gallon | DHW_EZ_Sch_1 | 2 | 0.75 | 0 | Gas | Gas | Yes | Yes | Yes | 0 | Misc_Elec_EZ_Sch_1 | 0
2 Occupant_USA_TX_San.Anto_Electric Storage_50-gallon | 4 | USA_TX_San.Antonio.Intl.AP.722530_TMYx.2004-2018 | 0 | 1900 | 1 | 9 | 1.2 | 4-12 (Low-Moderate Slope) | Pre-Defined Construction | Wood-Framed - 2x6 - 24 in OC - R-19 Cavity |  | Pre-Defined Construction | Attic w R49 Cavity and Shingle Roof |  | Pre-Defined Construction | Vented Crawlspace - R19 Cavity Insulation | [6 empty] | 0.388 | 0.4 | No | 0.2 | 0.2 | 0.2 | 0.2 | 7 | Single Speed ASHP (7.5 HSPF2 14.3 SEER2) | Autosize |  |  |  |  | Electric |  |  | 35 | -30 |  |  | 0.075 | 4 | 0.075 | 4 | Heat_EZ_Sch_1 | Cool_EZ_Sch_1 | Electric Storage_50-gallon | DHW_EZ_Sch_1 | 2 | 0.75 | 0 | Gas | Gas | Yes | Yes | Yes | 0 | Misc_Elec_EZ_Sch_1 | 0
2 Occupant_USA_UT_Salt.Lak_Electric Storage_50-gallon | 4 | USA_UT_Salt.Lake.City.Intl.AP.725720_TMYx.2004-2018 | 0 | 1900 | 1 | 9 | 1.2 | 4-12 (Low-Moderate Slope) | Pre-Defined Construction | Wood-Framed - 2x6 - 24 in OC - R-19 Cavity |  | Pre-Defined Construction | Attic w R49 Cavity and Shingle Roof |  | Pre-Defined Construction | Vented Crawlspace - R19 Cavity Insulation | [6 empty] | 0.388 | 0.4 | No | 0.2 | 0.2 | 0.2 | 0.2 | 7 | Single Speed ASHP (7.5 HSPF2 14.3 SEER2) | Autosize |  |  |  |  | Electric |  |  | 35 | -30 |  |  | 0.075 | 4 | 0.075 | 4 | Heat_EZ_Sch_1 | Cool_EZ_Sch_1 | Electric Storage_50-gallon | DHW_EZ_Sch_1 | 2 | 0.75 | 0 | Gas | Gas | Yes | Yes | Yes | 0 | Misc_Elec_EZ_Sch_1 | 0
2 Occupant_USA_UT_St.Georg_Electric Storage_50-gallon | 4 | USA_UT_St.George.Rgnl.AP.724754_TMYx.2004-2018 | 0 | 1900 | 1 | 9 | 1.2 | 4-12 (Low-Moderate Slope) | Pre-Defined Construction | Wood-Framed - 2x6 - 24 in OC - R-19 Cavity |  | Pre-Defined Construction | Attic w R49 Cavity and Shingle Roof |  | Pre-Defined Construction | Vented Crawlspace - R19 Cavity Insulation | [6 empty] | 0.388 | 0.4 | No | 0.2 | 0.2 | 0.2 | 0.2 | 7 | Single Speed ASHP (7.5 HSPF2 14.3 SEER2) | Autosize |  |  |  |  | Electric |  |  | 35 | -30 |  |  | 0.075 | 4 | 0.075 | 4 | Heat_EZ_Sch_1 | Cool_EZ_Sch_1 | Electric Storage_50-gallon | DHW_EZ_Sch_1 | 2 | 0.75 | 0 | Gas | Gas | Yes | Yes | Yes | 0 | Misc_Elec_EZ_Sch_1 | 0
2 Occupant_USA_UT_Vernal.R_Electric Storage_50-gallon | 4 | USA_UT_Vernal.Rgnl.AP.725705_TMYx.2004-2018 | 0 | 1900 | 1 | 9 | 1.2 | 4-12 (Low-Moderate Slope) | Pre-Defined Construction | Wood-Framed - 2x6 - 24 in OC - R-19 Cavity |  | Pre-Defined Construction | Attic w R49 Cavity and Shingle Roof |  | Pre-Defined Construction | Vented Crawlspace - R19 Cavity Insulation | [6 empty] | 0.388 | 0.4 | No | 0.2 | 0.2 | 0.2 | 0.2 | 7 | Single Speed ASHP (7.5 HSPF2 14.3 SEER2) | Autosize |  |  |  |  | Electric |  |  | 35 | -30 |  |  | 0.075 | 4 | 0.075 | 4 | Heat_EZ_Sch_1 | Cool_EZ_Sch_1 | Electric Storage_50-gallon | DHW_EZ_Sch_1 | 2 | 0.75 | 0 | Gas | Gas | Yes | Yes | Yes | 0 | Misc_Elec_EZ_Sch_1 | 0
2 Occupant_USA_VA_Norfolk._Electric Storage_50-gallon | 4 | USA_VA_Norfolk.Intl.AP.723080_TMYx.2004-2018 | 0 | 1900 | 1 | 9 | 1.2 | 4-12 (Low-Moderate Slope) | Pre-Defined Construction | Wood-Framed - 2x6 - 24 in OC - R-19 Cavity |  | Pre-Defined Construction | Attic w R49 Cavity and Shingle Roof |  | Pre-Defined Construction | Vented Crawlspace - R19 Cavity Insulation | [6 empty] | 0.388 | 0.4 | No | 0.2 | 0.2 | 0.2 | 0.2 | 7 | Single Speed ASHP (7.5 HSPF2 14.3 SEER2) | Autosize |  |  |  |  | Electric |  |  | 35 | -30 |  |  | 0.075 | 4 | 0.075 | 4 | Heat_EZ_Sch_1 | Cool_EZ_Sch_1 | Electric Storage_50-gallon | DHW_EZ_Sch_1 | 2 | 0.75 | 0 | Gas | Gas | Yes | Yes | Yes | 0 | Misc_Elec_EZ_Sch_1 | 0
2 Occupant_USA_VT_Burlingt_Electric Storage_50-gallon | 4 | USA_VT_Burlington.Intl.AP.726170_TMYx.2004-2018 | 0 | 1900 | 1 | 9 | 1.2 | 4-12 (Low-Moderate Slope) | Pre-Defined Construction | Wood-Framed - 2x6 - 24 in OC - R-19 Cavity |  | Pre-Defined Construction | Attic w R49 Cavity and Shingle Roof |  | Pre-Defined Construction | Vented Crawlspace - R19 Cavity Insulation | [6 empty] | 0.388 | 0.4 | No | 0.2 | 0.2 | 0.2 | 0.2 | 7 | Single Speed ASHP (7.5 HSPF2 14.3 SEER2) | Autosize |  |  |  |  | Electric |  |  | 35 | -30 |  |  | 0.075 | 4 | 0.075 | 4 | Heat_EZ_Sch_1 | Cool_EZ_Sch_1 | Electric Storage_50-gallon | DHW_EZ_Sch_1 | 2 | 0.75 | 0 | Gas | Gas | Yes | Yes | Yes | 0 | Misc_Elec_EZ_Sch_1 | 0
2 Occupant_USA_WA_Seattle-_Electric Storage_50-gallon | 4 | USA_WA_Seattle-Tacoma.Intl.AP.727930_TMYx.2004-2018 | 0 | 1900 | 1 | 9 | 1.2 | 4-12 (Low-Moderate Slope) | Pre-Defined Construction | Wood-Framed - 2x6 - 24 in OC - R-19 Cavity |  | Pre-Defined Construction | Attic w R49 Cavity and Shingle Roof |  | Pre-Defined Construction | Vented Crawlspace - R19 Cavity Insulation | [6 empty] | 0.388 | 0.4 | No | 0.2 | 0.2 | 0.2 | 0.2 | 7 | Single Speed ASHP (7.5 HSPF2 14.3 SEER2) | Autosize |  |  |  |  | Electric |  |  | 35 | -30 |  |  | 0.075 | 4 | 0.075 | 4 | Heat_EZ_Sch_1 | Cool_EZ_Sch_1 | Electric Storage_50-gallon | DHW_EZ_Sch_1 | 2 | 0.75 | 0 | Gas | Gas | Yes | Yes | Yes | 0 | Misc_Elec_EZ_Sch_1 | 0
2 Occupant_USA_WA_Spokane._Electric Storage_50-gallon | 4 | USA_WA_Spokane.Intl.AP.727850_TMYx.2004-2018 | 0 | 1900 | 1 | 9 | 1.2 | 4-12 (Low-Moderate Slope) | Pre-Defined Construction | Wood-Framed - 2x6 - 24 in OC - R-19 Cavity |  | Pre-Defined Construction | Attic w R49 Cavity and Shingle Roof |  | Pre-Defined Construction | Vented Crawlspace - R19 Cavity Insulation | [6 empty] | 0.388 | 0.4 | No | 0.2 | 0.2 | 0.2 | 0.2 | 7 | Single Speed ASHP (7.5 HSPF2 14.3 SEER2) | Autosize |  |  |  |  | Electric |  |  | 35 | -30 |  |  | 0.075 | 4 | 0.075 | 4 | Heat_EZ_Sch_1 | Cool_EZ_Sch_1 | Electric Storage_50-gallon | DHW_EZ_Sch_1 | 2 | 0.75 | 0 | Gas | Gas | Yes | Yes | Yes | 0 | Misc_Elec_EZ_Sch_1 | 0
2 Occupant_USA_WI_Milwauke_Electric Storage_50-gallon | 4 | USA_WI_Milwaukee-Mitchell.Intl.AP.726400_TMYx.2004-2018 | 0 | 1900 | 1 | 9 | 1.2 | 4-12 (Low-Moderate Slope) | Pre-Defined Construction | Wood-Framed - 2x6 - 24 in OC - R-19 Cavity |  | Pre-Defined Construction | Attic w R49 Cavity and Shingle Roof |  | Pre-Defined Construction | Vented Crawlspace - R19 Cavity Insulation | [6 empty] | 0.388 | 0.4 | No | 0.2 | 0.2 | 0.2 | 0.2 | 7 | Single Speed ASHP (7.5 HSPF2 14.3 SEER2) | Autosize |  |  |  |  | Electric |  |  | 35 | -30 |  |  | 0.075 | 4 | 0.075 | 4 | Heat_EZ_Sch_1 | Cool_EZ_Sch_1 | Electric Storage_50-gallon | DHW_EZ_Sch_1 | 2 | 0.75 | 0 | Gas | Gas | Yes | Yes | Yes | 0 | Misc_Elec_EZ_Sch_1 | 0
2 Occupant_USA_WI_Rhinelan_Electric Storage_50-gallon | 4 | USA_WI_Rhinelander-Oneida.County.AP.727415_TMYx.2004-2018 | 0 | 1900 | 1 | 9 | 1.2 | 4-12 (Low-Moderate Slope) | Pre-Defined Construction | Wood-Framed - 2x6 - 24 in OC - R-19 Cavity |  | Pre-Defined Construction | Attic w R49 Cavity and Shingle Roof |  | Pre-Defined Construction | Vented Crawlspace - R19 Cavity Insulation | [6 empty] | 0.388 | 0.4 | No | 0.2 | 0.2 | 0.2 | 0.2 | 7 | Single Speed ASHP (7.5 HSPF2 14.3 SEER2) | Autosize |  |  |  |  | Electric |  |  | 35 | -30 |  |  | 0.075 | 4 | 0.075 | 4 | Heat_EZ_Sch_1 | Cool_EZ_Sch_1 | Electric Storage_50-gallon | DHW_EZ_Sch_1 | 2 | 0.75 | 0 | Gas | Gas | Yes | Yes | Yes | 0 | Misc_Elec_EZ_Sch_1 | 0
2 Occupant_USA_WV_Charlest_Electric Storage_50-gallon | 4 | USA_WV_Charleston-Yeager.AP.724140_TMYx.2004-2018 | 0 | 1900 | 1 | 9 | 1.2 | 4-12 (Low-Moderate Slope) | Pre-Defined Construction | Wood-Framed - 2x6 - 24 in OC - R-19 Cavity |  | Pre-Defined Construction | Attic w R49 Cavity and Shingle Roof |  | Pre-Defined Construction | Vented Crawlspace - R19 Cavity Insulation | [6 empty] | 0.388 | 0.4 | No | 0.2 | 0.2 | 0.2 | 0.2 | 7 | Single Speed ASHP (7.5 HSPF2 14.3 SEER2) | Autosize |  |  |  |  | Electric |  |  | 35 | -30 |  |  | 0.075 | 4 | 0.075 | 4 | Heat_EZ_Sch_1 | Cool_EZ_Sch_1 | Electric Storage_50-gallon | DHW_EZ_Sch_1 | 2 | 0.75 | 0 | Gas | Gas | Yes | Yes | Yes | 0 | Misc_Elec_EZ_Sch_1 | 0
2 Occupant_USA_WV_Morganto_Electric Storage_50-gallon | 4 | USA_WV_Morgantown.Muni.AP-Hart.Field.724176_TMYx.2004-2018 | 0 | 1900 | 1 | 9 | 1.2 | 4-12 (Low-Moderate Slope) | Pre-Defined Construction | Wood-Framed - 2x6 - 24 in OC - R-19 Cavity |  | Pre-Defined Construction | Attic w R49 Cavity and Shingle Roof |  | Pre-Defined Construction | Vented Crawlspace - R19 Cavity Insulation | [6 empty] | 0.388 | 0.4 | No | 0.2 | 0.2 | 0.2 | 0.2 | 7 | Single Speed ASHP (7.5 HSPF2 14.3 SEER2) | Autosize |  |  |  |  | Electric |  |  | 35 | -30 |  |  | 0.075 | 4 | 0.075 | 4 | Heat_EZ_Sch_1 | Cool_EZ_Sch_1 | Electric Storage_50-gallon | DHW_EZ_Sch_1 | 2 | 0.75 | 0 | Gas | Gas | Yes | Yes | Yes | 0 | Misc_Elec_EZ_Sch_1 | 0
2 Occupant_USA_WY_Cheyenne_Electric Storage_50-gallon | 4 | USA_WY_Cheyenne.Rgnl.AP.725640_TMYx.2004-2018 | 0 | 1900 | 1 | 9 | 1.2 | 4-12 (Low-Moderate Slope) | Pre-Defined Construction | Wood-Framed - 2x6 - 24 in OC - R-19 Cavity |  | Pre-Defined Construction | Attic w R49 Cavity and Shingle Roof |  | Pre-Defined Construction | Vented Crawlspace - R19 Cavity Insulation | [6 empty] | 0.388 | 0.4 | No | 0.2 | 0.2 | 0.2 | 0.2 | 7 | Single Speed ASHP (7.5 HSPF2 14.3 SEER2) | Autosize |  |  |  |  | Electric |  |  | 35 | -30 |  |  | 0.075 | 4 | 0.075 | 4 | Heat_EZ_Sch_1 | Cool_EZ_Sch_1 | Electric Storage_50-gallon | DHW_EZ_Sch_1 | 2 | 0.75 | 0 | Gas | Gas | Yes | Yes | Yes | 0 | Misc_Elec_EZ_Sch_1 | 0
2 Occupant_USA_WY_Jackson._Electric Storage_50-gallon | 4 | USA_WY_Jackson.Hole.AP.725776_TMYx.2004-2018 | 0 | 1900 | 1 | 9 | 1.2 | 4-12 (Low-Moderate Slope) | Pre-Defined Construction | Wood-Framed - 2x6 - 24 in OC - R-19 Cavity |  | Pre-Defined Construction | Attic w R49 Cavity and Shingle Roof |  | Pre-Defined Construction | Vented Crawlspace - R19 Cavity Insulation | [6 empty] | 0.388 | 0.4 | No | 0.2 | 0.2 | 0.2 | 0.2 | 7 | Single Speed ASHP (7.5 HSPF2 14.3 SEER2) | Autosize |  |  |  |  | Electric |  |  | 35 | -30 |  |  | 0.075 | 4 | 0.075 | 4 | Heat_EZ_Sch_1 | Cool_EZ_Sch_1 | Electric Storage_50-gallon | DHW_EZ_Sch_1 | 2 | 0.75 | 0 | Gas | Gas | Yes | Yes | Yes | 0 | Misc_Elec_EZ_Sch_1 | 0
3 Occupant_USA_AL_Birmingh_Electric Storage_50-gallon | 4 | USA_AL_Birmingham-Shuttlesworth.Intl.AP.722280_TMYx.2004-2018 | 0 | 1900 | 1 | 9 | 1.2 | 4-12 (Low-Moderate Slope) | Pre-Defined Construction | Wood-Framed - 2x6 - 24 in OC - R-19 Cavity | 8.3333 | Pre-Defined Construction | Attic w R49 Cavity and Shingle Roof | 9.0909 | Pre-Defined Construction | Vented Crawlspace - R19 Cavity Insulation | Vented Crawlspace | 4.3478 | 0 | 0 | 0 | 1.75 | 0.388 | 0.4 | No | 0.2 | 0.2 | 0.2 | 0.2 | 7 | Single Speed ASHP (7.5 HSPF2 14.3 SEER2) | Autosize | kW | 20 | ton | 3.4393 | Electric | kW | 15 | 35 | -30 | 0 | 0.8 | 0.075 | 4 | 0.075 | 4 | Heat_EZ_Sch_1 | Cool_EZ_Sch_1 | Electric Storage_50-gallon | DHW_EZ_Sch_1 | 3 | 0.75 | 0 | Gas | Gas | Yes | Yes | Yes | 0 | Misc_Elec_EZ_Sch_1 | 0
3 Occupant_USA_AL_Mobile.R_Electric Storage_50-gallon | 4 | USA_AL_Mobile.Rgnl.AP-Bates.Field.722230_TMYx.2004-2018 | 0 | 1900 | 1 | 9 | 1.2 | 4-12 (Low-Moderate Slope) | Pre-Defined Construction | Wood-Framed - 2x6 - 24 in OC - R-19 Cavity |  | Pre-Defined Construction | Attic w R49 Cavity and Shingle Roof |  | Pre-Defined Construction | Vented Crawlspace - R19 Cavity Insulation | [6 empty] | 0.388 | 0.4 | No | 0.2 | 0.2 | 0.2 | 0.2 | 7 | Single Speed ASHP (7.5 HSPF2 14.3 SEER2) | Autosize |  |  |  |  | Electric |  |  | 35 | -30 |  |  | 0.075 | 4 | 0.075 | 4 | Heat_EZ_Sch_1 | Cool_EZ_Sch_1 | Electric Storage_50-gallon | DHW_EZ_Sch_1 | 3 | 0.75 | 0 | Gas | Gas | Yes | Yes | Yes | 0 | Misc_Elec_EZ_Sch_1 | 0
3 Occupant_USA_AR_Fayettev_Electric Storage_50-gallon | 4 | USA_AR_Fayetteville.Exec.AP-Drake.Field.723445_TMYx.2004-2018 | 0 | 1900 | 1 | 9 | 1.2 | 4-12 (Low-Moderate Slope) | Pre-Defined Construction | Wood-Framed - 2x6 - 24 in OC - R-19 Cavity |  | Pre-Defined Construction | Attic w R49 Cavity and Shingle Roof |  | Pre-Defined Construction | Vented Crawlspace - R19 Cavity Insulation | [6 empty] | 0.388 | 0.4 | No | 0.2 | 0.2 | 0.2 | 0.2 | 7 | Single Speed ASHP (7.5 HSPF2 14.3 SEER2) | Autosize |  |  |  |  | Electric |  |  | 35 | -30 |  |  | 0.075 | 4 | 0.075 | 4 | Heat_EZ_Sch_1 | Cool_EZ_Sch_1 | Electric Storage_50-gallon | DHW_EZ_Sch_1 | 3 | 0.75 | 0 | Gas | Gas | Yes | Yes | Yes | 0 | Misc_Elec_EZ_Sch_1 | 0
3 Occupant_USA_AR_Little.R_Electric Storage_50-gallon | 4 | USA_AR_Little.Rock.AFB.723405_TMYx.2004-2018 | 0 | 1900 | 1 | 9 | 1.2 | 4-12 (Low-Moderate Slope) | Pre-Defined Construction | Wood-Framed - 2x6 - 24 in OC - R-19 Cavity |  | Pre-Defined Construction | Attic w R49 Cavity and Shingle Roof |  | Pre-Defined Construction | Vented Crawlspace - R19 Cavity Insulation | [6 empty] | 0.388 | 0.4 | No | 0.2 | 0.2 | 0.2 | 0.2 | 7 | Single Speed ASHP (7.5 HSPF2 14.3 SEER2) | Autosize |  |  |  |  | Electric |  |  | 35 | -30 |  |  | 0.075 | 4 | 0.075 | 4 | Heat_EZ_Sch_1 | Cool_EZ_Sch_1 | Electric Storage_50-gallon | DHW_EZ_Sch_1 | 3 | 0.75 | 0 | Gas | Gas | Yes | Yes | Yes | 0 | Misc_Elec_EZ_Sch_1 | 0
3 Occupant_USA_AZ_Flagstaf_Electric Storage_50-gallon | 4 | USA_AZ_Flagstaff.Pulliam.AP.723750_TMYx.2004-2018 | 0 | 1900 | 1 | 9 | 1.2 | 4-12 (Low-Moderate Slope) | Pre-Defined Construction | Wood-Framed - 2x6 - 24 in OC - R-19 Cavity |  | Pre-Defined Construction | Attic w R49 Cavity and Shingle Roof |  | Pre-Defined Construction | Vented Crawlspace - R19 Cavity Insulation | [6 empty] | 0.388 | 0.4 | No | 0.2 | 0.2 | 0.2 | 0.2 | 7 | Single Speed ASHP (7.5 HSPF2 14.3 SEER2) | Autosize |  |  |  |  | Electric |  |  | 35 | -30 |  |  | 0.075 | 4 | 0.075 | 4 | Heat_EZ_Sch_1 | Cool_EZ_Sch_1 | Electric Storage_50-gallon | DHW_EZ_Sch_1 | 3 | 0.75 | 0 | Gas | Gas | Yes | Yes | Yes | 0 | Misc_Elec_EZ_Sch_1 | 0
3 Occupant_USA_AZ_Kingman._Electric Storage_50-gallon | 4 | USA_AZ_Kingman.AP.723700_TMYx.2004-2018 | 0 | 1900 | 1 | 9 | 1.2 | 4-12 (Low-Moderate Slope) | Pre-Defined Construction | Wood-Framed - 2x6 - 24 in OC - R-19 Cavity |  | Pre-Defined Construction | Attic w R49 Cavity and Shingle Roof |  | Pre-Defined Construction | Vented Crawlspace - R19 Cavity Insulation | [6 empty] | 0.388 | 0.4 | No | 0.2 | 0.2 | 0.2 | 0.2 | 7 | Single Speed ASHP (7.5 HSPF2 14.3 SEER2) | Autosize |  |  |  |  | Electric |  |  | 35 | -30 |  |  | 0.075 | 4 | 0.075 | 4 | Heat_EZ_Sch_1 | Cool_EZ_Sch_1 | Electric Storage_50-gallon | DHW_EZ_Sch_1 | 3 | 0.75 | 0 | Gas | Gas | Yes | Yes | Yes | 0 | Misc_Elec_EZ_Sch_1 | 0
3 Occupant_USA_AZ_Phoenix-_Electric Storage_50-gallon | 4 | USA_AZ_Phoenix-Sky.Harbor.Intl.AP.722780_TMYx.2004-2018 | 0 | 1900 | 1 | 9 | 1.2 | 4-12 (Low-Moderate Slope) | Pre-Defined Construction | Wood-Framed - 2x6 - 24 in OC - R-19 Cavity |  | Pre-Defined Construction | Attic w R49 Cavity and Shingle Roof |  | Pre-Defined Construction | Vented Crawlspace - R19 Cavity Insulation | [6 empty] | 0.388 | 0.4 | No | 0.2 | 0.2 | 0.2 | 0.2 | 7 | Single Speed ASHP (7.5 HSPF2 14.3 SEER2) | Autosize |  |  |  |  | Electric |  |  | 35 | -30 |  |  | 0.075 | 4 | 0.075 | 4 | Heat_EZ_Sch_1 | Cool_EZ_Sch_1 | Electric Storage_50-gallon | DHW_EZ_Sch_1 | 3 | 0.75 | 0 | Gas | Gas | Yes | Yes | Yes | 0 | Misc_Elec_EZ_Sch_1 | 0
3 Occupant_USA_AZ_Prescott_Electric Storage_50-gallon | 4 | USA_AZ_Prescott.Muni.AP-Love.Field.723723_TMYx.2004-2018 | 0 | 1900 | 1 | 9 | 1.2 | 4-12 (Low-Moderate Slope) | Pre-Defined Construction | Wood-Framed - 2x6 - 24 in OC - R-19 Cavity |  | Pre-Defined Construction | Attic w R49 Cavity and Shingle Roof |  | Pre-Defined Construction | Vented Crawlspace - R19 Cavity Insulation | [6 empty] | 0.388 | 0.4 | No | 0.2 | 0.2 | 0.2 | 0.2 | 7 | Single Speed ASHP (7.5 HSPF2 14.3 SEER2) | Autosize |  |  |  |  | Electric |  |  | 35 | -30 |  |  | 0.075 | 4 | 0.075 | 4 | Heat_EZ_Sch_1 | Cool_EZ_Sch_1 | Electric Storage_50-gallon | DHW_EZ_Sch_1 | 3 | 0.75 | 0 | Gas | Gas | Yes | Yes | Yes | 0 | Misc_Elec_EZ_Sch_1 | 0
3 Occupant_USA_CA_Bakersfi_Electric Storage_50-gallon | 4 | USA_CA_Bakersfield-Meadows.Field.AP.723840_TMYx.2004-2018 | 0 | 1900 | 1 | 9 | 1.2 | 4-12 (Low-Moderate Slope) | Pre-Defined Construction | Wood-Framed - 2x6 - 24 in OC - R-19 Cavity |  | Pre-Defined Construction | Attic w R49 Cavity and Shingle Roof |  | Pre-Defined Construction | Vented Crawlspace - R19 Cavity Insulation | [6 empty] | 0.388 | 0.4 | No | 0.2 | 0.2 | 0.2 | 0.2 | 7 | Single Speed ASHP (7.5 HSPF2 14.3 SEER2) | Autosize |  |  |  |  | Electric |  |  | 35 | -30 |  |  | 0.075 | 4 | 0.075 | 4 | Heat_EZ_Sch_1 | Cool_EZ_Sch_1 | Electric Storage_50-gallon | DHW_EZ_Sch_1 | 3 | 0.75 | 0 | Gas | Gas | Yes | Yes | Yes | 0 | Misc_Elec_EZ_Sch_1 | 0
3 Occupant_USA_CA_Bishop-E_Electric Storage_50-gallon | 4 | USA_CA_Bishop-Eastern.Sierra.Rgnl.AP.724800_TMYx.2004-2018 | 0 | 1900 | 1 | 9 | 1.2 | 4-12 (Low-Moderate Slope) | Pre-Defined Construction | Wood-Framed - 2x6 - 24 in OC - R-19 Cavity |  | Pre-Defined Construction | Attic w R49 Cavity and Shingle Roof |  | Pre-Defined Construction | Vented Crawlspace - R19 Cavity Insulation | [6 empty] | 0.388 | 0.4 | No | 0.2 | 0.2 | 0.2 | 0.2 | 7 | Single Speed ASHP (7.5 HSPF2 14.3 SEER2) | Autosize |  |  |  |  | Electric |  |  | 35 | -30 |  |  | 0.075 | 4 | 0.075 | 4 | Heat_EZ_Sch_1 | Cool_EZ_Sch_1 | Electric Storage_50-gallon | DHW_EZ_Sch_1 | 3 | 0.75 | 0 | Gas | Gas | Yes | Yes | Yes | 0 | Misc_Elec_EZ_Sch_1 | 0
3 Occupant_USA_CA_Crescent_Electric Storage_50-gallon | 4 | USA_CA_Crescent.City-Del.Norte.County.Rgnl.AP.725946_TMYx.2004-2018 | 0 | 1900 | 1 | 9 | 1.2 | 4-12 (Low-Moderate Slope) | Pre-Defined Construction | Wood-Framed - 2x6 - 24 in OC - R-19 Cavity |  | Pre-Defined Construction | Attic w R49 Cavity and Shingle Roof |  | Pre-Defined Construction | Vented Crawlspace - R19 Cavity Insulation | [6 empty] | 0.388 | 0.4 | No | 0.2 | 0.2 | 0.2 | 0.2 | 7 | Single Speed ASHP (7.5 HSPF2 14.3 SEER2) | Autosize |  |  |  |  | Electric |  |  | 35 | -30 |  |  | 0.075 | 4 | 0.075 | 4 | Heat_EZ_Sch_1 | Cool_EZ_Sch_1 | Electric Storage_50-gallon | DHW_EZ_Sch_1 | 3 | 0.75 | 0 | Gas | Gas | Yes | Yes | Yes | 0 | Misc_Elec_EZ_Sch_1 | 0
3 Occupant_USA_CA_Imperial_Electric Storage_50-gallon | 4 | USA_CA_Imperial.County.AP.747185_TMYx.2004-2018 | 0 | 1900 | 1 | 9 | 1.2 | 4-12 (Low-Moderate Slope) | Pre-Defined Construction | Wood-Framed - 2x6 - 24 in OC - R-19 Cavity |  | Pre-Defined Construction | Attic w R49 Cavity and Shingle Roof |  | Pre-Defined Construction | Vented Crawlspace - R19 Cavity Insulation | [6 empty] | 0.388 | 0.4 | No | 0.2 | 0.2 | 0.2 | 0.2 | 7 | Single Speed ASHP (7.5 HSPF2 14.3 SEER2) | Autosize |  |  |  |  | Electric |  |  | 35 | -30 |  |  | 0.075 | 4 | 0.075 | 4 | Heat_EZ_Sch_1 | Cool_EZ_Sch_1 | Electric Storage_50-gallon | DHW_EZ_Sch_1 | 3 | 0.75 | 0 | Gas | Gas | Yes | Yes | Yes | 0 | Misc_Elec_EZ_Sch_1 | 0
3 Occupant_USA_CA_Los.Ange_Electric Storage_50-gallon | 4 | USA_CA_Los.Angeles.Intl.AP.722950_TMYx.2004-2018 | 0 | 1900 | 1 | 9 | 1.2 | 4-12 (Low-Moderate Slope) | Pre-Defined Construction | Wood-Framed - 2x6 - 24 in OC - R-19 Cavity |  | Pre-Defined Construction | Attic w R49 Cavity and Shingle Roof |  | Pre-Defined Construction | Vented Crawlspace - R19 Cavity Insulation | [6 empty] | 0.388 | 0.4 | No | 0.2 | 0.2 | 0.2 | 0.2 | 7 | Single Speed ASHP (7.5 HSPF2 14.3 SEER2) | Autosize |  |  |  |  | Electric |  |  | 35 | -30 |  |  | 0.075 | 4 | 0.075 | 4 | Heat_EZ_Sch_1 | Cool_EZ_Sch_1 | Electric Storage_50-gallon | DHW_EZ_Sch_1 | 3 | 0.75 | 0 | Gas | Gas | Yes | Yes | Yes | 0 | Misc_Elec_EZ_Sch_1 | 0
3 Occupant_USA_CA_Riversid_Electric Storage_50-gallon | 4 | USA_CA_Riverside.Muni.AP.722869_TMYx.2004-2018 | 0 | 1900 | 1 | 9 | 1.2 | 4-12 (Low-Moderate Slope) | Pre-Defined Construction | Wood-Framed - 2x6 - 24 in OC - R-19 Cavity |  | Pre-Defined Construction | Attic w R49 Cavity and Shingle Roof |  | Pre-Defined Construction | Vented Crawlspace - R19 Cavity Insulation | [6 empty] | 0.388 | 0.4 | No | 0.2 | 0.2 | 0.2 | 0.2 | 7 | Single Speed ASHP (7.5 HSPF2 14.3 SEER2) | Autosize |  |  |  |  | Electric |  |  | 35 | -30 |  |  | 0.075 | 4 | 0.075 | 4 | Heat_EZ_Sch_1 | Cool_EZ_Sch_1 | Electric Storage_50-gallon | DHW_EZ_Sch_1 | 3 | 0.75 | 0 | Gas | Gas | Yes | Yes | Yes | 0 | Misc_Elec_EZ_Sch_1 | 0
3 Occupant_USA_CA_Sacramen_Electric Storage_50-gallon | 4 | USA_CA_Sacramento.Intl.AP.724839_TMYx.2004-2018 | 0 | 1900 | 1 | 9 | 1.2 | 4-12 (Low-Moderate Slope) | Pre-Defined Construction | Wood-Framed - 2x6 - 24 in OC - R-19 Cavity |  | Pre-Defined Construction | Attic w R49 Cavity and Shingle Roof |  | Pre-Defined Construction | Vented Crawlspace - R19 Cavity Insulation | [6 empty] | 0.388 | 0.4 | No | 0.2 | 0.2 | 0.2 | 0.2 | 7 | Single Speed ASHP (7.5 HSPF2 14.3 SEER2) | Autosize |  |  |  |  | Electric |  |  | 35 | -30 |  |  | 0.075 | 4 | 0.075 | 4 | Heat_EZ_Sch_1 | Cool_EZ_Sch_1 | Electric Storage_50-gallon | DHW_EZ_Sch_1 | 3 | 0.75 | 0 | Gas | Gas | Yes | Yes | Yes | 0 | Misc_Elec_EZ_Sch_1 | 0
3 Occupant_USA_CA_San.Jose_Electric Storage_50-gallon | 4 | USA_CA_San.Jose-Mineta.Intl.AP.724945_TMYx.2004-2018 | 0 | 1900 | 1 | 9 | 1.2 | 4-12 (Low-Moderate Slope) | Pre-Defined Construction | Wood-Framed - 2x6 - 24 in OC - R-19 Cavity |  | Pre-Defined Construction | Attic w R49 Cavity and Shingle Roof |  | Pre-Defined Construction | Vented Crawlspace - R19 Cavity Insulation | [6 empty] | 0.388 | 0.4 | No | 0.2 | 0.2 | 0.2 | 0.2 | 7 | Single Speed ASHP (7.5 HSPF2 14.3 SEER2) | Autosize |  |  |  |  | Electric |  |  | 35 | -30 |  |  | 0.075 | 4 | 0.075 | 4 | Heat_EZ_Sch_1 | Cool_EZ_Sch_1 | Electric Storage_50-gallon | DHW_EZ_Sch_1 | 3 | 0.75 | 0 | Gas | Gas | Yes | Yes | Yes | 0 | Misc_Elec_EZ_Sch_1 | 0
3 Occupant_USA_CA_Santa.An_Electric Storage_50-gallon | 4 | USA_CA_Santa.Ana-Orange.County-Wayne.Intl.AP.722977_TMYx.2004-2018 | 0 | 1900 | 1 | 9 | 1.2 | 4-12 (Low-Moderate Slope) | Pre-Defined Construction | Wood-Framed - 2x6 - 24 in OC - R-19 Cavity |  | Pre-Defined Construction | Attic w R49 Cavity and Shingle Roof |  | Pre-Defined Construction | Vented Crawlspace - R19 Cavity Insulation | [6 empty] | 0.388 | 0.4 | No | 0.2 | 0.2 | 0.2 | 0.2 | 7 | Single Speed ASHP (7.5 HSPF2 14.3 SEER2) | Autosize |  |  |  |  | Electric |  |  | 35 | -30 |  |  | 0.075 | 4 | 0.075 | 4 | Heat_EZ_Sch_1 | Cool_EZ_Sch_1 | Electric Storage_50-gallon | DHW_EZ_Sch_1 | 3 | 0.75 | 0 | Gas | Gas | Yes | Yes | Yes | 0 | Misc_Elec_EZ_Sch_1 | 0
3 Occupant_USA_CO_Alamosa-_Electric Storage_50-gallon | 4 | USA_CO_Alamosa-San.Luis.Valley.Rgnl.AP.724620_TMYx.2004-2018 | 0 | 1900 | 1 | 9 | 1.2 | 4-12 (Low-Moderate Slope) | Pre-Defined Construction | Wood-Framed - 2x6 - 24 in OC - R-19 Cavity |  | Pre-Defined Construction | Attic w R49 Cavity and Shingle Roof |  | Pre-Defined Construction | Vented Crawlspace - R19 Cavity Insulation | [6 empty] | 0.388 | 0.4 | No | 0.2 | 0.2 | 0.2 | 0.2 | 7 | Single Speed ASHP (7.5 HSPF2 14.3 SEER2) | Autosize |  |  |  |  | Electric |  |  | 35 | -30 |  |  | 0.075 | 4 | 0.075 | 4 | Heat_EZ_Sch_1 | Cool_EZ_Sch_1 | Electric Storage_50-gallon | DHW_EZ_Sch_1 | 3 | 0.75 | 0 | Gas | Gas | Yes | Yes | Yes | 0 | Misc_Elec_EZ_Sch_1 | 0
3 Occupant_USA_CO_Aspen-Pi_Electric Storage_50-gallon | 4 | USA_CO_Aspen-Pitkin.County.AP-Sardy.Field.724676_TMYx.2004-2018 | 0 | 1900 | 1 | 9 | 1.2 | 4-12 (Low-Moderate Slope) | Pre-Defined Construction | Wood-Framed - 2x6 - 24 in OC - R-19 Cavity |  | Pre-Defined Construction | Attic w R49 Cavity and Shingle Roof |  | Pre-Defined Construction | Vented Crawlspace - R19 Cavity Insulation | [6 empty] | 0.388 | 0.4 | No | 0.2 | 0.2 | 0.2 | 0.2 | 7 | Single Speed ASHP (7.5 HSPF2 14.3 SEER2) | Autosize |  |  |  |  | Electric |  |  | 35 | -30 |  |  | 0.075 | 4 | 0.075 | 4 | Heat_EZ_Sch_1 | Cool_EZ_Sch_1 | Electric Storage_50-gallon | DHW_EZ_Sch_1 | 3 | 0.75 | 0 | Gas | Gas | Yes | Yes | Yes | 0 | Misc_Elec_EZ_Sch_1 | 0
3 Occupant_USA_CO_Denver.I_Electric Storage_50-gallon | 4 | USA_CO_Denver.Intl.AP.725650_TMYx.2004-2018 | 0 | 1900 | 1 | 9 | 1.2 | 4-12 (Low-Moderate Slope) | Pre-Defined Construction | Wood-Framed - 2x6 - 24 in OC - R-19 Cavity |  | Pre-Defined Construction | Attic w R49 Cavity and Shingle Roof |  | Pre-Defined Construction | Vented Crawlspace - R19 Cavity Insulation | [6 empty] | 0.388 | 0.4 | No | 0.2 | 0.2 | 0.2 | 0.2 | 7 | Single Speed ASHP (7.5 HSPF2 14.3 SEER2) | Autosize |  |  |  |  | Electric |  |  | 35 | -30 |  |  | 0.075 | 4 | 0.075 | 4 | Heat_EZ_Sch_1 | Cool_EZ_Sch_1 | Electric Storage_50-gallon | DHW_EZ_Sch_1 | 3 | 0.75 | 0 | Gas | Gas | Yes | Yes | Yes | 0 | Misc_Elec_EZ_Sch_1 | 0
3 Occupant_USA_CO_Trinidad_Electric Storage_50-gallon | 4 | USA_CO_Trinidad-Stokes.AP.724645_TMYx.2004-2018 | 0 | 1900 | 1 | 9 | 1.2 | 4-12 (Low-Moderate Slope) | Pre-Defined Construction | Wood-Framed - 2x6 - 24 in OC - R-19 Cavity |  | Pre-Defined Construction | Attic w R49 Cavity and Shingle Roof |  | Pre-Defined Construction | Vented Crawlspace - R19 Cavity Insulation | [6 empty] | 0.388 | 0.4 | No | 0.2 | 0.2 | 0.2 | 0.2 | 7 | Single Speed ASHP (7.5 HSPF2 14.3 SEER2) | Autosize |  |  |  |  | Electric |  |  | 35 | -30 |  |  | 0.075 | 4 | 0.075 | 4 | Heat_EZ_Sch_1 | Cool_EZ_Sch_1 | Electric Storage_50-gallon | DHW_EZ_Sch_1 | 3 | 0.75 | 0 | Gas | Gas | Yes | Yes | Yes | 0 | Misc_Elec_EZ_Sch_1 | 0
3 Occupant_USA_CT_Bridgepo_Electric Storage_50-gallon | 4 | USA_CT_Bridgeport-Sikorsky.Meml.AP.725040_TMYx.2004-2018 | 0 | 1900 | 1 | 9 | 1.2 | 4-12 (Low-Moderate Slope) | Pre-Defined Construction | Wood-Framed - 2x6 - 24 in OC - R-19 Cavity |  | Pre-Defined Construction | Attic w R49 Cavity and Shingle Roof |  | Pre-Defined Construction | Vented Crawlspace - R19 Cavity Insulation | [6 empty] | 0.388 | 0.4 | No | 0.2 | 0.2 | 0.2 | 0.2 | 7 | Single Speed ASHP (7.5 HSPF2 14.3 SEER2) | Autosize |  |  |  |  | Electric |  |  | 35 | -30 |  |  | 0.075 | 4 | 0.075 | 4 | Heat_EZ_Sch_1 | Cool_EZ_Sch_1 | Electric Storage_50-gallon | DHW_EZ_Sch_1 | 3 | 0.75 | 0 | Gas | Gas | Yes | Yes | Yes | 0 | Misc_Elec_EZ_Sch_1 | 0
3 Occupant_USA_DE_Wilmingt_Electric Storage_50-gallon | 4 | USA_DE_Wilmington.AP.724180_TMYx.2004-2018 | 0 | 1900 | 1 | 9 | 1.2 | 4-12 (Low-Moderate Slope) | Pre-Defined Construction | Wood-Framed - 2x6 - 24 in OC - R-19 Cavity |  | Pre-Defined Construction | Attic w R49 Cavity and Shingle Roof |  | Pre-Defined Construction | Vented Crawlspace - R19 Cavity Insulation | [6 empty] | 0.388 | 0.4 | No | 0.2 | 0.2 | 0.2 | 0.2 | 7 | Single Speed ASHP (7.5 HSPF2 14.3 SEER2) | Autosize |  |  |  |  | Electric |  |  | 35 | -30 |  |  | 0.075 | 4 | 0.075 | 4 | Heat_EZ_Sch_1 | Cool_EZ_Sch_1 | Electric Storage_50-gallon | DHW_EZ_Sch_1 | 3 | 0.75 | 0 | Gas | Gas | Yes | Yes | Yes | 0 | Misc_Elec_EZ_Sch_1 | 0
3 Occupant_USA_FL_Fort.Mye_Electric Storage_50-gallon | 4 | USA_FL_Fort.Myers-Page.Field.AP.722106_TMYx.2004-2018 | 0 | 1900 | 1 | 9 | 1.2 | 4-12 (Low-Moderate Slope) | Pre-Defined Construction | Wood-Framed - 2x6 - 24 in OC - R-19 Cavity |  | Pre-Defined Construction | Attic w R49 Cavity and Shingle Roof |  | Pre-Defined Construction | Vented Crawlspace - R19 Cavity Insulation | [6 empty] | 0.388 | 0.4 | No | 0.2 | 0.2 | 0.2 | 0.2 | 7 | Single Speed ASHP (7.5 HSPF2 14.3 SEER2) | Autosize |  |  |  |  | Electric |  |  | 35 | -30 |  |  | 0.075 | 4 | 0.075 | 4 | Heat_EZ_Sch_1 | Cool_EZ_Sch_1 | Electric Storage_50-gallon | DHW_EZ_Sch_1 | 3 | 0.75 | 0 | Gas | Gas | Yes | Yes | Yes | 0 | Misc_Elec_EZ_Sch_1 | 0
3 Occupant_USA_FL_Jacksonv_Electric Storage_50-gallon | 4 | USA_FL_Jacksonville.Intl.AP.722060_TMYx.2004-2018 | 0 | 1900 | 1 | 9 | 1.2 | 4-12 (Low-Moderate Slope) | Pre-Defined Construction | Wood-Framed - 2x6 - 24 in OC - R-19 Cavity |  | Pre-Defined Construction | Attic w R49 Cavity and Shingle Roof |  | Pre-Defined Construction | Vented Crawlspace - R19 Cavity Insulation | [6 empty] | 0.388 | 0.4 | No | 0.2 | 0.2 | 0.2 | 0.2 | 7 | Single Speed ASHP (7.5 HSPF2 14.3 SEER2) | Autosize |  |  |  |  | Electric |  |  | 35 | -30 |  |  | 0.075 | 4 | 0.075 | 4 | Heat_EZ_Sch_1 | Cool_EZ_Sch_1 | Electric Storage_50-gallon | DHW_EZ_Sch_1 | 3 | 0.75 | 0 | Gas | Gas | Yes | Yes | Yes | 0 | Misc_Elec_EZ_Sch_1 | 0
3 Occupant_USA_FL_Miami.Na_Electric Storage_50-gallon | 4 | USA_FL_Miami.Natl.Hurricane.Center.722020_TMYx.2004-2018 | 0 | 1900 | 1 | 9 | 1.2 | 4-12 (Low-Moderate Slope) | Pre-Defined Construction | Wood-Framed - 2x6 - 24 in OC - R-19 Cavity |  | Pre-Defined Construction | Attic w R49 Cavity and Shingle Roof |  | Pre-Defined Construction | Vented Crawlspace - R19 Cavity Insulation | [6 empty] | 0.388 | 0.4 | No | 0.2 | 0.2 | 0.2 | 0.2 | 7 | Single Speed ASHP (7.5 HSPF2 14.3 SEER2) | Autosize |  |  |  |  | Electric |  |  | 35 | -30 |  |  | 0.075 | 4 | 0.075 | 4 | Heat_EZ_Sch_1 | Cool_EZ_Sch_1 | Electric Storage_50-gallon | DHW_EZ_Sch_1 | 3 | 0.75 | 0 | Gas | Gas | Yes | Yes | Yes | 0 | Misc_Elec_EZ_Sch_1 | 0
3 Occupant_USA_GA_Atlanta-_Electric Storage_50-gallon | 4 | USA_GA_Atlanta-Hartsfield-Jackson.Intl.AP.722190_TMYx.2004-2018 | 0 | 1900 | 1 | 9 | 1.2 | 4-12 (Low-Moderate Slope) | Pre-Defined Construction | Wood-Framed - 2x6 - 24 in OC - R-19 Cavity |  | Pre-Defined Construction | Attic w R49 Cavity and Shingle Roof |  | Pre-Defined Construction | Vented Crawlspace - R19 Cavity Insulation | [6 empty] | 0.388 | 0.4 | No | 0.2 | 0.2 | 0.2 | 0.2 | 7 | Single Speed ASHP (7.5 HSPF2 14.3 SEER2) | Autosize |  |  |  |  | Electric |  |  | 35 | -30 |  |  | 0.075 | 4 | 0.075 | 4 | Heat_EZ_Sch_1 | Cool_EZ_Sch_1 | Electric Storage_50-gallon | DHW_EZ_Sch_1 | 3 | 0.75 | 0 | Gas | Gas | Yes | Yes | Yes | 0 | Misc_Elec_EZ_Sch_1 | 0
3 Occupant_USA_GA_Rome-Rus_Electric Storage_50-gallon | 4 | USA_GA_Rome-Russell.AP.723200_TMYx.2004-2018 | 0 | 1900 | 1 | 9 | 1.2 | 4-12 (Low-Moderate Slope) | Pre-Defined Construction | Wood-Framed - 2x6 - 24 in OC - R-19 Cavity |  | Pre-Defined Construction | Attic w R49 Cavity and Shingle Roof |  | Pre-Defined Construction | Vented Crawlspace - R19 Cavity Insulation | [6 empty] | 0.388 | 0.4 | No | 0.2 | 0.2 | 0.2 | 0.2 | 7 | Single Speed ASHP (7.5 HSPF2 14.3 SEER2) | Autosize |  |  |  |  | Electric |  |  | 35 | -30 |  |  | 0.075 | 4 | 0.075 | 4 | Heat_EZ_Sch_1 | Cool_EZ_Sch_1 | Electric Storage_50-gallon | DHW_EZ_Sch_1 | 3 | 0.75 | 0 | Gas | Gas | Yes | Yes | Yes | 0 | Misc_Elec_EZ_Sch_1 | 0
3 Occupant_USA_GA_Savannah_Electric Storage_50-gallon | 4 | USA_GA_Savannah-Hilton.Head.Intl.AP.722070_TMYx.2004-2018 | 0 | 1900 | 1 | 9 | 1.2 | 4-12 (Low-Moderate Slope) | Pre-Defined Construction | Wood-Framed - 2x6 - 24 in OC - R-19 Cavity |  | Pre-Defined Construction | Attic w R49 Cavity and Shingle Roof |  | Pre-Defined Construction | Vented Crawlspace - R19 Cavity Insulation | [6 empty] | 0.388 | 0.4 | No | 0.2 | 0.2 | 0.2 | 0.2 | 7 | Single Speed ASHP (7.5 HSPF2 14.3 SEER2) | Autosize |  |  |  |  | Electric |  |  | 35 | -30 |  |  | 0.075 | 4 | 0.075 | 4 | Heat_EZ_Sch_1 | Cool_EZ_Sch_1 | Electric Storage_50-gallon | DHW_EZ_Sch_1 | 3 | 0.75 | 0 | Gas | Gas | Yes | Yes | Yes | 0 | Misc_Elec_EZ_Sch_1 | 0
3 Occupant_USA_IA_Des.Moin_Electric Storage_50-gallon | 4 | USA_IA_Des.Moines.Intl.AP.725460_TMYx.2004-2018 | 0 | 1900 | 1 | 9 | 1.2 | 4-12 (Low-Moderate Slope) | Pre-Defined Construction | Wood-Framed - 2x6 - 24 in OC - R-19 Cavity |  | Pre-Defined Construction | Attic w R49 Cavity and Shingle Roof |  | Pre-Defined Construction | Vented Crawlspace - R19 Cavity Insulation | [6 empty] | 0.388 | 0.4 | No | 0.2 | 0.2 | 0.2 | 0.2 | 7 | Single Speed ASHP (7.5 HSPF2 14.3 SEER2) | Autosize |  |  |  |  | Electric |  |  | 35 | -30 |  |  | 0.075 | 4 | 0.075 | 4 | Heat_EZ_Sch_1 | Cool_EZ_Sch_1 | Electric Storage_50-gallon | DHW_EZ_Sch_1 | 3 | 0.75 | 0 | Gas | Gas | Yes | Yes | Yes | 0 | Misc_Elec_EZ_Sch_1 | 0
3 Occupant_USA_IA_Sioux.Ci_Electric Storage_50-gallon | 4 | USA_IA_Sioux.City-Sioux.Gateway.AP.725570_TMYx.2004-2018 | 0 | 1900 | 1 | 9 | 1.2 | 4-12 (Low-Moderate Slope) | Pre-Defined Construction | Wood-Framed - 2x6 - 24 in OC - R-19 Cavity |  | Pre-Defined Construction | Attic w R49 Cavity and Shingle Roof |  | Pre-Defined Construction | Vented Crawlspace - R19 Cavity Insulation | [6 empty] | 0.388 | 0.4 | No | 0.2 | 0.2 | 0.2 | 0.2 | 7 | Single Speed ASHP (7.5 HSPF2 14.3 SEER2) | Autosize |  |  |  |  | Electric |  |  | 35 | -30 |  |  | 0.075 | 4 | 0.075 | 4 | Heat_EZ_Sch_1 | Cool_EZ_Sch_1 | Electric Storage_50-gallon | DHW_EZ_Sch_1 | 3 | 0.75 | 0 | Gas | Gas | Yes | Yes | Yes | 0 | Misc_Elec_EZ_Sch_1 | 0
3 Occupant_USA_ID_Boise.AP_Electric Storage_50-gallon | 4 | USA_ID_Boise.AP-Gowen.Field.ANGB.726810_TMYx.2004-2018 | 0 | 1900 | 1 | 9 | 1.2 | 4-12 (Low-Moderate Slope) | Pre-Defined Construction | Wood-Framed - 2x6 - 24 in OC - R-19 Cavity |  | Pre-Defined Construction | Attic w R49 Cavity and Shingle Roof |  | Pre-Defined Construction | Vented Crawlspace - R19 Cavity Insulation | [6 empty] | 0.388 | 0.4 | No | 0.2 | 0.2 | 0.2 | 0.2 | 7 | Single Speed ASHP (7.5 HSPF2 14.3 SEER2) | Autosize |  |  |  |  | Electric |  |  | 35 | -30 |  |  | 0.075 | 4 | 0.075 | 4 | Heat_EZ_Sch_1 | Cool_EZ_Sch_1 | Electric Storage_50-gallon | DHW_EZ_Sch_1 | 3 | 0.75 | 0 | Gas | Gas | Yes | Yes | Yes | 0 | Misc_Elec_EZ_Sch_1 | 0
3 Occupant_USA_ID_Idaho.Fa_Electric Storage_50-gallon | 4 | USA_ID_Idaho.Falls.Rgnl.AP-Fanning.Field.725785_TMYx.2004-2018 | 0 | 1900 | 1 | 9 | 1.2 | 4-12 (Low-Moderate Slope) | Pre-Defined Construction | Wood-Framed - 2x6 - 24 in OC - R-19 Cavity |  | Pre-Defined Construction | Attic w R49 Cavity and Shingle Roof |  | Pre-Defined Construction | Vented Crawlspace - R19 Cavity Insulation | [6 empty] | 0.388 | 0.4 | No | 0.2 | 0.2 | 0.2 | 0.2 | 7 | Single Speed ASHP (7.5 HSPF2 14.3 SEER2) | Autosize |  |  |  |  | Electric |  |  | 35 | -30 |  |  | 0.075 | 4 | 0.075 | 4 | Heat_EZ_Sch_1 | Cool_EZ_Sch_1 | Electric Storage_50-gallon | DHW_EZ_Sch_1 | 3 | 0.75 | 0 | Gas | Gas | Yes | Yes | Yes | 0 | Misc_Elec_EZ_Sch_1 | 0
3 Occupant_USA_IL_Bellevil_Electric Storage_50-gallon | 4 | USA_IL_Belleville-Scott.AFB-MidAmerica.St.Louis.AP.724338_TMYx.2004-2018 | 0 | 1900 | 1 | 9 | 1.2 | 4-12 (Low-Moderate Slope) | Pre-Defined Construction | Wood-Framed - 2x6 - 24 in OC - R-19 Cavity |  | Pre-Defined Construction | Attic w R49 Cavity and Shingle Roof |  | Pre-Defined Construction | Vented Crawlspace - R19 Cavity Insulation | [6 empty] | 0.388 | 0.4 | No | 0.2 | 0.2 | 0.2 | 0.2 | 7 | Single Speed ASHP (7.5 HSPF2 14.3 SEER2) | Autosize |  |  |  |  | Electric |  |  | 35 | -30 |  |  | 0.075 | 4 | 0.075 | 4 | Heat_EZ_Sch_1 | Cool_EZ_Sch_1 | Electric Storage_50-gallon | DHW_EZ_Sch_1 | 3 | 0.75 | 0 | Gas | Gas | Yes | Yes | Yes | 0 | Misc_Elec_EZ_Sch_1 | 0
3 Occupant_USA_IL_Chicago._Electric Storage_50-gallon | 4 | USA_IL_Chicago.Midway.Intl.AP.725340_TMYx.2004-2018 | 0 | 1900 | 1 | 9 | 1.2 | 4-12 (Low-Moderate Slope) | Pre-Defined Construction | Wood-Framed - 2x6 - 24 in OC - R-19 Cavity |  | Pre-Defined Construction | Attic w R49 Cavity and Shingle Roof |  | Pre-Defined Construction | Vented Crawlspace - R19 Cavity Insulation | [6 empty] | 0.388 | 0.4 | No | 0.2 | 0.2 | 0.2 | 0.2 | 7 | Single Speed ASHP (7.5 HSPF2 14.3 SEER2) | Autosize |  |  |  |  | Electric |  |  | 35 | -30 |  |  | 0.075 | 4 | 0.075 | 4 | Heat_EZ_Sch_1 | Cool_EZ_Sch_1 | Electric Storage_50-gallon | DHW_EZ_Sch_1 | 3 | 0.75 | 0 | Gas | Gas | Yes | Yes | Yes | 0 | Misc_Elec_EZ_Sch_1 | 0
3 Occupant_USA_IN_Evansvil_Electric Storage_50-gallon | 4 | USA_IN_Evansville.Rgnl.AP.724320_TMYx.2004-2018 | 0 | 1900 | 1 | 9 | 1.2 | 4-12 (Low-Moderate Slope) | Pre-Defined Construction | Wood-Framed - 2x6 - 24 in OC - R-19 Cavity |  | Pre-Defined Construction | Attic w R49 Cavity and Shingle Roof |  | Pre-Defined Construction | Vented Crawlspace - R19 Cavity Insulation | [6 empty] | 0.388 | 0.4 | No | 0.2 | 0.2 | 0.2 | 0.2 | 7 | Single Speed ASHP (7.5 HSPF2 14.3 SEER2) | Autosize |  |  |  |  | Electric |  |  | 35 | -30 |  |  | 0.075 | 4 | 0.075 | 4 | Heat_EZ_Sch_1 | Cool_EZ_Sch_1 | Electric Storage_50-gallon | DHW_EZ_Sch_1 | 3 | 0.75 | 0 | Gas | Gas | Yes | Yes | Yes | 0 | Misc_Elec_EZ_Sch_1 | 0
3 Occupant_USA_IN_Indianap_Electric Storage_50-gallon | 4 | USA_IN_Indianapolis.Intl.AP.724380_TMYx.2004-2018 | 0 | 1900 | 1 | 9 | 1.2 | 4-12 (Low-Moderate Slope) | Pre-Defined Construction | Wood-Framed - 2x6 - 24 in OC - R-19 Cavity |  | Pre-Defined Construction | Attic w R49 Cavity and Shingle Roof |  | Pre-Defined Construction | Vented Crawlspace - R19 Cavity Insulation | [6 empty] | 0.388 | 0.4 | No | 0.2 | 0.2 | 0.2 | 0.2 | 7 | Single Speed ASHP (7.5 HSPF2 14.3 SEER2) | Autosize |  |  |  |  | Electric |  |  | 35 | -30 |  |  | 0.075 | 4 | 0.075 | 4 | Heat_EZ_Sch_1 | Cool_EZ_Sch_1 | Electric Storage_50-gallon | DHW_EZ_Sch_1 | 3 | 0.75 | 0 | Gas | Gas | Yes | Yes | Yes | 0 | Misc_Elec_EZ_Sch_1 | 0
3 Occupant_USA_KS_Hays.Rgn_Electric Storage_50-gallon | 4 | USA_KS_Hays.Rgnl.AP.724518_TMYx.2004-2018 | 0 | 1900 | 1 | 9 | 1.2 | 4-12 (Low-Moderate Slope) | Pre-Defined Construction | Wood-Framed - 2x6 - 24 in OC - R-19 Cavity |  | Pre-Defined Construction | Attic w R49 Cavity and Shingle Roof |  | Pre-Defined Construction | Vented Crawlspace - R19 Cavity Insulation | [6 empty] | 0.388 | 0.4 | No | 0.2 | 0.2 | 0.2 | 0.2 | 7 | Single Speed ASHP (7.5 HSPF2 14.3 SEER2) | Autosize |  |  |  |  | Electric |  |  | 35 | -30 |  |  | 0.075 | 4 | 0.075 | 4 | Heat_EZ_Sch_1 | Cool_EZ_Sch_1 | Electric Storage_50-gallon | DHW_EZ_Sch_1 | 3 | 0.75 | 0 | Gas | Gas | Yes | Yes | Yes | 0 | Misc_Elec_EZ_Sch_1 | 0
3 Occupant_USA_KS_Wichita._Electric Storage_50-gallon | 4 | USA_KS_Wichita.Eisenhower.Natl.AP.724500_TMYx.2004-2018 | 0 | 1900 | 1 | 9 | 1.2 | 4-12 (Low-Moderate Slope) | Pre-Defined Construction | Wood-Framed - 2x6 - 24 in OC - R-19 Cavity |  | Pre-Defined Construction | Attic w R49 Cavity and Shingle Roof |  | Pre-Defined Construction | Vented Crawlspace - R19 Cavity Insulation | [6 empty] | 0.388 | 0.4 | No | 0.2 | 0.2 | 0.2 | 0.2 | 7 | Single Speed ASHP (7.5 HSPF2 14.3 SEER2) | Autosize |  |  |  |  | Electric |  |  | 35 | -30 |  |  | 0.075 | 4 | 0.075 | 4 | Heat_EZ_Sch_1 | Cool_EZ_Sch_1 | Electric Storage_50-gallon | DHW_EZ_Sch_1 | 3 | 0.75 | 0 | Gas | Gas | Yes | Yes | Yes | 0 | Misc_Elec_EZ_Sch_1 | 0
3 Occupant_USA_KY_Louisvil_Electric Storage_50-gallon | 4 | USA_KY_Louisville-Bowman.Rgnl.AP.724235_TMYx.2004-2018 | 0 | 1900 | 1 | 9 | 1.2 | 4-12 (Low-Moderate Slope) | Pre-Defined Construction | Wood-Framed - 2x6 - 24 in OC - R-19 Cavity |  | Pre-Defined Construction | Attic w R49 Cavity and Shingle Roof |  | Pre-Defined Construction | Vented Crawlspace - R19 Cavity Insulation | [6 empty] | 0.388 | 0.4 | No | 0.2 | 0.2 | 0.2 | 0.2 | 7 | Single Speed ASHP (7.5 HSPF2 14.3 SEER2) | Autosize |  |  |  |  | Electric |  |  | 35 | -30 |  |  | 0.075 | 4 | 0.075 | 4 | Heat_EZ_Sch_1 | Cool_EZ_Sch_1 | Electric Storage_50-gallon | DHW_EZ_Sch_1 | 3 | 0.75 | 0 | Gas | Gas | Yes | Yes | Yes | 0 | Misc_Elec_EZ_Sch_1 | 0
3 Occupant_USA_LA_New.Orle_Electric Storage_50-gallon | 4 | USA_LA_New.Orleans-Armstrong.Intl.AP.722310_TMYx.2004-2018 | 0 | 1900 | 1 | 9 | 1.2 | 4-12 (Low-Moderate Slope) | Pre-Defined Construction | Wood-Framed - 2x6 - 24 in OC - R-19 Cavity |  | Pre-Defined Construction | Attic w R49 Cavity and Shingle Roof |  | Pre-Defined Construction | Vented Crawlspace - R19 Cavity Insulation | [6 empty] | 0.388 | 0.4 | No | 0.2 | 0.2 | 0.2 | 0.2 | 7 | Single Speed ASHP (7.5 HSPF2 14.3 SEER2) | Autosize |  |  |  |  | Electric |  |  | 35 | -30 |  |  | 0.075 | 4 | 0.075 | 4 | Heat_EZ_Sch_1 | Cool_EZ_Sch_1 | Electric Storage_50-gallon | DHW_EZ_Sch_1 | 3 | 0.75 | 0 | Gas | Gas | Yes | Yes | Yes | 0 | Misc_Elec_EZ_Sch_1 | 0
3 Occupant_USA_LA_Shrevepo_Electric Storage_50-gallon | 4 | USA_LA_Shreveport.Downtown.AP.722484_TMYx.2004-2018 | 0 | 1900 | 1 | 9 | 1.2 | 4-12 (Low-Moderate Slope) | Pre-Defined Construction | Wood-Framed - 2x6 - 24 in OC - R-19 Cavity |  | Pre-Defined Construction | Attic w R49 Cavity and Shingle Roof |  | Pre-Defined Construction | Vented Crawlspace - R19 Cavity Insulation | [6 empty] | 0.388 | 0.4 | No | 0.2 | 0.2 | 0.2 | 0.2 | 7 | Single Speed ASHP (7.5 HSPF2 14.3 SEER2) | Autosize |  |  |  |  | Electric |  |  | 35 | -30 |  |  | 0.075 | 4 | 0.075 | 4 | Heat_EZ_Sch_1 | Cool_EZ_Sch_1 | Electric Storage_50-gallon | DHW_EZ_Sch_1 | 3 | 0.75 | 0 | Gas | Gas | Yes | Yes | Yes | 0 | Misc_Elec_EZ_Sch_1 | 0
3 Occupant_USA_MA_Boston-L_Electric Storage_50-gallon | 4 | USA_MA_Boston-Logan.Intl.AP.725090_TMYx.2004-2018 | 0 | 1900 | 1 | 9 | 1.2 | 4-12 (Low-Moderate Slope) | Pre-Defined Construction | Wood-Framed - 2x6 - 24 in OC - R-19 Cavity |  | Pre-Defined Construction | Attic w R49 Cavity and Shingle Roof |  | Pre-Defined Construction | Vented Crawlspace - R19 Cavity Insulation | [6 empty] | 0.388 | 0.4 | No | 0.2 | 0.2 | 0.2 | 0.2 | 7 | Single Speed ASHP (7.5 HSPF2 14.3 SEER2) | Autosize |  |  |  |  | Electric |  |  | 35 | -30 |  |  | 0.075 | 4 | 0.075 | 4 | Heat_EZ_Sch_1 | Cool_EZ_Sch_1 | Electric Storage_50-gallon | DHW_EZ_Sch_1 | 3 | 0.75 | 0 | Gas | Gas | Yes | Yes | Yes | 0 | Misc_Elec_EZ_Sch_1 | 0
3 Occupant_USA_MD_Baltimor_Electric Storage_50-gallon | 4 | USA_MD_Baltimore-Washington.Intl-Marshall.AP.724060_TMYx.2004-2018 | 0 | 1900 | 1 | 9 | 1.2 | 4-12 (Low-Moderate Slope) | Pre-Defined Construction | Wood-Framed - 2x6 - 24 in OC - R-19 Cavity |  | Pre-Defined Construction | Attic w R49 Cavity and Shingle Roof |  | Pre-Defined Construction | Vented Crawlspace - R19 Cavity Insulation | [6 empty] | 0.388 | 0.4 | No | 0.2 | 0.2 | 0.2 | 0.2 | 7 | Single Speed ASHP (7.5 HSPF2 14.3 SEER2) | Autosize |  |  |  |  | Electric |  |  | 35 | -30 |  |  | 0.075 | 4 | 0.075 | 4 | Heat_EZ_Sch_1 | Cool_EZ_Sch_1 | Electric Storage_50-gallon | DHW_EZ_Sch_1 | 3 | 0.75 | 0 | Gas | Gas | Yes | Yes | Yes | 0 | Misc_Elec_EZ_Sch_1 | 0
3 Occupant_USA_ME_Portland_Electric Storage_50-gallon | 4 | USA_ME_Portland.Intl.Jetport.726060_TMYx.2004-2018 | 0 | 1900 | 1 | 9 | 1.2 | 4-12 (Low-Moderate Slope) | Pre-Defined Construction | Wood-Framed - 2x6 - 24 in OC - R-19 Cavity |  | Pre-Defined Construction | Attic w R49 Cavity and Shingle Roof |  | Pre-Defined Construction | Vented Crawlspace - R19 Cavity Insulation | [6 empty] | 0.388 | 0.4 | No | 0.2 | 0.2 | 0.2 | 0.2 | 7 | Single Speed ASHP (7.5 HSPF2 14.3 SEER2) | Autosize |  |  |  |  | Electric |  |  | 35 | -30 |  |  | 0.075 | 4 | 0.075 | 4 | Heat_EZ_Sch_1 | Cool_EZ_Sch_1 | Electric Storage_50-gallon | DHW_EZ_Sch_1 | 3 | 0.75 | 0 | Gas | Gas | Yes | Yes | Yes | 0 | Misc_Elec_EZ_Sch_1 | 0
3 Occupant_USA_ME_Presque._Electric Storage_50-gallon | 4 | USA_ME_Presque.Isle.Intl.AP.727130_TMYx.2004-2018 | 0 | 1900 | 1 | 9 | 1.2 | 4-12 (Low-Moderate Slope) | Pre-Defined Construction | Wood-Framed - 2x6 - 24 in OC - R-19 Cavity |  | Pre-Defined Construction | Attic w R49 Cavity and Shingle Roof |  | Pre-Defined Construction | Vented Crawlspace - R19 Cavity Insulation | [6 empty] | 0.388 | 0.4 | No | 0.2 | 0.2 | 0.2 | 0.2 | 7 | Single Speed ASHP (7.5 HSPF2 14.3 SEER2) | Autosize |  |  |  |  | Electric |  |  | 35 | -30 |  |  | 0.075 | 4 | 0.075 | 4 | Heat_EZ_Sch_1 | Cool_EZ_Sch_1 | Electric Storage_50-gallon | DHW_EZ_Sch_1 | 3 | 0.75 | 0 | Gas | Gas | Yes | Yes | Yes | 0 | Misc_Elec_EZ_Sch_1 | 0
3 Occupant_USA_MI_Detroit-_Electric Storage_50-gallon | 4 | USA_MI_Detroit-Young.Intl.AP.725375_TMYx.2004-2018 | 0 | 1900 | 1 | 9 | 1.2 | 4-12 (Low-Moderate Slope) | Pre-Defined Construction | Wood-Framed - 2x6 - 24 in OC - R-19 Cavity |  | Pre-Defined Construction | Attic w R49 Cavity and Shingle Roof |  | Pre-Defined Construction | Vented Crawlspace - R19 Cavity Insulation | [6 empty] | 0.388 | 0.4 | No | 0.2 | 0.2 | 0.2 | 0.2 | 7 | Single Speed ASHP (7.5 HSPF2 14.3 SEER2) | Autosize |  |  |  |  | Electric |  |  | 35 | -30 |  |  | 0.075 | 4 | 0.075 | 4 | Heat_EZ_Sch_1 | Cool_EZ_Sch_1 | Electric Storage_50-gallon | DHW_EZ_Sch_1 | 3 | 0.75 | 0 | Gas | Gas | Yes | Yes | Yes | 0 | Misc_Elec_EZ_Sch_1 | 0
3 Occupant_USA_MI_Houghton_Electric Storage_50-gallon | 4 | USA_MI_Houghton.Lake-Roscommon.County.AP.726380_TMYx.2004-2018 | 0 | 1900 | 1 | 9 | 1.2 | 4-12 (Low-Moderate Slope) | Pre-Defined Construction | Wood-Framed - 2x6 - 24 in OC - R-19 Cavity |  | Pre-Defined Construction | Attic w R49 Cavity and Shingle Roof |  | Pre-Defined Construction | Vented Crawlspace - R19 Cavity Insulation | [6 empty] | 0.388 | 0.4 | No | 0.2 | 0.2 | 0.2 | 0.2 | 7 | Single Speed ASHP (7.5 HSPF2 14.3 SEER2) | Autosize |  |  |  |  | Electric |  |  | 35 | -30 |  |  | 0.075 | 4 | 0.075 | 4 | Heat_EZ_Sch_1 | Cool_EZ_Sch_1 | Electric Storage_50-gallon | DHW_EZ_Sch_1 | 3 | 0.75 | 0 | Gas | Gas | Yes | Yes | Yes | 0 | Misc_Elec_EZ_Sch_1 | 0
3 Occupant_USA_MI_Traverse_Electric Storage_50-gallon | 4 | USA_MI_Traverse.City-Cherry.Capital.AP.726387_TMYx.2004-2018 | 0 | 1900 | 1 | 9 | 1.2 | 4-12 (Low-Moderate Slope) | Pre-Defined Construction | Wood-Framed - 2x6 - 24 in OC - R-19 Cavity |  | Pre-Defined Construction | Attic w R49 Cavity and Shingle Roof |  | Pre-Defined Construction | Vented Crawlspace - R19 Cavity Insulation | [6 empty] | 0.388 | 0.4 | No | 0.2 | 0.2 | 0.2 | 0.2 | 7 | Single Speed ASHP (7.5 HSPF2 14.3 SEER2) | Autosize |  |  |  |  | Electric |  |  | 35 | -30 |  |  | 0.075 | 4 | 0.075 | 4 | Heat_EZ_Sch_1 | Cool_EZ_Sch_1 | Electric Storage_50-gallon | DHW_EZ_Sch_1 | 3 | 0.75 | 0 | Gas | Gas | Yes | Yes | Yes | 0 | Misc_Elec_EZ_Sch_1 | 0
3 Occupant_USA_MN_Duluth.I_Electric Storage_50-gallon | 4 | USA_MN_Duluth.Intl.AP-Duluth.ANGB.727450_TMYx.2004-2018 | 0 | 1900 | 1 | 9 | 1.2 | 4-12 (Low-Moderate Slope) | Pre-Defined Construction | Wood-Framed - 2x6 - 24 in OC - R-19 Cavity |  | Pre-Defined Construction | Attic w R49 Cavity and Shingle Roof |  | Pre-Defined Construction | Vented Crawlspace - R19 Cavity Insulation | [6 empty] | 0.388 | 0.4 | No | 0.2 | 0.2 | 0.2 | 0.2 | 7 | Single Speed ASHP (7.5 HSPF2 14.3 SEER2) | Autosize |  |  |  |  | Electric |  |  | 35 | -30 |  |  | 0.075 | 4 | 0.075 | 4 | Heat_EZ_Sch_1 | Cool_EZ_Sch_1 | Electric Storage_50-gallon | DHW_EZ_Sch_1 | 3 | 0.75 | 0 | Gas | Gas | Yes | Yes | Yes | 0 | Misc_Elec_EZ_Sch_1 | 0
3 Occupant_USA_MN_Minneapo_Electric Storage_50-gallon | 4 | USA_MN_Minneapolis-St.Paul.Intl.AP.726580_TMYx.2004-2018 | 0 | 1900 | 1 | 9 | 1.2 | 4-12 (Low-Moderate Slope) | Pre-Defined Construction | Wood-Framed - 2x6 - 24 in OC - R-19 Cavity |  | Pre-Defined Construction | Attic w R49 Cavity and Shingle Roof |  | Pre-Defined Construction | Vented Crawlspace - R19 Cavity Insulation | [6 empty] | 0.388 | 0.4 | No | 0.2 | 0.2 | 0.2 | 0.2 | 7 | Single Speed ASHP (7.5 HSPF2 14.3 SEER2) | Autosize |  |  |  |  | Electric |  |  | 35 | -30 |  |  | 0.075 | 4 | 0.075 | 4 | Heat_EZ_Sch_1 | Cool_EZ_Sch_1 | Electric Storage_50-gallon | DHW_EZ_Sch_1 | 3 | 0.75 | 0 | Gas | Gas | Yes | Yes | Yes | 0 | Misc_Elec_EZ_Sch_1 | 0
3 Occupant_USA_MO_Kansas.C_Electric Storage_50-gallon | 4 | USA_MO_Kansas.City-Wheeler.Downtown.AP.724463_TMYx.2004-2018 | 0 | 1900 | 1 | 9 | 1.2 | 4-12 (Low-Moderate Slope) | Pre-Defined Construction | Wood-Framed - 2x6 - 24 in OC - R-19 Cavity |  | Pre-Defined Construction | Attic w R49 Cavity and Shingle Roof |  | Pre-Defined Construction | Vented Crawlspace - R19 Cavity Insulation | [6 empty] | 0.388 | 0.4 | No | 0.2 | 0.2 | 0.2 | 0.2 | 7 | Single Speed ASHP (7.5 HSPF2 14.3 SEER2) | Autosize |  |  |  |  | Electric |  |  | 35 | -30 |  |  | 0.075 | 4 | 0.075 | 4 | Heat_EZ_Sch_1 | Cool_EZ_Sch_1 | Electric Storage_50-gallon | DHW_EZ_Sch_1 | 3 | 0.75 | 0 | Gas | Gas | Yes | Yes | Yes | 0 | Misc_Elec_EZ_Sch_1 | 0
3 Occupant_USA_MO_St.Josep_Electric Storage_50-gallon | 4 | USA_MO_St.Joseph-Rosecrans.Meml.AP.724490_TMYx.2004-2018 | 0 | 1900 | 1 | 9 | 1.2 | 4-12 (Low-Moderate Slope) | Pre-Defined Construction | Wood-Framed - 2x6 - 24 in OC - R-19 Cavity |  | Pre-Defined Construction | Attic w R49 Cavity and Shingle Roof |  | Pre-Defined Construction | Vented Crawlspace - R19 Cavity Insulation | [6 empty] | 0.388 | 0.4 | No | 0.2 | 0.2 | 0.2 | 0.2 | 7 | Single Speed ASHP (7.5 HSPF2 14.3 SEER2) | Autosize |  |  |  |  | Electric |  |  | 35 | -30 |  |  | 0.075 | 4 | 0.075 | 4 | Heat_EZ_Sch_1 | Cool_EZ_Sch_1 | Electric Storage_50-gallon | DHW_EZ_Sch_1 | 3 | 0.75 | 0 | Gas | Gas | Yes | Yes | Yes | 0 | Misc_Elec_EZ_Sch_1 | 0
3 Occupant_USA_MS_Gulfport_Electric Storage_50-gallon | 4 | USA_MS_Gulfport-Biloxi.Intl.AP.747570_TMYx.2004-2018 | 0 | 1900 | 1 | 9 | 1.2 | 4-12 (Low-Moderate Slope) | Pre-Defined Construction | Wood-Framed - 2x6 - 24 in OC - R-19 Cavity |  | Pre-Defined Construction | Attic w R49 Cavity and Shingle Roof |  | Pre-Defined Construction | Vented Crawlspace - R19 Cavity Insulation | [6 empty] | 0.388 | 0.4 | No | 0.2 | 0.2 | 0.2 | 0.2 | 7 | Single Speed ASHP (7.5 HSPF2 14.3 SEER2) | Autosize |  |  |  |  | Electric |  |  | 35 | -30 |  |  | 0.075 | 4 | 0.075 | 4 | Heat_EZ_Sch_1 | Cool_EZ_Sch_1 | Electric Storage_50-gallon | DHW_EZ_Sch_1 | 3 | 0.75 | 0 | Gas | Gas | Yes | Yes | Yes | 0 | Misc_Elec_EZ_Sch_1 | 0
3 Occupant_USA_MS_Jackson-_Electric Storage_50-gallon | 4 | USA_MS_Jackson-Evers.Intl.AP.722350_TMYx.2004-2018 | 0 | 1900 | 1 | 9 | 1.2 | 4-12 (Low-Moderate Slope) | Pre-Defined Construction | Wood-Framed - 2x6 - 24 in OC - R-19 Cavity |  | Pre-Defined Construction | Attic w R49 Cavity and Shingle Roof |  | Pre-Defined Construction | Vented Crawlspace - R19 Cavity Insulation | [6 empty] | 0.388 | 0.4 | No | 0.2 | 0.2 | 0.2 | 0.2 | 7 | Single Speed ASHP (7.5 HSPF2 14.3 SEER2) | Autosize |  |  |  |  | Electric |  |  | 35 | -30 |  |  | 0.075 | 4 | 0.075 | 4 | Heat_EZ_Sch_1 | Cool_EZ_Sch_1 | Electric Storage_50-gallon | DHW_EZ_Sch_1 | 3 | 0.75 | 0 | Gas | Gas | Yes | Yes | Yes | 0 | Misc_Elec_EZ_Sch_1 | 0
3 Occupant_USA_MT_Billings_Electric Storage_50-gallon | 4 | USA_MT_Billings.Logan.Intl.AP.726770_TMYx.2004-2018 | 0 | 1900 | 1 | 9 | 1.2 | 4-12 (Low-Moderate Slope) | Pre-Defined Construction | Wood-Framed - 2x6 - 24 in OC - R-19 Cavity |  | Pre-Defined Construction | Attic w R49 Cavity and Shingle Roof |  | Pre-Defined Construction | Vented Crawlspace - R19 Cavity Insulation | [6 empty] | 0.388 | 0.4 | No | 0.2 | 0.2 | 0.2 | 0.2 | 7 | Single Speed ASHP (7.5 HSPF2 14.3 SEER2) | Autosize |  |  |  |  | Electric |  |  | 35 | -30 |  |  | 0.075 | 4 | 0.075 | 4 | Heat_EZ_Sch_1 | Cool_EZ_Sch_1 | Electric Storage_50-gallon | DHW_EZ_Sch_1 | 3 | 0.75 | 0 | Gas | Gas | Yes | Yes | Yes | 0 | Misc_Elec_EZ_Sch_1 | 0
3 Occupant_USA_NC_Charlott_Electric Storage_50-gallon | 4 | USA_NC_Charlotte.Douglas.Intl.AP.723140_TMYx.2004-2018 | 0 | 1900 | 1 | 9 | 1.2 | 4-12 (Low-Moderate Slope) | Pre-Defined Construction | Wood-Framed - 2x6 - 24 in OC - R-19 Cavity |  | Pre-Defined Construction | Attic w R49 Cavity and Shingle Roof |  | Pre-Defined Construction | Vented Crawlspace - R19 Cavity Insulation | [6 empty] | 0.388 | 0.4 | No | 0.2 | 0.2 | 0.2 | 0.2 | 7 | Single Speed ASHP (7.5 HSPF2 14.3 SEER2) | Autosize |  |  |  |  | Electric |  |  | 35 | -30 |  |  | 0.075 | 4 | 0.075 | 4 | Heat_EZ_Sch_1 | Cool_EZ_Sch_1 | Electric Storage_50-gallon | DHW_EZ_Sch_1 | 3 | 0.75 | 0 | Gas | Gas | Yes | Yes | Yes | 0 | Misc_Elec_EZ_Sch_1 | 0
3 Occupant_USA_NC_Raleigh-_Electric Storage_50-gallon | 4 | USA_NC_Raleigh-Durham.Intl.AP.723060_TMYx.2004-2018 | 0 | 1900 | 1 | 9 | 1.2 | 4-12 (Low-Moderate Slope) | Pre-Defined Construction | Wood-Framed - 2x6 - 24 in OC - R-19 Cavity |  | Pre-Defined Construction | Attic w R49 Cavity and Shingle Roof |  | Pre-Defined Construction | Vented Crawlspace - R19 Cavity Insulation | [6 empty] | 0.388 | 0.4 | No | 0.2 | 0.2 | 0.2 | 0.2 | 7 | Single Speed ASHP (7.5 HSPF2 14.3 SEER2) | Autosize |  |  |  |  | Electric |  |  | 35 | -30 |  |  | 0.075 | 4 | 0.075 | 4 | Heat_EZ_Sch_1 | Cool_EZ_Sch_1 | Electric Storage_50-gallon | DHW_EZ_Sch_1 | 3 | 0.75 | 0 | Gas | Gas | Yes | Yes | Yes | 0 | Misc_Elec_EZ_Sch_1 | 0
3 Occupant_USA_ND_Bismarck_Electric Storage_50-gallon | 4 | USA_ND_Bismarck.Muni.AP.727640_TMYx.2004-2018 | 0 | 1900 | 1 | 9 | 1.2 | 4-12 (Low-Moderate Slope) | Pre-Defined Construction | Wood-Framed - 2x6 - 24 in OC - R-19 Cavity |  | Pre-Defined Construction | Attic w R49 Cavity and Shingle Roof |  | Pre-Defined Construction | Vented Crawlspace - R19 Cavity Insulation | [6 empty] | 0.388 | 0.4 | No | 0.2 | 0.2 | 0.2 | 0.2 | 7 | Single Speed ASHP (7.5 HSPF2 14.3 SEER2) | Autosize |  |  |  |  | Electric |  |  | 35 | -30 |  |  | 0.075 | 4 | 0.075 | 4 | Heat_EZ_Sch_1 | Cool_EZ_Sch_1 | Electric Storage_50-gallon | DHW_EZ_Sch_1 | 3 | 0.75 | 0 | Gas | Gas | Yes | Yes | Yes | 0 | Misc_Elec_EZ_Sch_1 | 0
3 Occupant_USA_ND_Fargo-He_Electric Storage_50-gallon | 4 | USA_ND_Fargo-Hector.Intl.AP.727530_TMYx.2004-2018 | 0 | 1900 | 1 | 9 | 1.2 | 4-12 (Low-Moderate Slope) | Pre-Defined Construction | Wood-Framed - 2x6 - 24 in OC - R-19 Cavity |  | Pre-Defined Construction | Attic w R49 Cavity and Shingle Roof |  | Pre-Defined Construction | Vented Crawlspace - R19 Cavity Insulation | [6 empty] | 0.388 | 0.4 | No | 0.2 | 0.2 | 0.2 | 0.2 | 7 | Single Speed ASHP (7.5 HSPF2 14.3 SEER2) | Autosize |  |  |  |  | Electric |  |  | 35 | -30 |  |  | 0.075 | 4 | 0.075 | 4 | Heat_EZ_Sch_1 | Cool_EZ_Sch_1 | Electric Storage_50-gallon | DHW_EZ_Sch_1 | 3 | 0.75 | 0 | Gas | Gas | Yes | Yes | Yes | 0 | Misc_Elec_EZ_Sch_1 | 0
3 Occupant_USA_NE_Omaha-Mi_Electric Storage_50-gallon | 4 | USA_NE_Omaha-Millard.AP.720308_TMYx.2004-2018 | 0 | 1900 | 1 | 9 | 1.2 | 4-12 (Low-Moderate Slope) | Pre-Defined Construction | Wood-Framed - 2x6 - 24 in OC - R-19 Cavity |  | Pre-Defined Construction | Attic w R49 Cavity and Shingle Roof |  | Pre-Defined Construction | Vented Crawlspace - R19 Cavity Insulation | [6 empty] | 0.388 | 0.4 | No | 0.2 | 0.2 | 0.2 | 0.2 | 7 | Single Speed ASHP (7.5 HSPF2 14.3 SEER2) | Autosize |  |  |  |  | Electric |  |  | 35 | -30 |  |  | 0.075 | 4 | 0.075 | 4 | Heat_EZ_Sch_1 | Cool_EZ_Sch_1 | Electric Storage_50-gallon | DHW_EZ_Sch_1 | 3 | 0.75 | 0 | Gas | Gas | Yes | Yes | Yes | 0 | Misc_Elec_EZ_Sch_1 | 0
3 Occupant_USA_NH_Concord._Electric Storage_50-gallon | 4 | USA_NH_Concord.Muni.AP.726050_TMYx.2004-2018 | 0 | 1900 | 1 | 9 | 1.2 | 4-12 (Low-Moderate Slope) | Pre-Defined Construction | Wood-Framed - 2x6 - 24 in OC - R-19 Cavity |  | Pre-Defined Construction | Attic w R49 Cavity and Shingle Roof |  | Pre-Defined Construction | Vented Crawlspace - R19 Cavity Insulation | [6 empty] | 0.388 | 0.4 | No | 0.2 | 0.2 | 0.2 | 0.2 | 7 | Single Speed ASHP (7.5 HSPF2 14.3 SEER2) | Autosize |  |  |  |  | Electric |  |  | 35 | -30 |  |  | 0.075 | 4 | 0.075 | 4 | Heat_EZ_Sch_1 | Cool_EZ_Sch_1 | Electric Storage_50-gallon | DHW_EZ_Sch_1 | 3 | 0.75 | 0 | Gas | Gas | Yes | Yes | Yes | 0 | Misc_Elec_EZ_Sch_1 | 0
3 Occupant_USA_NH_Manchest_Electric Storage_50-gallon | 4 | USA_NH_Manchester-Boston.Rgnl.AP.743945_TMYx.2004-2018 | 0 | 1900 | 1 | 9 | 1.2 | 4-12 (Low-Moderate Slope) | Pre-Defined Construction | Wood-Framed - 2x6 - 24 in OC - R-19 Cavity |  | Pre-Defined Construction | Attic w R49 Cavity and Shingle Roof |  | Pre-Defined Construction | Vented Crawlspace - R19 Cavity Insulation | [6 empty] | 0.388 | 0.4 | No | 0.2 | 0.2 | 0.2 | 0.2 | 7 | Single Speed ASHP (7.5 HSPF2 14.3 SEER2) | Autosize |  |  |  |  | Electric |  |  | 35 | -30 |  |  | 0.075 | 4 | 0.075 | 4 | Heat_EZ_Sch_1 | Cool_EZ_Sch_1 | Electric Storage_50-gallon | DHW_EZ_Sch_1 | 3 | 0.75 | 0 | Gas | Gas | Yes | Yes | Yes | 0 | Misc_Elec_EZ_Sch_1 | 0
3 Occupant_USA_NJ_Newark.L_Electric Storage_50-gallon | 4 | USA_NJ_Newark.Liberty.Intl.AP.725020_TMYx.2004-2018 | 0 | 1900 | 1 | 9 | 1.2 | 4-12 (Low-Moderate Slope) | Pre-Defined Construction | Wood-Framed - 2x6 - 24 in OC - R-19 Cavity |  | Pre-Defined Construction | Attic w R49 Cavity and Shingle Roof |  | Pre-Defined Construction | Vented Crawlspace - R19 Cavity Insulation | [6 empty] | 0.388 | 0.4 | No | 0.2 | 0.2 | 0.2 | 0.2 | 7 | Single Speed ASHP (7.5 HSPF2 14.3 SEER2) | Autosize |  |  |  |  | Electric |  |  | 35 | -30 |  |  | 0.075 | 4 | 0.075 | 4 | Heat_EZ_Sch_1 | Cool_EZ_Sch_1 | Electric Storage_50-gallon | DHW_EZ_Sch_1 | 3 | 0.75 | 0 | Gas | Gas | Yes | Yes | Yes | 0 | Misc_Elec_EZ_Sch_1 | 0
3 Occupant_USA_NJ_Trenton-_Electric Storage_50-gallon | 4 | USA_NJ_Trenton-Mercer.AP.724095_TMYx.2004-2018 | 0 | 1900 | 1 | 9 | 1.2 | 4-12 (Low-Moderate Slope) | Pre-Defined Construction | Wood-Framed - 2x6 - 24 in OC - R-19 Cavity |  | Pre-Defined Construction | Attic w R49 Cavity and Shingle Roof |  | Pre-Defined Construction | Vented Crawlspace - R19 Cavity Insulation | [6 empty] | 0.388 | 0.4 | No | 0.2 | 0.2 | 0.2 | 0.2 | 7 | Single Speed ASHP (7.5 HSPF2 14.3 SEER2) | Autosize |  |  |  |  | Electric |  |  | 35 | -30 |  |  | 0.075 | 4 | 0.075 | 4 | Heat_EZ_Sch_1 | Cool_EZ_Sch_1 | Electric Storage_50-gallon | DHW_EZ_Sch_1 | 3 | 0.75 | 0 | Gas | Gas | Yes | Yes | Yes | 0 | Misc_Elec_EZ_Sch_1 | 0
3 Occupant_USA_NM_Albuquer_Electric Storage_50-gallon | 4 | USA_NM_Albuquerque.Intl.Sunport.723650_TMYx.2004-2018 | 0 | 1900 | 1 | 9 | 1.2 | 4-12 (Low-Moderate Slope) | Pre-Defined Construction | Wood-Framed - 2x6 - 24 in OC - R-19 Cavity |  | Pre-Defined Construction | Attic w R49 Cavity and Shingle Roof |  | Pre-Defined Construction | Vented Crawlspace - R19 Cavity Insulation | [6 empty] | 0.388 | 0.4 | No | 0.2 | 0.2 | 0.2 | 0.2 | 7 | Single Speed ASHP (7.5 HSPF2 14.3 SEER2) | Autosize |  |  |  |  | Electric |  |  | 35 | -30 |  |  | 0.075 | 4 | 0.075 | 4 | Heat_EZ_Sch_1 | Cool_EZ_Sch_1 | Electric Storage_50-gallon | DHW_EZ_Sch_1 | 3 | 0.75 | 0 | Gas | Gas | Yes | Yes | Yes | 0 | Misc_Elec_EZ_Sch_1 | 0
3 Occupant_USA_NM_Las.Cruc_Electric Storage_50-gallon | 4 | USA_NM_Las.Cruces.Intl.AP.722695_TMYx.2004-2018 | 0 | 1900 | 1 | 9 | 1.2 | 4-12 (Low-Moderate Slope) | Pre-Defined Construction | Wood-Framed - 2x6 - 24 in OC - R-19 Cavity |  | Pre-Defined Construction | Attic w R49 Cavity and Shingle Roof |  | Pre-Defined Construction | Vented Crawlspace - R19 Cavity Insulation | [6 empty] | 0.388 | 0.4 | No | 0.2 | 0.2 | 0.2 | 0.2 | 7 | Single Speed ASHP (7.5 HSPF2 14.3 SEER2) | Autosize |  |  |  |  | Electric |  |  | 35 | -30 |  |  | 0.075 | 4 | 0.075 | 4 | Heat_EZ_Sch_1 | Cool_EZ_Sch_1 | Electric Storage_50-gallon | DHW_EZ_Sch_1 | 3 | 0.75 | 0 | Gas | Gas | Yes | Yes | Yes | 0 | Misc_Elec_EZ_Sch_1 | 0
3 Occupant_USA_NM_Santa.Fe_Electric Storage_50-gallon | 4 | USA_NM_Santa.Fe.Muni.AP.723656_TMYx.2004-2018 | 0 | 1900 | 1 | 9 | 1.2 | 4-12 (Low-Moderate Slope) | Pre-Defined Construction | Wood-Framed - 2x6 - 24 in OC - R-19 Cavity |  | Pre-Defined Construction | Attic w R49 Cavity and Shingle Roof |  | Pre-Defined Construction | Vented Crawlspace - R19 Cavity Insulation | [6 empty] | 0.388 | 0.4 | No | 0.2 | 0.2 | 0.2 | 0.2 | 7 | Single Speed ASHP (7.5 HSPF2 14.3 SEER2) | Autosize |  |  |  |  | Electric |  |  | 35 | -30 |  |  | 0.075 | 4 | 0.075 | 4 | Heat_EZ_Sch_1 | Cool_EZ_Sch_1 | Electric Storage_50-gallon | DHW_EZ_Sch_1 | 3 | 0.75 | 0 | Gas | Gas | Yes | Yes | Yes | 0 | Misc_Elec_EZ_Sch_1 | 0
3 Occupant_USA_NV_Las.Vega_Electric Storage_50-gallon | 4 | USA_NV_Las.Vegas-McCarran.Intl.AP.723860_TMYx.2004-2018 | 0 | 1900 | 1 | 9 | 1.2 | 4-12 (Low-Moderate Slope) | Pre-Defined Construction | Wood-Framed - 2x6 - 24 in OC - R-19 Cavity |  | Pre-Defined Construction | Attic w R49 Cavity and Shingle Roof |  | Pre-Defined Construction | Vented Crawlspace - R19 Cavity Insulation | [6 empty] | 0.388 | 0.4 | No | 0.2 | 0.2 | 0.2 | 0.2 | 7 | Single Speed ASHP (7.5 HSPF2 14.3 SEER2) | Autosize |  |  |  |  | Electric |  |  | 35 | -30 |  |  | 0.075 | 4 | 0.075 | 4 | Heat_EZ_Sch_1 | Cool_EZ_Sch_1 | Electric Storage_50-gallon | DHW_EZ_Sch_1 | 3 | 0.75 | 0 | Gas | Gas | Yes | Yes | Yes | 0 | Misc_Elec_EZ_Sch_1 | 0
3 Occupant_USA_NV_Reno-Tah_Electric Storage_50-gallon | 4 | USA_NV_Reno-Tahoe.Intl.AP.724880_TMYx.2004-2018 | 0 | 1900 | 1 | 9 | 1.2 | 4-12 (Low-Moderate Slope) | Pre-Defined Construction | Wood-Framed - 2x6 - 24 in OC - R-19 Cavity |  | Pre-Defined Construction | Attic w R49 Cavity and Shingle Roof |  | Pre-Defined Construction | Vented Crawlspace - R19 Cavity Insulation | [6 empty] | 0.388 | 0.4 | No | 0.2 | 0.2 | 0.2 | 0.2 | 7 | Single Speed ASHP (7.5 HSPF2 14.3 SEER2) | Autosize |  |  |  |  | Electric |  |  | 35 | -30 |  |  | 0.075 | 4 | 0.075 | 4 | Heat_EZ_Sch_1 | Cool_EZ_Sch_1 | Electric Storage_50-gallon | DHW_EZ_Sch_1 | 3 | 0.75 | 0 | Gas | Gas | Yes | Yes | Yes | 0 | Misc_Elec_EZ_Sch_1 | 0
3 Occupant_USA_NY_Buffalo._Electric Storage_50-gallon | 4 | USA_NY_Buffalo.Niagara.Intl.AP.725280_TMYx.2004-2018 | 0 | 1900 | 1 | 9 | 1.2 | 4-12 (Low-Moderate Slope) | Pre-Defined Construction | Wood-Framed - 2x6 - 24 in OC - R-19 Cavity |  | Pre-Defined Construction | Attic w R49 Cavity and Shingle Roof |  | Pre-Defined Construction | Vented Crawlspace - R19 Cavity Insulation | [6 empty] | 0.388 | 0.4 | No | 0.2 | 0.2 | 0.2 | 0.2 | 7 | Single Speed ASHP (7.5 HSPF2 14.3 SEER2) | Autosize |  |  |  |  | Electric |  |  | 35 | -30 |  |  | 0.075 | 4 | 0.075 | 4 | Heat_EZ_Sch_1 | Cool_EZ_Sch_1 | Electric Storage_50-gallon | DHW_EZ_Sch_1 | 3 | 0.75 | 0 | Gas | Gas | Yes | Yes | Yes | 0 | Misc_Elec_EZ_Sch_1 | 0
3 Occupant_USA_NY_New.York_Electric Storage_50-gallon | 4 | USA_NY_New.York-Kennedy.Intl.AP.744860_TMYx.2004-2018 | 0 | 1900 | 1 | 9 | 1.2 | 4-12 (Low-Moderate Slope) | Pre-Defined Construction | Wood-Framed - 2x6 - 24 in OC - R-19 Cavity |  | Pre-Defined Construction | Attic w R49 Cavity and Shingle Roof |  | Pre-Defined Construction | Vented Crawlspace - R19 Cavity Insulation | [6 empty] | 0.388 | 0.4 | No | 0.2 | 0.2 | 0.2 | 0.2 | 7 | Single Speed ASHP (7.5 HSPF2 14.3 SEER2) | Autosize |  |  |  |  | Electric |  |  | 35 | -30 |  |  | 0.075 | 4 | 0.075 | 4 | Heat_EZ_Sch_1 | Cool_EZ_Sch_1 | Electric Storage_50-gallon | DHW_EZ_Sch_1 | 3 | 0.75 | 0 | Gas | Gas | Yes | Yes | Yes | 0 | Misc_Elec_EZ_Sch_1 | 0
3 Occupant_USA_NY_Syracuse_Electric Storage_50-gallon | 4 | USA_NY_Syracuse.Hancock.Intl.AP.725190_TMYx.2004-2018 | 0 | 1900 | 1 | 9 | 1.2 | 4-12 (Low-Moderate Slope) | Pre-Defined Construction | Wood-Framed - 2x6 - 24 in OC - R-19 Cavity |  | Pre-Defined Construction | Attic w R49 Cavity and Shingle Roof |  | Pre-Defined Construction | Vented Crawlspace - R19 Cavity Insulation | [6 empty] | 0.388 | 0.4 | No | 0.2 | 0.2 | 0.2 | 0.2 | 7 | Single Speed ASHP (7.5 HSPF2 14.3 SEER2) | Autosize |  |  |  |  | Electric |  |  | 35 | -30 |  |  | 0.075 | 4 | 0.075 | 4 | Heat_EZ_Sch_1 | Cool_EZ_Sch_1 | Electric Storage_50-gallon | DHW_EZ_Sch_1 | 3 | 0.75 | 0 | Gas | Gas | Yes | Yes | Yes | 0 | Misc_Elec_EZ_Sch_1 | 0
3 Occupant_USA_OH_Cincinna_Electric Storage_50-gallon | 4 | USA_OH_Cincinnati.Muni.AP-Lunken.Field.724297_TMYx.2004-2018 | 0 | 1900 | 1 | 9 | 1.2 | 4-12 (Low-Moderate Slope) | Pre-Defined Construction | Wood-Framed - 2x6 - 24 in OC - R-19 Cavity |  | Pre-Defined Construction | Attic w R49 Cavity and Shingle Roof |  | Pre-Defined Construction | Vented Crawlspace - R19 Cavity Insulation | [6 empty] | 0.388 | 0.4 | No | 0.2 | 0.2 | 0.2 | 0.2 | 7 | Single Speed ASHP (7.5 HSPF2 14.3 SEER2) | Autosize |  |  |  |  | Electric |  |  | 35 | -30 |  |  | 0.075 | 4 | 0.075 | 4 | Heat_EZ_Sch_1 | Cool_EZ_Sch_1 | Electric Storage_50-gallon | DHW_EZ_Sch_1 | 3 | 0.75 | 0 | Gas | Gas | Yes | Yes | Yes | 0 | Misc_Elec_EZ_Sch_1 | 0
3 Occupant_USA_OH_Columbus_Electric Storage_50-gallon | 4 | USA_OH_Columbus-Glenn.Columbus.Intl.AP.724280_TMYx.2004-2018 | 0 | 1900 | 1 | 9 | 1.2 | 4-12 (Low-Moderate Slope) | Pre-Defined Construction | Wood-Framed - 2x6 - 24 in OC - R-19 Cavity |  | Pre-Defined Construction | Attic w R49 Cavity and Shingle Roof |  | Pre-Defined Construction | Vented Crawlspace - R19 Cavity Insulation | [6 empty] | 0.388 | 0.4 | No | 0.2 | 0.2 | 0.2 | 0.2 | 7 | Single Speed ASHP (7.5 HSPF2 14.3 SEER2) | Autosize |  |  |  |  | Electric |  |  | 35 | -30 |  |  | 0.075 | 4 | 0.075 | 4 | Heat_EZ_Sch_1 | Cool_EZ_Sch_1 | Electric Storage_50-gallon | DHW_EZ_Sch_1 | 3 | 0.75 | 0 | Gas | Gas | Yes | Yes | Yes | 0 | Misc_Elec_EZ_Sch_1 | 0
3 Occupant_USA_OK_Oklahoma_Electric Storage_50-gallon | 4 | USA_OK_Oklahoma.City-Post.AP.723544_TMYx.2004-2018 | 0 | 1900 | 1 | 9 | 1.2 | 4-12 (Low-Moderate Slope) | Pre-Defined Construction | Wood-Framed - 2x6 - 24 in OC - R-19 Cavity |  | Pre-Defined Construction | Attic w R49 Cavity and Shingle Roof |  | Pre-Defined Construction | Vented Crawlspace - R19 Cavity Insulation | [6 empty] | 0.388 | 0.4 | No | 0.2 | 0.2 | 0.2 | 0.2 | 7 | Single Speed ASHP (7.5 HSPF2 14.3 SEER2) | Autosize |  |  |  |  | Electric |  |  | 35 | -30 |  |  | 0.075 | 4 | 0.075 | 4 | Heat_EZ_Sch_1 | Cool_EZ_Sch_1 | Electric Storage_50-gallon | DHW_EZ_Sch_1 | 3 | 0.75 | 0 | Gas | Gas | Yes | Yes | Yes | 0 | Misc_Elec_EZ_Sch_1 | 0
3 Occupant_USA_OR_Portland_Electric Storage_50-gallon | 4 | USA_OR_Portland.Intl.AP.726980_TMYx.2004-2018 | 0 | 1900 | 1 | 9 | 1.2 | 4-12 (Low-Moderate Slope) | Pre-Defined Construction | Wood-Framed - 2x6 - 24 in OC - R-19 Cavity |  | Pre-Defined Construction | Attic w R49 Cavity and Shingle Roof |  | Pre-Defined Construction | Vented Crawlspace - R19 Cavity Insulation | [6 empty] | 0.388 | 0.4 | No | 0.2 | 0.2 | 0.2 | 0.2 | 7 | Single Speed ASHP (7.5 HSPF2 14.3 SEER2) | Autosize |  |  |  |  | Electric |  |  | 35 | -30 |  |  | 0.075 | 4 | 0.075 | 4 | Heat_EZ_Sch_1 | Cool_EZ_Sch_1 | Electric Storage_50-gallon | DHW_EZ_Sch_1 | 3 | 0.75 | 0 | Gas | Gas | Yes | Yes | Yes | 0 | Misc_Elec_EZ_Sch_1 | 0
3 Occupant_USA_OR_Redmond._Electric Storage_50-gallon | 4 | USA_OR_Redmond.Muni.AP-Roberts.Field.726920_TMYx.2004-2018 | 0 | 1900 | 1 | 9 | 1.2 | 4-12 (Low-Moderate Slope) | Pre-Defined Construction | Wood-Framed - 2x6 - 24 in OC - R-19 Cavity |  | Pre-Defined Construction | Attic w R49 Cavity and Shingle Roof |  | Pre-Defined Construction | Vented Crawlspace - R19 Cavity Insulation | [6 empty] | 0.388 | 0.4 | No | 0.2 | 0.2 | 0.2 | 0.2 | 7 | Single Speed ASHP (7.5 HSPF2 14.3 SEER2) | Autosize |  |  |  |  | Electric |  |  | 35 | -30 |  |  | 0.075 | 4 | 0.075 | 4 | Heat_EZ_Sch_1 | Cool_EZ_Sch_1 | Electric Storage_50-gallon | DHW_EZ_Sch_1 | 3 | 0.75 | 0 | Gas | Gas | Yes | Yes | Yes | 0 | Misc_Elec_EZ_Sch_1 | 0
3 Occupant_USA_PA_Bradford_Electric Storage_50-gallon | 4 | USA_PA_Bradford.Rgnl.AP.725266_TMYx.2004-2018 | 0 | 1900 | 1 | 9 | 1.2 | 4-12 (Low-Moderate Slope) | Pre-Defined Construction | Wood-Framed - 2x6 - 24 in OC - R-19 Cavity |  | Pre-Defined Construction | Attic w R49 Cavity and Shingle Roof |  | Pre-Defined Construction | Vented Crawlspace - R19 Cavity Insulation | [6 empty] | 0.388 | 0.4 | No | 0.2 | 0.2 | 0.2 | 0.2 | 7 | Single Speed ASHP (7.5 HSPF2 14.3 SEER2) | Autosize |  |  |  |  | Electric |  |  | 35 | -30 |  |  | 0.075 | 4 | 0.075 | 4 | Heat_EZ_Sch_1 | Cool_EZ_Sch_1 | Electric Storage_50-gallon | DHW_EZ_Sch_1 | 3 | 0.75 | 0 | Gas | Gas | Yes | Yes | Yes | 0 | Misc_Elec_EZ_Sch_1 | 0
3 Occupant_USA_PA_Philadel_Electric Storage_50-gallon | 4 | USA_PA_Philadelphia.Intl.AP.724080_TMYx.2004-2018 | 0 | 1900 | 1 | 9 | 1.2 | 4-12 (Low-Moderate Slope) | Pre-Defined Construction | Wood-Framed - 2x6 - 24 in OC - R-19 Cavity |  | Pre-Defined Construction | Attic w R49 Cavity and Shingle Roof |  | Pre-Defined Construction | Vented Crawlspace - R19 Cavity Insulation | [6 empty] | 0.388 | 0.4 | No | 0.2 | 0.2 | 0.2 | 0.2 | 7 | Single Speed ASHP (7.5 HSPF2 14.3 SEER2) | Autosize |  |  |  |  | Electric |  |  | 35 | -30 |  |  | 0.075 | 4 | 0.075 | 4 | Heat_EZ_Sch_1 | Cool_EZ_Sch_1 | Electric Storage_50-gallon | DHW_EZ_Sch_1 | 3 | 0.75 | 0 | Gas | Gas | Yes | Yes | Yes | 0 | Misc_Elec_EZ_Sch_1 | 0
3 Occupant_USA_PA_Pittsbur_Electric Storage_50-gallon | 4 | USA_PA_Pittsburgh.Intl.AP.725200_TMYx.2004-2018 | 0 | 1900 | 1 | 9 | 1.2 | 4-12 (Low-Moderate Slope) | Pre-Defined Construction | Wood-Framed - 2x6 - 24 in OC - R-19 Cavity |  | Pre-Defined Construction | Attic w R49 Cavity and Shingle Roof |  | Pre-Defined Construction | Vented Crawlspace - R19 Cavity Insulation | [6 empty] | 0.388 | 0.4 | No | 0.2 | 0.2 | 0.2 | 0.2 | 7 | Single Speed ASHP (7.5 HSPF2 14.3 SEER2) | Autosize |  |  |  |  | Electric |  |  | 35 | -30 |  |  | 0.075 | 4 | 0.075 | 4 | Heat_EZ_Sch_1 | Cool_EZ_Sch_1 | Electric Storage_50-gallon | DHW_EZ_Sch_1 | 3 | 0.75 | 0 | Gas | Gas | Yes | Yes | Yes | 0 | Misc_Elec_EZ_Sch_1 | 0
3 Occupant_USA_RI_Providen_Electric Storage_50-gallon | 4 | USA_RI_Providence-Green.Intl.State.AP.725070_TMYx.2004-2018 | 0 | 1900 | 1 | 9 | 1.2 | 4-12 (Low-Moderate Slope) | Pre-Defined Construction | Wood-Framed - 2x6 - 24 in OC - R-19 Cavity |  | Pre-Defined Construction | Attic w R49 Cavity and Shingle Roof |  | Pre-Defined Construction | Vented Crawlspace - R19 Cavity Insulation | [6 empty] | 0.388 | 0.4 | No | 0.2 | 0.2 | 0.2 | 0.2 | 7 | Single Speed ASHP (7.5 HSPF2 14.3 SEER2) | Autosize |  |  |  |  | Electric |  |  | 35 | -30 |  |  | 0.075 | 4 | 0.075 | 4 | Heat_EZ_Sch_1 | Cool_EZ_Sch_1 | Electric Storage_50-gallon | DHW_EZ_Sch_1 | 3 | 0.75 | 0 | Gas | Gas | Yes | Yes | Yes | 0 | Misc_Elec_EZ_Sch_1 | 0
3 Occupant_USA_SC_JB.Charl_Electric Storage_50-gallon | 4 | USA_SC_JB.Charleston-Charleston.Intl.AP.722080_TMYx.2004-2018 | 0 | 1900 | 1 | 9 | 1.2 | 4-12 (Low-Moderate Slope) | Pre-Defined Construction | Wood-Framed - 2x6 - 24 in OC - R-19 Cavity |  | Pre-Defined Construction | Attic w R49 Cavity and Shingle Roof |  | Pre-Defined Construction | Vented Crawlspace - R19 Cavity Insulation | [6 empty] | 0.388 | 0.4 | No | 0.2 | 0.2 | 0.2 | 0.2 | 7 | Single Speed ASHP (7.5 HSPF2 14.3 SEER2) | Autosize |  |  |  |  | Electric |  |  | 35 | -30 |  |  | 0.075 | 4 | 0.075 | 4 | Heat_EZ_Sch_1 | Cool_EZ_Sch_1 | Electric Storage_50-gallon | DHW_EZ_Sch_1 | 3 | 0.75 | 0 | Gas | Gas | Yes | Yes | Yes | 0 | Misc_Elec_EZ_Sch_1 | 0
3 Occupant_USA_SC_Columbia_Electric Storage_50-gallon | 4 | USA_SC_Columbia.Metro.AP.723100_TMYx.2004-2018 | 0 | 1900 | 1 | 9 | 1.2 | 4-12 (Low-Moderate Slope) | Pre-Defined Construction | Wood-Framed - 2x6 - 24 in OC - R-19 Cavity |  | Pre-Defined Construction | Attic w R49 Cavity and Shingle Roof |  | Pre-Defined Construction | Vented Crawlspace - R19 Cavity Insulation | [6 empty] | 0.388 | 0.4 | No | 0.2 | 0.2 | 0.2 | 0.2 | 7 | Single Speed ASHP (7.5 HSPF2 14.3 SEER2) | Autosize |  |  |  |  | Electric |  |  | 35 | -30 |  |  | 0.075 | 4 | 0.075 | 4 | Heat_EZ_Sch_1 | Cool_EZ_Sch_1 | Electric Storage_50-gallon | DHW_EZ_Sch_1 | 3 | 0.75 | 0 | Gas | Gas | Yes | Yes | Yes | 0 | Misc_Elec_EZ_Sch_1 | 0
3 Occupant_USA_SD_Yankton-_Electric Storage_50-gallon | 4 | USA_SD_Yankton-Gurney.Muni.AP.726525_TMYx.2004-2018 | 0 | 1900 | 1 | 9 | 1.2 | 4-12 (Low-Moderate Slope) | Pre-Defined Construction | Wood-Framed - 2x6 - 24 in OC - R-19 Cavity |  | Pre-Defined Construction | Attic w R49 Cavity and Shingle Roof |  | Pre-Defined Construction | Vented Crawlspace - R19 Cavity Insulation | [6 empty] | 0.388 | 0.4 | No | 0.2 | 0.2 | 0.2 | 0.2 | 7 | Single Speed ASHP (7.5 HSPF2 14.3 SEER2) | Autosize |  |  |  |  | Electric |  |  | 35 | -30 |  |  | 0.075 | 4 | 0.075 | 4 | Heat_EZ_Sch_1 | Cool_EZ_Sch_1 | Electric Storage_50-gallon | DHW_EZ_Sch_1 | 3 | 0.75 | 0 | Gas | Gas | Yes | Yes | Yes | 0 | Misc_Elec_EZ_Sch_1 | 0
3 Occupant_USA_SD_Sioux.Fa_Electric Storage_50-gallon | 4 | USA_SD_Sioux.Falls.Rgnl.AP-Foss.Field.726510_TMYx.2004-2018 | 0 | 1900 | 1 | 9 | 1.2 | 4-12 (Low-Moderate Slope) | Pre-Defined Construction | Wood-Framed - 2x6 - 24 in OC - R-19 Cavity |  | Pre-Defined Construction | Attic w R49 Cavity and Shingle Roof |  | Pre-Defined Construction | Vented Crawlspace - R19 Cavity Insulation | [6 empty] | 0.388 | 0.4 | No | 0.2 | 0.2 | 0.2 | 0.2 | 7 | Single Speed ASHP (7.5 HSPF2 14.3 SEER2) | Autosize |  |  |  |  | Electric |  |  | 35 | -30 |  |  | 0.075 | 4 | 0.075 | 4 | Heat_EZ_Sch_1 | Cool_EZ_Sch_1 | Electric Storage_50-gallon | DHW_EZ_Sch_1 | 3 | 0.75 | 0 | Gas | Gas | Yes | Yes | Yes | 0 | Misc_Elec_EZ_Sch_1 | 0
3 Occupant_USA_TN_Memphis._Electric Storage_50-gallon | 4 | USA_TN_Memphis.Intl.AP.723340_TMYx.2004-2018 | 0 | 1900 | 1 | 9 | 1.2 | 4-12 (Low-Moderate Slope) | Pre-Defined Construction | Wood-Framed - 2x6 - 24 in OC - R-19 Cavity |  | Pre-Defined Construction | Attic w R49 Cavity and Shingle Roof |  | Pre-Defined Construction | Vented Crawlspace - R19 Cavity Insulation | [6 empty] | 0.388 | 0.4 | No | 0.2 | 0.2 | 0.2 | 0.2 | 7 | Single Speed ASHP (7.5 HSPF2 14.3 SEER2) | Autosize |  |  |  |  | Electric |  |  | 35 | -30 |  |  | 0.075 | 4 | 0.075 | 4 | Heat_EZ_Sch_1 | Cool_EZ_Sch_1 | Electric Storage_50-gallon | DHW_EZ_Sch_1 | 3 | 0.75 | 0 | Gas | Gas | Yes | Yes | Yes | 0 | Misc_Elec_EZ_Sch_1 | 0
3 Occupant_USA_TN_Nashvill_Electric Storage_50-gallon | 4 | USA_TN_Nashville.Intl.AP.723270_TMYx.2004-2018 | 0 | 1900 | 1 | 9 | 1.2 | 4-12 (Low-Moderate Slope) | Pre-Defined Construction | Wood-Framed - 2x6 - 24 in OC - R-19 Cavity |  | Pre-Defined Construction | Attic w R49 Cavity and Shingle Roof |  | Pre-Defined Construction | Vented Crawlspace - R19 Cavity Insulation | [6 empty] | 0.388 | 0.4 | No | 0.2 | 0.2 | 0.2 | 0.2 | 7 | Single Speed ASHP (7.5 HSPF2 14.3 SEER2) | Autosize |  |  |  |  | Electric |  |  | 35 | -30 |  |  | 0.075 | 4 | 0.075 | 4 | Heat_EZ_Sch_1 | Cool_EZ_Sch_1 | Electric Storage_50-gallon | DHW_EZ_Sch_1 | 3 | 0.75 | 0 | Gas | Gas | Yes | Yes | Yes | 0 | Misc_Elec_EZ_Sch_1 | 0
3 Occupant_USA_TX_Austin-C_Electric Storage_50-gallon | 4 | USA_TX_Austin-Camp.Mabry.ANGB.722544_TMYx.2004-2018 | 0 | 1900 | 1 | 9 | 1.2 | 4-12 (Low-Moderate Slope) | Pre-Defined Construction | Wood-Framed - 2x6 - 24 in OC - R-19 Cavity |  | Pre-Defined Construction | Attic w R49 Cavity and Shingle Roof |  | Pre-Defined Construction | Vented Crawlspace - R19 Cavity Insulation | [6 empty] | 0.388 | 0.4 | No | 0.2 | 0.2 | 0.2 | 0.2 | 7 | Single Speed ASHP (7.5 HSPF2 14.3 SEER2) | Autosize |  |  |  |  | Electric |  |  | 35 | -30 |  |  | 0.075 | 4 | 0.075 | 4 | Heat_EZ_Sch_1 | Cool_EZ_Sch_1 | Electric Storage_50-gallon | DHW_EZ_Sch_1 | 3 | 0.75 | 0 | Gas | Gas | Yes | Yes | Yes | 0 | Misc_Elec_EZ_Sch_1 | 0
3 Occupant_USA_TX_Dallas-F_Electric Storage_50-gallon | 4 | USA_TX_Dallas-Fort.Worth.Intl.AP.722590_TMYx.2004-2018 | 0 | 1900 | 1 | 9 | 1.2 | 4-12 (Low-Moderate Slope) | Pre-Defined Construction | Wood-Framed - 2x6 - 24 in OC - R-19 Cavity |  | Pre-Defined Construction | Attic w R49 Cavity and Shingle Roof |  | Pre-Defined Construction | Vented Crawlspace - R19 Cavity Insulation | [6 empty] | 0.388 | 0.4 | No | 0.2 | 0.2 | 0.2 | 0.2 | 7 | Single Speed ASHP (7.5 HSPF2 14.3 SEER2) | Autosize |  |  |  |  | Electric |  |  | 35 | -30 |  |  | 0.075 | 4 | 0.075 | 4 | Heat_EZ_Sch_1 | Cool_EZ_Sch_1 | Electric Storage_50-gallon | DHW_EZ_Sch_1 | 3 | 0.75 | 0 | Gas | Gas | Yes | Yes | Yes | 0 | Misc_Elec_EZ_Sch_1 | 0
3 Occupant_USA_TX_Houston-_Electric Storage_50-gallon | 4 | USA_TX_Houston-Ellington.AP.722436_TMYx.2004-2018 | 0 | 1900 | 1 | 9 | 1.2 | 4-12 (Low-Moderate Slope) | Pre-Defined Construction | Wood-Framed - 2x6 - 24 in OC - R-19 Cavity |  | Pre-Defined Construction | Attic w R49 Cavity and Shingle Roof |  | Pre-Defined Construction | Vented Crawlspace - R19 Cavity Insulation | [6 empty] | 0.388 | 0.4 | No | 0.2 | 0.2 | 0.2 | 0.2 | 7 | Single Speed ASHP (7.5 HSPF2 14.3 SEER2) | Autosize |  |  |  |  | Electric |  |  | 35 | -30 |  |  | 0.075 | 4 | 0.075 | 4 | Heat_EZ_Sch_1 | Cool_EZ_Sch_1 | Electric Storage_50-gallon | DHW_EZ_Sch_1 | 3 | 0.75 | 0 | Gas | Gas | Yes | Yes | Yes | 0 | Misc_Elec_EZ_Sch_1 | 0
3 Occupant_USA_TX_Lubbock._Electric Storage_50-gallon | 4 | USA_TX_Lubbock.Smith.Intl.AP.722670_TMYx.2004-2018 | 0 | 1900 | 1 | 9 | 1.2 | 4-12 (Low-Moderate Slope) | Pre-Defined Construction | Wood-Framed - 2x6 - 24 in OC - R-19 Cavity |  | Pre-Defined Construction | Attic w R49 Cavity and Shingle Roof |  | Pre-Defined Construction | Vented Crawlspace - R19 Cavity Insulation | [6 empty] | 0.388 | 0.4 | No | 0.2 | 0.2 | 0.2 | 0.2 | 7 | Single Speed ASHP (7.5 HSPF2 14.3 SEER2) | Autosize |  |  |  |  | Electric |  |  | 35 | -30 |  |  | 0.075 | 4 | 0.075 | 4 | Heat_EZ_Sch_1 | Cool_EZ_Sch_1 | Electric Storage_50-gallon | DHW_EZ_Sch_1 | 3 | 0.75 | 0 | Gas | Gas | Yes | Yes | Yes | 0 | Misc_Elec_EZ_Sch_1 | 0
3 Occupant_USA_TX_San.Anto_Electric Storage_50-gallon | 4 | USA_TX_San.Antonio.Intl.AP.722530_TMYx.2004-2018 | 0 | 1900 | 1 | 9 | 1.2 | 4-12 (Low-Moderate Slope) | Pre-Defined Construction | Wood-Framed - 2x6 - 24 in OC - R-19 Cavity |  | Pre-Defined Construction | Attic w R49 Cavity and Shingle Roof |  | Pre-Defined Construction | Vented Crawlspace - R19 Cavity Insulation | [6 empty] | 0.388 | 0.4 | No | 0.2 | 0.2 | 0.2 | 0.2 | 7 | Single Speed ASHP (7.5 HSPF2 14.3 SEER2) | Autosize |  |  |  |  | Electric |  |  | 35 | -30 |  |  | 0.075 | 4 | 0.075 | 4 | Heat_EZ_Sch_1 | Cool_EZ_Sch_1 | Electric Storage_50-gallon | DHW_EZ_Sch_1 | 3 | 0.75 | 0 | Gas | Gas | Yes | Yes | Yes | 0 | Misc_Elec_EZ_Sch_1 | 0
3 Occupant_USA_UT_Salt.Lak_Electric Storage_50-gallon | 4 | USA_UT_Salt.Lake.City.Intl.AP.725720_TMYx.2004-2018 | 0 | 1900 | 1 | 9 | 1.2 | 4-12 (Low-Moderate Slope) | Pre-Defined Construction | Wood-Framed - 2x6 - 24 in OC - R-19 Cavity |  | Pre-Defined Construction | Attic w R49 Cavity and Shingle Roof |  | Pre-Defined Construction | Vented Crawlspace - R19 Cavity Insulation | [6 empty] | 0.388 | 0.4 | No | 0.2 | 0.2 | 0.2 | 0.2 | 7 | Single Speed ASHP (7.5 HSPF2 14.3 SEER2) | Autosize |  |  |  |  | Electric |  |  | 35 | -30 |  |  | 0.075 | 4 | 0.075 | 4 | Heat_EZ_Sch_1 | Cool_EZ_Sch_1 | Electric Storage_50-gallon | DHW_EZ_Sch_1 | 3 | 0.75 | 0 | Gas | Gas | Yes | Yes | Yes | 0 | Misc_Elec_EZ_Sch_1 | 0
3 Occupant_USA_UT_St.Georg_Electric Storage_50-gallon | 4 | USA_UT_St.George.Rgnl.AP.724754_TMYx.2004-2018 | 0 | 1900 | 1 | 9 | 1.2 | 4-12 (Low-Moderate Slope) | Pre-Defined Construction | Wood-Framed - 2x6 - 24 in OC - R-19 Cavity |  | Pre-Defined Construction | Attic w R49 Cavity and Shingle Roof |  | Pre-Defined Construction | Vented Crawlspace - R19 Cavity Insulation | [6 empty] | 0.388 | 0.4 | No | 0.2 | 0.2 | 0.2 | 0.2 | 7 | Single Speed ASHP (7.5 HSPF2 14.3 SEER2) | Autosize |  |  |  |  | Electric |  |  | 35 | -30 |  |  | 0.075 | 4 | 0.075 | 4 | Heat_EZ_Sch_1 | Cool_EZ_Sch_1 | Electric Storage_50-gallon | DHW_EZ_Sch_1 | 3 | 0.75 | 0 | Gas | Gas | Yes | Yes | Yes | 0 | Misc_Elec_EZ_Sch_1 | 0
3 Occupant_USA_UT_Vernal.R_Electric Storage_50-gallon | 4 | USA_UT_Vernal.Rgnl.AP.725705_TMYx.2004-2018 | 0 | 1900 | 1 | 9 | 1.2 | 4-12 (Low-Moderate Slope) | Pre-Defined Construction | Wood-Framed - 2x6 - 24 in OC - R-19 Cavity |  | Pre-Defined Construction | Attic w R49 Cavity and Shingle Roof |  | Pre-Defined Construction | Vented Crawlspace - R19 Cavity Insulation | [6 empty] | 0.388 | 0.4 | No | 0.2 | 0.2 | 0.2 | 0.2 | 7 | Single Speed ASHP (7.5 HSPF2 14.3 SEER2) | Autosize |  |  |  |  | Electric |  |  | 35 | -30 |  |  | 0.075 | 4 | 0.075 | 4 | Heat_EZ_Sch_1 | Cool_EZ_Sch_1 | Electric Storage_50-gallon | DHW_EZ_Sch_1 | 3 | 0.75 | 0 | Gas | Gas | Yes | Yes | Yes | 0 | Misc_Elec_EZ_Sch_1 | 0
3 Occupant_USA_VA_Norfolk._Electric Storage_50-gallon | 4 | USA_VA_Norfolk.Intl.AP.723080_TMYx.2004-2018 | 0 | 1900 | 1 | 9 | 1.2 | 4-12 (Low-Moderate Slope) | Pre-Defined Construction | Wood-Framed - 2x6 - 24 in OC - R-19 Cavity |  | Pre-Defined Construction | Attic w R49 Cavity and Shingle Roof |  | Pre-Defined Construction | Vented Crawlspace - R19 Cavity Insulation | [6 empty] | 0.388 | 0.4 | No | 0.2 | 0.2 | 0.2 | 0.2 | 7 | Single Speed ASHP (7.5 HSPF2 14.3 SEER2) | Autosize |  |  |  |  | Electric |  |  | 35 | -30 |  |  | 0.075 | 4 | 0.075 | 4 | Heat_EZ_Sch_1 | Cool_EZ_Sch_1 | Electric Storage_50-gallon | DHW_EZ_Sch_1 | 3 | 0.75 | 0 | Gas | Gas | Yes | Yes | Yes | 0 | Misc_Elec_EZ_Sch_1 | 0
3 Occupant_USA_VT_Burlingt_Electric Storage_50-gallon | 4 | USA_VT_Burlington.Intl.AP.726170_TMYx.2004-2018 | 0 | 1900 | 1 | 9 | 1.2 | 4-12 (Low-Moderate Slope) | Pre-Defined Construction | Wood-Framed - 2x6 - 24 in OC - R-19 Cavity |  | Pre-Defined Construction | Attic w R49 Cavity and Shingle Roof |  | Pre-Defined Construction | Vented Crawlspace - R19 Cavity Insulation | [6 empty] | 0.388 | 0.4 | No | 0.2 | 0.2 | 0.2 | 0.2 | 7 | Single Speed ASHP (7.5 HSPF2 14.3 SEER2) | Autosize |  |  |  |  | Electric |  |  | 35 | -30 |  |  | 0.075 | 4 | 0.075 | 4 | Heat_EZ_Sch_1 | Cool_EZ_Sch_1 | Electric Storage_50-gallon | DHW_EZ_Sch_1 | 3 | 0.75 | 0 | Gas | Gas | Yes | Yes | Yes | 0 | Misc_Elec_EZ_Sch_1 | 0
3 Occupant_USA_WA_Seattle-_Electric Storage_50-gallon | 4 | USA_WA_Seattle-Tacoma.Intl.AP.727930_TMYx.2004-2018 | 0 | 1900 | 1 | 9 | 1.2 | 4-12 (Low-Moderate Slope) | Pre-Defined Construction | Wood-Framed - 2x6 - 24 in OC - R-19 Cavity |  | Pre-Defined Construction | Attic w R49 Cavity and Shingle Roof |  | Pre-Defined Construction | Vented Crawlspace - R19 Cavity Insulation | [6 empty] | 0.388 | 0.4 | No | 0.2 | 0.2 | 0.2 | 0.2 | 7 | Single Speed ASHP (7.5 HSPF2 14.3 SEER2) | Autosize |  |  |  |  | Electric |  |  | 35 | -30 |  |  | 0.075 | 4 | 0.075 | 4 | Heat_EZ_Sch_1 | Cool_EZ_Sch_1 | Electric Storage_50-gallon | DHW_EZ_Sch_1 | 3 | 0.75 | 0 | Gas | Gas | Yes | Yes | Yes | 0 | Misc_Elec_EZ_Sch_1 | 0
3 Occupant_USA_WA_Spokane._Electric Storage_50-gallon | 4 | USA_WA_Spokane.Intl.AP.727850_TMYx.2004-2018 | 0 | 1900 | 1 | 9 | 1.2 | 4-12 (Low-Moderate Slope) | Pre-Defined Construction | Wood-Framed - 2x6 - 24 in OC - R-19 Cavity |  | Pre-Defined Construction | Attic w R49 Cavity and Shingle Roof |  | Pre-Defined Construction | Vented Crawlspace - R19 Cavity Insulation | [6 empty] | 0.388 | 0.4 | No | 0.2 | 0.2 | 0.2 | 0.2 | 7 | Single Speed ASHP (7.5 HSPF2 14.3 SEER2) | Autosize |  |  |  |  | Electric |  |  | 35 | -30 |  |  | 0.075 | 4 | 0.075 | 4 | Heat_EZ_Sch_1 | Cool_EZ_Sch_1 | Electric Storage_50-gallon | DHW_EZ_Sch_1 | 3 | 0.75 | 0 | Gas | Gas | Yes | Yes | Yes | 0 | Misc_Elec_EZ_Sch_1 | 0
3 Occupant_USA_WI_Milwauke_Electric Storage_50-gallon | 4 | USA_WI_Milwaukee-Mitchell.Intl.AP.726400_TMYx.2004-2018 | 0 | 1900 | 1 | 9 | 1.2 | 4-12 (Low-Moderate Slope) | Pre-Defined Construction | Wood-Framed - 2x6 - 24 in OC - R-19 Cavity |  | Pre-Defined Construction | Attic w R49 Cavity and Shingle Roof |  | Pre-Defined Construction | Vented Crawlspace - R19 Cavity Insulation | [6 empty] | 0.388 | 0.4 | No | 0.2 | 0.2 | 0.2 | 0.2 | 7 | Single Speed ASHP (7.5 HSPF2 14.3 SEER2) | Autosize |  |  |  |  | Electric |  |  | 35 | -30 |  |  | 0.075 | 4 | 0.075 | 4 | Heat_EZ_Sch_1 | Cool_EZ_Sch_1 | Electric Storage_50-gallon | DHW_EZ_Sch_1 | 3 | 0.75 | 0 | Gas | Gas | Yes | Yes | Yes | 0 | Misc_Elec_EZ_Sch_1 | 0
3 Occupant_USA_WI_Rhinelan_Electric Storage_50-gallon | 4 | USA_WI_Rhinelander-Oneida.County.AP.727415_TMYx.2004-2018 | 0 | 1900 | 1 | 9 | 1.2 | 4-12 (Low-Moderate Slope) | Pre-Defined Construction | Wood-Framed - 2x6 - 24 in OC - R-19 Cavity |  | Pre-Defined Construction | Attic w R49 Cavity and Shingle Roof |  | Pre-Defined Construction | Vented Crawlspace - R19 Cavity Insulation | [6 empty] | 0.388 | 0.4 | No | 0.2 | 0.2 | 0.2 | 0.2 | 7 | Single Speed ASHP (7.5 HSPF2 14.3 SEER2) | Autosize |  |  |  |  | Electric |  |  | 35 | -30 |  |  | 0.075 | 4 | 0.075 | 4 | Heat_EZ_Sch_1 | Cool_EZ_Sch_1 | Electric Storage_50-gallon | DHW_EZ_Sch_1 | 3 | 0.75 | 0 | Gas | Gas | Yes | Yes | Yes | 0 | Misc_Elec_EZ_Sch_1 | 0
3 Occupant_USA_WV_Charlest_Electric Storage_50-gallon | 4 | USA_WV_Charleston-Yeager.AP.724140_TMYx.2004-2018 | 0 | 1900 | 1 | 9 | 1.2 | 4-12 (Low-Moderate Slope) | Pre-Defined Construction | Wood-Framed - 2x6 - 24 in OC - R-19 Cavity |  | Pre-Defined Construction | Attic w R49 Cavity and Shingle Roof |  | Pre-Defined Construction | Vented Crawlspace - R19 Cavity Insulation | [6 empty] | 0.388 | 0.4 | No | 0.2 | 0.2 | 0.2 | 0.2 | 7 | Single Speed ASHP (7.5 HSPF2 14.3 SEER2) | Autosize |  |  |  |  | Electric |  |  | 35 | -30 |  |  | 0.075 | 4 | 0.075 | 4 | Heat_EZ_Sch_1 | Cool_EZ_Sch_1 | Electric Storage_50-gallon | DHW_EZ_Sch_1 | 3 | 0.75 | 0 | Gas | Gas | Yes | Yes | Yes | 0 | Misc_Elec_EZ_Sch_1 | 0
3 Occupant_USA_WV_Morganto_Electric Storage_50-gallon | 4 | USA_WV_Morgantown.Muni.AP-Hart.Field.724176_TMYx.2004-2018 | 0 | 1900 | 1 | 9 | 1.2 | 4-12 (Low-Moderate Slope) | Pre-Defined Construction | Wood-Framed - 2x6 - 24 in OC - R-19 Cavity |  | Pre-Defined Construction | Attic w R49 Cavity and Shingle Roof |  | Pre-Defined Construction | Vented Crawlspace - R19 Cavity Insulation | [6 empty] | 0.388 | 0.4 | No | 0.2 | 0.2 | 0.2 | 0.2 | 7 | Single Speed ASHP (7.5 HSPF2 14.3 SEER2) | Autosize |  |  |  |  | Electric |  |  | 35 | -30 |  |  | 0.075 | 4 | 0.075 | 4 | Heat_EZ_Sch_1 | Cool_EZ_Sch_1 | Electric Storage_50-gallon | DHW_EZ_Sch_1 | 3 | 0.75 | 0 | Gas | Gas | Yes | Yes | Yes | 0 | Misc_Elec_EZ_Sch_1 | 0
3 Occupant_USA_WY_Cheyenne_Electric Storage_50-gallon | 4 | USA_WY_Cheyenne.Rgnl.AP.725640_TMYx.2004-2018 | 0 | 1900 | 1 | 9 | 1.2 | 4-12 (Low-Moderate Slope) | Pre-Defined Construction | Wood-Framed - 2x6 - 24 in OC - R-19 Cavity |  | Pre-Defined Construction | Attic w R49 Cavity and Shingle Roof |  | Pre-Defined Construction | Vented Crawlspace - R19 Cavity Insulation | [6 empty] | 0.388 | 0.4 | No | 0.2 | 0.2 | 0.2 | 0.2 | 7 | Single Speed ASHP (7.5 HSPF2 14.3 SEER2) | Autosize |  |  |  |  | Electric |  |  | 35 | -30 |  |  | 0.075 | 4 | 0.075 | 4 | Heat_EZ_Sch_1 | Cool_EZ_Sch_1 | Electric Storage_50-gallon | DHW_EZ_Sch_1 | 3 | 0.75 | 0 | Gas | Gas | Yes | Yes | Yes | 0 | Misc_Elec_EZ_Sch_1 | 0
3 Occupant_USA_WY_Jackson._Electric Storage_50-gallon | 4 | USA_WY_Jackson.Hole.AP.725776_TMYx.2004-2018 | 0 | 1900 | 1 | 9 | 1.2 | 4-12 (Low-Moderate Slope) | Pre-Defined Construction | Wood-Framed - 2x6 - 24 in OC - R-19 Cavity |  | Pre-Defined Construction | Attic w R49 Cavity and Shingle Roof |  | Pre-Defined Construction | Vented Crawlspace - R19 Cavity Insulation | [6 empty] | 0.388 | 0.4 | No | 0.2 | 0.2 | 0.2 | 0.2 | 7 | Single Speed ASHP (7.5 HSPF2 14.3 SEER2) | Autosize |  |  |  |  | Electric |  |  | 35 | -30 |  |  | 0.075 | 4 | 0.075 | 4 | Heat_EZ_Sch_1 | Cool_EZ_Sch_1 | Electric Storage_50-gallon | DHW_EZ_Sch_1 | 3 | 0.75 | 0 | Gas | Gas | Yes | Yes | Yes | 0 | Misc_Elec_EZ_Sch_1 | 0
4 Occupant_USA_AL_Birmingh_Electric Storage_50-gallon | 4 | USA_AL_Birmingham-Shuttlesworth.Intl.AP.722280_TMYx.2004-2018 | 0 | 1900 | 1 | 9 | 1.2 | 4-12 (Low-Moderate Slope) | Pre-Defined Construction | Wood-Framed - 2x6 - 24 in OC - R-19 Cavity | 8.3333 | Pre-Defined Construction | Attic w R49 Cavity and Shingle Roof | 9.0909 | Pre-Defined Construction | Vented Crawlspace - R19 Cavity Insulation | Vented Crawlspace | 4.3478 | 0 | 0 | 0 | 1.75 | 0.388 | 0.4 | No | 0.2 | 0.2 | 0.2 | 0.2 | 7 | Single Speed ASHP (7.5 HSPF2 14.3 SEER2) | Autosize | kW | 20 | ton | 3.4393 | Electric | kW | 15 | 35 | -30 | 0 | 0.8 | 0.075 | 4 | 0.075 | 4 | Heat_EZ_Sch_1 | Cool_EZ_Sch_1 | Electric Storage_50-gallon | DHW_EZ_Sch_1 | 4 | 0.75 | 0 | Gas | Gas | Yes | Yes | Yes | 0 | Misc_Elec_EZ_Sch_1 | 0
4 Occupant_USA_AL_Mobile.R_Electric Storage_50-gallon | 4 | USA_AL_Mobile.Rgnl.AP-Bates.Field.722230_TMYx.2004-2018 | 0 | 1900 | 1 | 9 | 1.2 | 4-12 (Low-Moderate Slope) | Pre-Defined Construction | Wood-Framed - 2x6 - 24 in OC - R-19 Cavity |  | Pre-Defined Construction | Attic w R49 Cavity and Shingle Roof |  | Pre-Defined Construction | Vented Crawlspace - R19 Cavity Insulation | [6 empty] | 0.388 | 0.4 | No | 0.2 | 0.2 | 0.2 | 0.2 | 7 | Single Speed ASHP (7.5 HSPF2 14.3 SEER2) | Autosize |  |  |  |  | Electric |  |  | 35 | -30 |  |  | 0.075 | 4 | 0.075 | 4 | Heat_EZ_Sch_1 | Cool_EZ_Sch_1 | Electric Storage_50-gallon | DHW_EZ_Sch_1 | 4 | 0.75 | 0 | Gas | Gas | Yes | Yes | Yes | 0 | Misc_Elec_EZ_Sch_1 | 0
4 Occupant_USA_AR_Fayettev_Electric Storage_50-gallon | 4 | USA_AR_Fayetteville.Exec.AP-Drake.Field.723445_TMYx.2004-2018 | 0 | 1900 | 1 | 9 | 1.2 | 4-12 (Low-Moderate Slope) | Pre-Defined Construction | Wood-Framed - 2x6 - 24 in OC - R-19 Cavity |  | Pre-Defined Construction | Attic w R49 Cavity and Shingle Roof |  | Pre-Defined Construction | Vented Crawlspace - R19 Cavity Insulation | [6 empty] | 0.388 | 0.4 | No | 0.2 | 0.2 | 0.2 | 0.2 | 7 | Single Speed ASHP (7.5 HSPF2 14.3 SEER2) | Autosize |  |  |  |  | Electric |  |  | 35 | -30 |  |  | 0.075 | 4 | 0.075 | 4 | Heat_EZ_Sch_1 | Cool_EZ_Sch_1 | Electric Storage_50-gallon | DHW_EZ_Sch_1 | 4 | 0.75 | 0 | Gas | Gas | Yes | Yes | Yes | 0 | Misc_Elec_EZ_Sch_1 | 0
4 Occupant_USA_AR_Little.R_Electric Storage_50-gallon | 4 | USA_AR_Little.Rock.AFB.723405_TMYx.2004-2018 | 0 | 1900 | 1 | 9 | 1.2 | 4-12 (Low-Moderate Slope) | Pre-Defined Construction | Wood-Framed - 2x6 - 24 in OC - R-19 Cavity |  | Pre-Defined Construction | Attic w R49 Cavity and Shingle Roof |  | Pre-Defined Construction | Vented Crawlspace - R19 Cavity Insulation | [6 empty] | 0.388 | 0.4 | No | 0.2 | 0.2 | 0.2 | 0.2 | 7 | Single Speed ASHP (7.5 HSPF2 14.3 SEER2) | Autosize |  |  |  |  | Electric |  |  | 35 | -30 |  |  | 0.075 | 4 | 0.075 | 4 | Heat_EZ_Sch_1 | Cool_EZ_Sch_1 | Electric Storage_50-gallon | DHW_EZ_Sch_1 | 4 | 0.75 | 0 | Gas | Gas | Yes | Yes | Yes | 0 | Misc_Elec_EZ_Sch_1 | 0
4 Occupant_USA_AZ_Flagstaf_Electric Storage_50-gallon | 4 | USA_AZ_Flagstaff.Pulliam.AP.723750_TMYx.2004-2018 | 0 | 1900 | 1 | 9 | 1.2 | 4-12 (Low-Moderate Slope) | Pre-Defined Construction | Wood-Framed - 2x6 - 24 in OC - R-19 Cavity |  | Pre-Defined Construction | Attic w R49 Cavity and Shingle Roof |  | Pre-Defined Construction | Vented Crawlspace - R19 Cavity Insulation | [6 empty] | 0.388 | 0.4 | No | 0.2 | 0.2 | 0.2 | 0.2 | 7 | Single Speed ASHP (7.5 HSPF2 14.3 SEER2) | Autosize |  |  |  |  | Electric |  |  | 35 | -30 |  |  | 0.075 | 4 | 0.075 | 4 | Heat_EZ_Sch_1 | Cool_EZ_Sch_1 | Electric Storage_50-gallon | DHW_EZ_Sch_1 | 4 | 0.75 | 0 | Gas | Gas | Yes | Yes | Yes | 0 | Misc_Elec_EZ_Sch_1 | 0
4 Occupant_USA_AZ_Kingman._Electric Storage_50-gallon | 4 | USA_AZ_Kingman.AP.723700_TMYx.2004-2018 | 0 | 1900 | 1 | 9 | 1.2 | 4-12 (Low-Moderate Slope) | Pre-Defined Construction | Wood-Framed - 2x6 - 24 in OC - R-19 Cavity |  | Pre-Defined Construction | Attic w R49 Cavity and Shingle Roof |  | Pre-Defined Construction | Vented Crawlspace - R19 Cavity Insulation | [6 empty] | 0.388 | 0.4 | No | 0.2 | 0.2 | 0.2 | 0.2 | 7 | Single Speed ASHP (7.5 HSPF2 14.3 SEER2) | Autosize |  |  |  |  | Electric |  |  | 35 | -30 |  |  | 0.075 | 4 | 0.075 | 4 | Heat_EZ_Sch_1 | Cool_EZ_Sch_1 | Electric Storage_50-gallon | DHW_EZ_Sch_1 | 4 | 0.75 | 0 | Gas | Gas | Yes | Yes | Yes | 0 | Misc_Elec_EZ_Sch_1 | 0
4 Occupant_USA_AZ_Phoenix-_Electric Storage_50-gallon | 4 | USA_AZ_Phoenix-Sky.Harbor.Intl.AP.722780_TMYx.2004-2018 | 0 | 1900 | 1 | 9 | 1.2 | 4-12 (Low-Moderate Slope) | Pre-Defined Construction | Wood-Framed - 2x6 - 24 in OC - R-19 Cavity |  | Pre-Defined Construction | Attic w R49 Cavity and Shingle Roof |  | Pre-Defined Construction | Vented Crawlspace - R19 Cavity Insulation | [6 empty] | 0.388 | 0.4 | No | 0.2 | 0.2 | 0.2 | 0.2 | 7 | Single Speed ASHP (7.5 HSPF2 14.3 SEER2) | Autosize |  |  |  |  | Electric |  |  | 35 | -30 |  |  | 0.075 | 4 | 0.075 | 4 | Heat_EZ_Sch_1 | Cool_EZ_Sch_1 | Electric Storage_50-gallon | DHW_EZ_Sch_1 | 4 | 0.75 | 0 | Gas | Gas | Yes | Yes | Yes | 0 | Misc_Elec_EZ_Sch_1 | 0
4 Occupant_USA_AZ_Prescott_Electric Storage_50-gallon | 4 | USA_AZ_Prescott.Muni.AP-Love.Field.723723_TMYx.2004-2018 | 0 | 1900 | 1 | 9 | 1.2 | 4-12 (Low-Moderate Slope) | Pre-Defined Construction | Wood-Framed - 2x6 - 24 in OC - R-19 Cavity |  | Pre-Defined Construction | Attic w R49 Cavity and Shingle Roof |  | Pre-Defined Construction | Vented Crawlspace - R19 Cavity Insulation | [6 empty] | 0.388 | 0.4 | No | 0.2 | 0.2 | 0.2 | 0.2 | 7 | Single Speed ASHP (7.5 HSPF2 14.3 SEER2) | Autosize |  |  |  |  | Electric |  |  | 35 | -30 |  |  | 0.075 | 4 | 0.075 | 4 | Heat_EZ_Sch_1 | Cool_EZ_Sch_1 | Electric Storage_50-gallon | DHW_EZ_Sch_1 | 4 | 0.75 | 0 | Gas | Gas | Yes | Yes | Yes | 0 | Misc_Elec_EZ_Sch_1 | 0
4 Occupant_USA_CA_Bakersfi_Electric Storage_50-gallon | 4 | USA_CA_Bakersfield-Meadows.Field.AP.723840_TMYx.2004-2018 | 0 | 1900 | 1 | 9 | 1.2 | 4-12 (Low-Moderate Slope) | Pre-Defined Construction | Wood-Framed - 2x6 - 24 in OC - R-19 Cavity |  | Pre-Defined Construction | Attic w R49 Cavity and Shingle Roof |  | Pre-Defined Construction | Vented Crawlspace - R19 Cavity Insulation | [6 empty] | 0.388 | 0.4 | No | 0.2 | 0.2 | 0.2 | 0.2 | 7 | Single Speed ASHP (7.5 HSPF2 14.3 SEER2) | Autosize |  |  |  |  | Electric |  |  | 35 | -30 |  |  | 0.075 | 4 | 0.075 | 4 | Heat_EZ_Sch_1 | Cool_EZ_Sch_1 | Electric Storage_50-gallon | DHW_EZ_Sch_1 | 4 | 0.75 | 0 | Gas | Gas | Yes | Yes | Yes | 0 | Misc_Elec_EZ_Sch_1 | 0
4 Occupant_USA_CA_Bishop-E_Electric Storage_50-gallon | 4 | USA_CA_Bishop-Eastern.Sierra.Rgnl.AP.724800_TMYx.2004-2018 | 0 | 1900 | 1 | 9 | 1.2 | 4-12 (Low-Moderate Slope) | Pre-Defined Construction | Wood-Framed - 2x6 - 24 in OC - R-19 Cavity |  | Pre-Defined Construction | Attic w R49 Cavity and Shingle Roof |  | Pre-Defined Construction | Vented Crawlspace - R19 Cavity Insulation | [6 empty] | 0.388 | 0.4 | No | 0.2 | 0.2 | 0.2 | 0.2 | 7 | Single Speed ASHP (7.5 HSPF2 14.3 SEER2) | Autosize |  |  |  |  | Electric |  |  | 35 | -30 |  |  | 0.075 | 4 | 0.075 | 4 | Heat_EZ_Sch_1 | Cool_EZ_Sch_1 | Electric Storage_50-gallon | DHW_EZ_Sch_1 | 4 | 0.75 | 0 | Gas | Gas | Yes | Yes | Yes | 0 | Misc_Elec_EZ_Sch_1 | 0
4 Occupant_USA_CA_Crescent_Electric Storage_50-gallon | 4 | USA_CA_Crescent.City-Del.Norte.County.Rgnl.AP.725946_TMYx.2004-2018 | 0 | 1900 | 1 | 9 | 1.2 | 4-12 (Low-Moderate Slope) | Pre-Defined Construction | Wood-Framed - 2x6 - 24 in OC - R-19 Cavity |  | Pre-Defined Construction | Attic w R49 Cavity and Shingle Roof |  | Pre-Defined Construction | Vented Crawlspace - R19 Cavity Insulation | [6 empty] | 0.388 | 0.4 | No | 0.2 | 0.2 | 0.2 | 0.2 | 7 | Single Speed ASHP (7.5 HSPF2 14.3 SEER2) | Autosize |  |  |  |  | Electric |  |  | 35 | -30 |  |  | 0.075 | 4 | 0.075 | 4 | Heat_EZ_Sch_1 | Cool_EZ_Sch_1 | Electric Storage_50-gallon | DHW_EZ_Sch_1 | 4 | 0.75 | 0 | Gas | Gas | Yes | Yes | Yes | 0 | Misc_Elec_EZ_Sch_1 | 0
4 Occupant_USA_CA_Imperial_Electric Storage_50-gallon | 4 | USA_CA_Imperial.County.AP.747185_TMYx.2004-2018 | 0 | 1900 | 1 | 9 | 1.2 | 4-12 (Low-Moderate Slope) | Pre-Defined Construction | Wood-Framed - 2x6 - 24 in OC - R-19 Cavity |  | Pre-Defined Construction | Attic w R49 Cavity and Shingle Roof |  | Pre-Defined Construction | Vented Crawlspace - R19 Cavity Insulation | [6 empty] | 0.388 | 0.4 | No | 0.2 | 0.2 | 0.2 | 0.2 | 7 | Single Speed ASHP (7.5 HSPF2 14.3 SEER2) | Autosize |  |  |  |  | Electric |  |  | 35 | -30 |  |  | 0.075 | 4 | 0.075 | 4 | Heat_EZ_Sch_1 | Cool_EZ_Sch_1 | Electric Storage_50-gallon | DHW_EZ_Sch_1 | 4 | 0.75 | 0 | Gas | Gas | Yes | Yes | Yes | 0 | Misc_Elec_EZ_Sch_1 | 0
4 Occupant_USA_CA_Los.Ange_Electric Storage_50-gallon | 4 | USA_CA_Los.Angeles.Intl.AP.722950_TMYx.2004-2018 | 0 | 1900 | 1 | 9 | 1.2 | 4-12 (Low-Moderate Slope) | Pre-Defined Construction | Wood-Framed - 2x6 - 24 in OC - R-19 Cavity |  | Pre-Defined Construction | Attic w R49 Cavity and Shingle Roof |  | Pre-Defined Construction | Vented Crawlspace - R19 Cavity Insulation | [6 empty] | 0.388 | 0.4 | No | 0.2 | 0.2 | 0.2 | 0.2 | 7 | Single Speed ASHP (7.5 HSPF2 14.3 SEER2) | Autosize |  |  |  |  | Electric |  |  | 35 | -30 |  |  | 0.075 | 4 | 0.075 | 4 | Heat_EZ_Sch_1 | Cool_EZ_Sch_1 | Electric Storage_50-gallon | DHW_EZ_Sch_1 | 4 | 0.75 | 0 | Gas | Gas | Yes | Yes | Yes | 0 | Misc_Elec_EZ_Sch_1 | 0
4 Occupant_USA_CA_Riversid_Electric Storage_50-gallon | 4 | USA_CA_Riverside.Muni.AP.722869_TMYx.2004-2018 | 0 | 1900 | 1 | 9 | 1.2 | 4-12 (Low-Moderate Slope) | Pre-Defined Construction | Wood-Framed - 2x6 - 24 in OC - R-19 Cavity |  | Pre-Defined Construction | Attic w R49 Cavity and Shingle Roof |  | Pre-Defined Construction | Vented Crawlspace - R19 Cavity Insulation | [6 empty] | 0.388 | 0.4 | No | 0.2 | 0.2 | 0.2 | 0.2 | 7 | Single Speed ASHP (7.5 HSPF2 14.3 SEER2) | Autosize |  |  |  |  | Electric |  |  | 35 | -30 |  |  | 0.075 | 4 | 0.075 | 4 | Heat_EZ_Sch_1 | Cool_EZ_Sch_1 | Electric Storage_50-gallon | DHW_EZ_Sch_1 | 4 | 0.75 | 0 | Gas | Gas | Yes | Yes | Yes | 0 | Misc_Elec_EZ_Sch_1 | 0
4 Occupant_USA_CA_Sacramen_Electric Storage_50-gallon | 4 | USA_CA_Sacramento.Intl.AP.724839_TMYx.2004-2018 | 0 | 1900 | 1 | 9 | 1.2 | 4-12 (Low-Moderate Slope) | Pre-Defined Construction | Wood-Framed - 2x6 - 24 in OC - R-19 Cavity |  | Pre-Defined Construction | Attic w R49 Cavity and Shingle Roof |  | Pre-Defined Construction | Vented Crawlspace - R19 Cavity Insulation | [6 empty] | 0.388 | 0.4 | No | 0.2 | 0.2 | 0.2 | 0.2 | 7 | Single Speed ASHP (7.5 HSPF2 14.3 SEER2) | Autosize |  |  |  |  | Electric |  |  | 35 | -30 |  |  | 0.075 | 4 | 0.075 | 4 | Heat_EZ_Sch_1 | Cool_EZ_Sch_1 | Electric Storage_50-gallon | DHW_EZ_Sch_1 | 4 | 0.75 | 0 | Gas | Gas | Yes | Yes | Yes | 0 | Misc_Elec_EZ_Sch_1 | 0
4 Occupant_USA_CA_San.Jose_Electric Storage_50-gallon | 4 | USA_CA_San.Jose-Mineta.Intl.AP.724945_TMYx.2004-2018 | 0 | 1900 | 1 | 9 | 1.2 | 4-12 (Low-Moderate Slope) | Pre-Defined Construction | Wood-Framed - 2x6 - 24 in OC - R-19 Cavity |  | Pre-Defined Construction | Attic w R49 Cavity and Shingle Roof |  | Pre-Defined Construction | Vented Crawlspace - R19 Cavity Insulation | [6 empty] | 0.388 | 0.4 | No | 0.2 | 0.2 | 0.2 | 0.2 | 7 | Single Speed ASHP (7.5 HSPF2 14.3 SEER2) | Autosize |  |  |  |  | Electric |  |  | 35 | -30 |  |  | 0.075 | 4 | 0.075 | 4 | Heat_EZ_Sch_1 | Cool_EZ_Sch_1 | Electric Storage_50-gallon | DHW_EZ_Sch_1 | 4 | 0.75 | 0 | Gas | Gas | Yes | Yes | Yes | 0 | Misc_Elec_EZ_Sch_1 | 0
4 Occupant_USA_CA_Santa.An_Electric Storage_50-gallon | 4 | USA_CA_Santa.Ana-Orange.County-Wayne.Intl.AP.722977_TMYx.2004-2018 | 0 | 1900 | 1 | 9 | 1.2 | 4-12 (Low-Moderate Slope) | Pre-Defined Construction | Wood-Framed - 2x6 - 24 in OC - R-19 Cavity |  | Pre-Defined Construction | Attic w R49 Cavity and Shingle Roof |  | Pre-Defined Construction | Vented Crawlspace - R19 Cavity Insulation | [6 empty] | 0.388 | 0.4 | No | 0.2 | 0.2 | 0.2 | 0.2 | 7 | Single Speed ASHP (7.5 HSPF2 14.3 SEER2) | Autosize |  |  |  |  | Electric |  |  | 35 | -30 |  |  | 0.075 | 4 | 0.075 | 4 | Heat_EZ_Sch_1 | Cool_EZ_Sch_1 | Electric Storage_50-gallon | DHW_EZ_Sch_1 | 4 | 0.75 | 0 | Gas | Gas | Yes | Yes | Yes | 0 | Misc_Elec_EZ_Sch_1 | 0
4 Occupant_USA_CO_Alamosa-_Electric Storage_50-gallon | 4 | USA_CO_Alamosa-San.Luis.Valley.Rgnl.AP.724620_TMYx.2004-2018 | 0 | 1900 | 1 | 9 | 1.2 | 4-12 (Low-Moderate Slope) | Pre-Defined Construction | Wood-Framed - 2x6 - 24 in OC - R-19 Cavity |  | Pre-Defined Construction | Attic w R49 Cavity and Shingle Roof |  | Pre-Defined Construction | Vented Crawlspace - R19 Cavity Insulation | [6 empty] | 0.388 | 0.4 | No | 0.2 | 0.2 | 0.2 | 0.2 | 7 | Single Speed ASHP (7.5 HSPF2 14.3 SEER2) | Autosize |  |  |  |  | Electric |  |  | 35 | -30 |  |  | 0.075 | 4 | 0.075 | 4 | Heat_EZ_Sch_1 | Cool_EZ_Sch_1 | Electric Storage_50-gallon | DHW_EZ_Sch_1 | 4 | 0.75 | 0 | Gas | Gas | Yes | Yes | Yes | 0 | Misc_Elec_EZ_Sch_1 | 0
4 Occupant_USA_CO_Aspen-Pi_Electric Storage_50-gallon | 4 | USA_CO_Aspen-Pitkin.County.AP-Sardy.Field.724676_TMYx.2004-2018 | 0 | 1900 | 1 | 9 | 1.2 | 4-12 (Low-Moderate Slope) | Pre-Defined Construction | Wood-Framed - 2x6 - 24 in OC - R-19 Cavity |  | Pre-Defined Construction | Attic w R49 Cavity and Shingle Roof |  | Pre-Defined Construction | Vented Crawlspace - R19 Cavity Insulation | [6 empty] | 0.388 | 0.4 | No | 0.2 | 0.2 | 0.2 | 0.2 | 7 | Single Speed ASHP (7.5 HSPF2 14.3 SEER2) | Autosize |  |  |  |  | Electric |  |  | 35 | -30 |  |  | 0.075 | 4 | 0.075 | 4 | Heat_EZ_Sch_1 | Cool_EZ_Sch_1 | Electric Storage_50-gallon | DHW_EZ_Sch_1 | 4 | 0.75 | 0 | Gas | Gas | Yes | Yes | Yes | 0 | Misc_Elec_EZ_Sch_1 | 0
4 Occupant_USA_CO_Denver.I_Electric Storage_50-gallon | 4 | USA_CO_Denver.Intl.AP.725650_TMYx.2004-2018 | 0 | 1900 | 1 | 9 | 1.2 | 4-12 (Low-Moderate Slope) | Pre-Defined Construction | Wood-Framed - 2x6 - 24 in OC - R-19 Cavity |  | Pre-Defined Construction | Attic w R49 Cavity and Shingle Roof |  | Pre-Defined Construction | Vented Crawlspace - R19 Cavity Insulation | [6 empty] | 0.388 | 0.4 | No | 0.2 | 0.2 | 0.2 | 0.2 | 7 | Single Speed ASHP (7.5 HSPF2 14.3 SEER2) | Autosize |  |  |  |  | Electric |  |  | 35 | -30 |  |  | 0.075 | 4 | 0.075 | 4 | Heat_EZ_Sch_1 | Cool_EZ_Sch_1 | Electric Storage_50-gallon | DHW_EZ_Sch_1 | 4 | 0.75 | 0 | Gas | Gas | Yes | Yes | Yes | 0 | Misc_Elec_EZ_Sch_1 | 0
4 Occupant_USA_CO_Trinidad_Electric Storage_50-gallon | 4 | USA_CO_Trinidad-Stokes.AP.724645_TMYx.2004-2018 | 0 | 1900 | 1 | 9 | 1.2 | 4-12 (Low-Moderate Slope) | Pre-Defined Construction | Wood-Framed - 2x6 - 24 in OC - R-19 Cavity |  | Pre-Defined Construction | Attic w R49 Cavity and Shingle Roof |  | Pre-Defined Construction | Vented Crawlspace - R19 Cavity Insulation | [6 empty] | 0.388 | 0.4 | No | 0.2 | 0.2 | 0.2 | 0.2 | 7 | Single Speed ASHP (7.5 HSPF2 14.3 SEER2) | Autosize |  |  |  |  | Electric |  |  | 35 | -30 |  |  | 0.075 | 4 | 0.075 | 4 | Heat_EZ_Sch_1 | Cool_EZ_Sch_1 | Electric Storage_50-gallon | DHW_EZ_Sch_1 | 4 | 0.75 | 0 | Gas | Gas | Yes | Yes | Yes | 0 | Misc_Elec_EZ_Sch_1 | 0
4 Occupant_USA_CT_Bridgepo_Electric Storage_50-gallon | 4 | USA_CT_Bridgeport-Sikorsky.Meml.AP.725040_TMYx.2004-2018 | 0 | 1900 | 1 | 9 | 1.2 | 4-12 (Low-Moderate Slope) | Pre-Defined Construction | Wood-Framed - 2x6 - 24 in OC - R-19 Cavity |  | Pre-Defined Construction | Attic w R49 Cavity and Shingle Roof |  | Pre-Defined Construction | Vented Crawlspace - R19 Cavity Insulation | [6 empty] | 0.388 | 0.4 | No | 0.2 | 0.2 | 0.2 | 0.2 | 7 | Single Speed ASHP (7.5 HSPF2 14.3 SEER2) | Autosize |  |  |  |  | Electric |  |  | 35 | -30 |  |  | 0.075 | 4 | 0.075 | 4 | Heat_EZ_Sch_1 | Cool_EZ_Sch_1 | Electric Storage_50-gallon | DHW_EZ_Sch_1 | 4 | 0.75 | 0 | Gas | Gas | Yes | Yes | Yes | 0 | Misc_Elec_EZ_Sch_1 | 0
4 Occupant_USA_DE_Wilmingt_Electric Storage_50-gallon | 4 | USA_DE_Wilmington.AP.724180_TMYx.2004-2018 | 0 | 1900 | 1 | 9 | 1.2 | 4-12 (Low-Moderate Slope) | Pre-Defined Construction | Wood-Framed - 2x6 - 24 in OC - R-19 Cavity |  | Pre-Defined Construction | Attic w R49 Cavity and Shingle Roof |  | Pre-Defined Construction | Vented Crawlspace - R19 Cavity Insulation | [6 empty] | 0.388 | 0.4 | No | 0.2 | 0.2 | 0.2 | 0.2 | 7 | Single Speed ASHP (7.5 HSPF2 14.3 SEER2) | Autosize |  |  |  |  | Electric |  |  | 35 | -30 |  |  | 0.075 | 4 | 0.075 | 4 | Heat_EZ_Sch_1 | Cool_EZ_Sch_1 | Electric Storage_50-gallon | DHW_EZ_Sch_1 | 4 | 0.75 | 0 | Gas | Gas | Yes | Yes | Yes | 0 | Misc_Elec_EZ_Sch_1 | 0
4 Occupant_USA_FL_Fort.Mye_Electric Storage_50-gallon | 4 | USA_FL_Fort.Myers-Page.Field.AP.722106_TMYx.2004-2018 | 0 | 1900 | 1 | 9 | 1.2 | 4-12 (Low-Moderate Slope) | Pre-Defined Construction | Wood-Framed - 2x6 - 24 in OC - R-19 Cavity |  | Pre-Defined Construction | Attic w R49 Cavity and Shingle Roof |  | Pre-Defined Construction | Vented Crawlspace - R19 Cavity Insulation | [6 empty] | 0.388 | 0.4 | No | 0.2 | 0.2 | 0.2 | 0.2 | 7 | Single Speed ASHP (7.5 HSPF2 14.3 SEER2) | Autosize |  |  |  |  | Electric |  |  | 35 | -30 |  |  | 0.075 | 4 | 0.075 | 4 | Heat_EZ_Sch_1 | Cool_EZ_Sch_1 | Electric Storage_50-gallon | DHW_EZ_Sch_1 | 4 | 0.75 | 0 | Gas | Gas | Yes | Yes | Yes | 0 | Misc_Elec_EZ_Sch_1 | 0
4 Occupant_USA_FL_Jacksonv_Electric Storage_50-gallon | 4 | USA_FL_Jacksonville.Intl.AP.722060_TMYx.2004-2018 | 0 | 1900 | 1 | 9 | 1.2 | 4-12 (Low-Moderate Slope) | Pre-Defined Construction | Wood-Framed - 2x6 - 24 in OC - R-19 Cavity |  | Pre-Defined Construction | Attic w R49 Cavity and Shingle Roof |  | Pre-Defined Construction | Vented Crawlspace - R19 Cavity Insulation | [6 empty] | 0.388 | 0.4 | No | 0.2 | 0.2 | 0.2 | 0.2 | 7 | Single Speed ASHP (7.5 HSPF2 14.3 SEER2) | Autosize |  |  |  |  | Electric |  |  | 35 | -30 |  |  | 0.075 | 4 | 0.075 | 4 | Heat_EZ_Sch_1 | Cool_EZ_Sch_1 | Electric Storage_50-gallon | DHW_EZ_Sch_1 | 4 | 0.75 | 0 | Gas | Gas | Yes | Yes | Yes | 0 | Misc_Elec_EZ_Sch_1 | 0
4 Occupant_USA_FL_Miami.Na_Electric Storage_50-gallon | 4 | USA_FL_Miami.Natl.Hurricane.Center.722020_TMYx.2004-2018 | 0 | 1900 | 1 | 9 | 1.2 | 4-12 (Low-Moderate Slope) | Pre-Defined Construction | Wood-Framed - 2x6 - 24 in OC - R-19 Cavity |  | Pre-Defined Construction | Attic w R49 Cavity and Shingle Roof |  | Pre-Defined Construction | Vented Crawlspace - R19 Cavity Insulation | [6 empty] | 0.388 | 0.4 | No | 0.2 | 0.2 | 0.2 | 0.2 | 7 | Single Speed ASHP (7.5 HSPF2 14.3 SEER2) | Autosize |  |  |  |  | Electric |  |  | 35 | -30 |  |  | 0.075 | 4 | 0.075 | 4 | Heat_EZ_Sch_1 | Cool_EZ_Sch_1 | Electric Storage_50-gallon | DHW_EZ_Sch_1 | 4 | 0.75 | 0 | Gas | Gas | Yes | Yes | Yes | 0 | Misc_Elec_EZ_Sch_1 | 0
4 Occupant_USA_GA_Atlanta-_Electric Storage_50-gallon | 4 | USA_GA_Atlanta-Hartsfield-Jackson.Intl.AP.722190_TMYx.2004-2018 | 0 | 1900 | 1 | 9 | 1.2 | 4-12 (Low-Moderate Slope) | Pre-Defined Construction | Wood-Framed - 2x6 - 24 in OC - R-19 Cavity |  | Pre-Defined Construction | Attic w R49 Cavity and Shingle Roof |  | Pre-Defined Construction | Vented Crawlspace - R19 Cavity Insulation | [6 empty] | 0.388 | 0.4 | No | 0.2 | 0.2 | 0.2 | 0.2 | 7 | Single Speed ASHP (7.5 HSPF2 14.3 SEER2) | Autosize |  |  |  |  | Electric |  |  | 35 | -30 |  |  | 0.075 | 4 | 0.075 | 4 | Heat_EZ_Sch_1 | Cool_EZ_Sch_1 | Electric Storage_50-gallon | DHW_EZ_Sch_1 | 4 | 0.75 | 0 | Gas | Gas | Yes | Yes | Yes | 0 | Misc_Elec_EZ_Sch_1 | 0
4 Occupant_USA_GA_Rome-Rus_Electric Storage_50-gallon | 4 | USA_GA_Rome-Russell.AP.723200_TMYx.2004-2018 | 0 | 1900 | 1 | 9 | 1.2 | 4-12 (Low-Moderate Slope) | Pre-Defined Construction | Wood-Framed - 2x6 - 24 in OC - R-19 Cavity |  | Pre-Defined Construction | Attic w R49 Cavity and Shingle Roof |  | Pre-Defined Construction | Vented Crawlspace - R19 Cavity Insulation | [6 empty] | 0.388 | 0.4 | No | 0.2 | 0.2 | 0.2 | 0.2 | 7 | Single Speed ASHP (7.5 HSPF2 14.3 SEER2) | Autosize |  |  |  |  | Electric |  |  | 35 | -30 |  |  | 0.075 | 4 | 0.075 | 4 | Heat_EZ_Sch_1 | Cool_EZ_Sch_1 | Electric Storage_50-gallon | DHW_EZ_Sch_1 | 4 | 0.75 | 0 | Gas | Gas | Yes | Yes | Yes | 0 | Misc_Elec_EZ_Sch_1 | 0
4 Occupant_USA_GA_Savannah_Electric Storage_50-gallon | 4 | USA_GA_Savannah-Hilton.Head.Intl.AP.722070_TMYx.2004-2018 | 0 | 1900 | 1 | 9 | 1.2 | 4-12 (Low-Moderate Slope) | Pre-Defined Construction | Wood-Framed - 2x6 - 24 in OC - R-19 Cavity |  | Pre-Defined Construction | Attic w R49 Cavity and Shingle Roof |  | Pre-Defined Construction | Vented Crawlspace - R19 Cavity Insulation | [6 empty] | 0.388 | 0.4 | No | 0.2 | 0.2 | 0.2 | 0.2 | 7 | Single Speed ASHP (7.5 HSPF2 14.3 SEER2) | Autosize |  |  |  |  | Electric |  |  | 35 | -30 |  |  | 0.075 | 4 | 0.075 | 4 | Heat_EZ_Sch_1 | Cool_EZ_Sch_1 | Electric Storage_50-gallon | DHW_EZ_Sch_1 | 4 | 0.75 | 0 | Gas | Gas | Yes | Yes | Yes | 0 | Misc_Elec_EZ_Sch_1 | 0
4 Occupant_USA_IA_Des.Moin_Electric Storage_50-gallon | 4 | USA_IA_Des.Moines.Intl.AP.725460_TMYx.2004-2018 | 0 | 1900 | 1 | 9 | 1.2 | 4-12 (Low-Moderate Slope) | Pre-Defined Construction | Wood-Framed - 2x6 - 24 in OC - R-19 Cavity |  | Pre-Defined Construction | Attic w R49 Cavity and Shingle Roof |  | Pre-Defined Construction | Vented Crawlspace - R19 Cavity Insulation | [6 empty] | 0.388 | 0.4 | No | 0.2 | 0.2 | 0.2 | 0.2 | 7 | Single Speed ASHP (7.5 HSPF2 14.3 SEER2) | Autosize |  |  |  |  | Electric |  |  | 35 | -30 |  |  | 0.075 | 4 | 0.075 | 4 | Heat_EZ_Sch_1 | Cool_EZ_Sch_1 | Electric Storage_50-gallon | DHW_EZ_Sch_1 | 4 | 0.75 | 0 | Gas | Gas | Yes | Yes | Yes | 0 | Misc_Elec_EZ_Sch_1 | 0
4 Occupant_USA_IA_Sioux.Ci_Electric Storage_50-gallon | 4 | USA_IA_Sioux.City-Sioux.Gateway.AP.725570_TMYx.2004-2018 | 0 | 1900 | 1 | 9 | 1.2 | 4-12 (Low-Moderate Slope) | Pre-Defined Construction | Wood-Framed - 2x6 - 24 in OC - R-19 Cavity |  | Pre-Defined Construction | Attic w R49 Cavity and Shingle Roof |  | Pre-Defined Construction | Vented Crawlspace - R19 Cavity Insulation | [6 empty] | 0.388 | 0.4 | No | 0.2 | 0.2 | 0.2 | 0.2 | 7 | Single Speed ASHP (7.5 HSPF2 14.3 SEER2) | Autosize |  |  |  |  | Electric |  |  | 35 | -30 |  |  | 0.075 | 4 | 0.075 | 4 | Heat_EZ_Sch_1 | Cool_EZ_Sch_1 | Electric Storage_50-gallon | DHW_EZ_Sch_1 | 4 | 0.75 | 0 | Gas | Gas | Yes | Yes | Yes | 0 | Misc_Elec_EZ_Sch_1 | 0
4 Occupant_USA_ID_Boise.AP_Electric Storage_50-gallon | 4 | USA_ID_Boise.AP-Gowen.Field.ANGB.726810_TMYx.2004-2018 | 0 | 1900 | 1 | 9 | 1.2 | 4-12 (Low-Moderate Slope) | Pre-Defined Construction | Wood-Framed - 2x6 - 24 in OC - R-19 Cavity |  | Pre-Defined Construction | Attic w R49 Cavity and Shingle Roof |  | Pre-Defined Construction | Vented Crawlspace - R19 Cavity Insulation | [6 empty] | 0.388 | 0.4 | No | 0.2 | 0.2 | 0.2 | 0.2 | 7 | Single Speed ASHP (7.5 HSPF2 14.3 SEER2) | Autosize |  |  |  |  | Electric |  |  | 35 | -30 |  |  | 0.075 | 4 | 0.075 | 4 | Heat_EZ_Sch_1 | Cool_EZ_Sch_1 | Electric Storage_50-gallon | DHW_EZ_Sch_1 | 4 | 0.75 | 0 | Gas | Gas | Yes | Yes | Yes | 0 | Misc_Elec_EZ_Sch_1 | 0
4 Occupant_USA_ID_Idaho.Fa_Electric Storage_50-gallon | 4 | USA_ID_Idaho.Falls.Rgnl.AP-Fanning.Field.725785_TMYx.2004-2018 | 0 | 1900 | 1 | 9 | 1.2 | 4-12 (Low-Moderate Slope) | Pre-Defined Construction | Wood-Framed - 2x6 - 24 in OC - R-19 Cavity |  | Pre-Defined Construction | Attic w R49 Cavity and Shingle Roof |  | Pre-Defined Construction | Vented Crawlspace - R19 Cavity Insulation | [6 empty] | 0.388 | 0.4 | No | 0.2 | 0.2 | 0.2 | 0.2 | 7 | Single Speed ASHP (7.5 HSPF2 14.3 SEER2) | Autosize |  |  |  |  | Electric |  |  | 35 | -30 |  |  | 0.075 | 4 | 0.075 | 4 | Heat_EZ_Sch_1 | Cool_EZ_Sch_1 | Electric Storage_50-gallon | DHW_EZ_Sch_1 | 4 | 0.75 | 0 | Gas | Gas | Yes | Yes | Yes | 0 | Misc_Elec_EZ_Sch_1 | 0
4 Occupant_USA_IL_Bellevil_Electric Storage_50-gallon | 4 | USA_IL_Belleville-Scott.AFB-MidAmerica.St.Louis.AP.724338_TMYx.2004-2018 | 0 | 1900 | 1 | 9 | 1.2 | 4-12 (Low-Moderate Slope) | Pre-Defined Construction | Wood-Framed - 2x6 - 24 in OC - R-19 Cavity |  | Pre-Defined Construction | Attic w R49 Cavity and Shingle Roof |  | Pre-Defined Construction | Vented Crawlspace - R19 Cavity Insulation | [6 empty] | 0.388 | 0.4 | No | 0.2 | 0.2 | 0.2 | 0.2 | 7 | Single Speed ASHP (7.5 HSPF2 14.3 SEER2) | Autosize |  |  |  |  | Electric |  |  | 35 | -30 |  |  | 0.075 | 4 | 0.075 | 4 | Heat_EZ_Sch_1 | Cool_EZ_Sch_1 | Electric Storage_50-gallon | DHW_EZ_Sch_1 | 4 | 0.75 | 0 | Gas | Gas | Yes | Yes | Yes | 0 | Misc_Elec_EZ_Sch_1 | 0
4 Occupant_USA_IL_Chicago._Electric Storage_50-gallon | 4 | USA_IL_Chicago.Midway.Intl.AP.725340_TMYx.2004-2018 | 0 | 1900 | 1 | 9 | 1.2 | 4-12 (Low-Moderate Slope) | Pre-Defined Construction | Wood-Framed - 2x6 - 24 in OC - R-19 Cavity |  | Pre-Defined Construction | Attic w R49 Cavity and Shingle Roof |  | Pre-Defined Construction | Vented Crawlspace - R19 Cavity Insulation | [6 empty] | 0.388 | 0.4 | No | 0.2 | 0.2 | 0.2 | 0.2 | 7 | Single Speed ASHP (7.5 HSPF2 14.3 SEER2) | Autosize |  |  |  |  | Electric |  |  | 35 | -30 |  |  | 0.075 | 4 | 0.075 | 4 | Heat_EZ_Sch_1 | Cool_EZ_Sch_1 | Electric Storage_50-gallon | DHW_EZ_Sch_1 | 4 | 0.75 | 0 | Gas | Gas | Yes | Yes | Yes | 0 | Misc_Elec_EZ_Sch_1 | 0
4 Occupant_USA_IN_Evansvil_Electric Storage_50-gallon | 4 | USA_IN_Evansville.Rgnl.AP.724320_TMYx.2004-2018 | 0 | 1900 | 1 | 9 | 1.2 | 4-12 (Low-Moderate Slope) | Pre-Defined Construction | Wood-Framed - 2x6 - 24 in OC - R-19 Cavity |  | Pre-Defined Construction | Attic w R49 Cavity and Shingle Roof |  | Pre-Defined Construction | Vented Crawlspace - R19 Cavity Insulation | [6 empty] | 0.388 | 0.4 | No | 0.2 | 0.2 | 0.2 | 0.2 | 7 | Single Speed ASHP (7.5 HSPF2 14.3 SEER2) | Autosize |  |  |  |  | Electric |  |  | 35 | -30 |  |  | 0.075 | 4 | 0.075 | 4 | Heat_EZ_Sch_1 | Cool_EZ_Sch_1 | Electric Storage_50-gallon | DHW_EZ_Sch_1 | 4 | 0.75 | 0 | Gas | Gas | Yes | Yes | Yes | 0 | Misc_Elec_EZ_Sch_1 | 0
4 Occupant_USA_IN_Indianap_Electric Storage_50-gallon | 4 | USA_IN_Indianapolis.Intl.AP.724380_TMYx.2004-2018 | 0 | 1900 | 1 | 9 | 1.2 | 4-12 (Low-Moderate Slope) | Pre-Defined Construction | Wood-Framed - 2x6 - 24 in OC - R-19 Cavity |  | Pre-Defined Construction | Attic w R49 Cavity and Shingle Roof |  | Pre-Defined Construction | Vented Crawlspace - R19 Cavity Insulation | [6 empty] | 0.388 | 0.4 | No | 0.2 | 0.2 | 0.2 | 0.2 | 7 | Single Speed ASHP (7.5 HSPF2 14.3 SEER2) | Autosize |  |  |  |  | Electric |  |  | 35 | -30 |  |  | 0.075 | 4 | 0.075 | 4 | Heat_EZ_Sch_1 | Cool_EZ_Sch_1 | Electric Storage_50-gallon | DHW_EZ_Sch_1 | 4 | 0.75 | 0 | Gas | Gas | Yes | Yes | Yes | 0 | Misc_Elec_EZ_Sch_1 | 0
4 Occupant_USA_KS_Hays.Rgn_Electric Storage_50-gallon | 4 | USA_KS_Hays.Rgnl.AP.724518_TMYx.2004-2018 | 0 | 1900 | 1 | 9 | 1.2 | 4-12 (Low-Moderate Slope) | Pre-Defined Construction | Wood-Framed - 2x6 - 24 in OC - R-19 Cavity |  | Pre-Defined Construction | Attic w R49 Cavity and Shingle Roof |  | Pre-Defined Construction | Vented Crawlspace - R19 Cavity Insulation | [6 empty] | 0.388 | 0.4 | No | 0.2 | 0.2 | 0.2 | 0.2 | 7 | Single Speed ASHP (7.5 HSPF2 14.3 SEER2) | Autosize |  |  |  |  | Electric |  |  | 35 | -30 |  |  | 0.075 | 4 | 0.075 | 4 | Heat_EZ_Sch_1 | Cool_EZ_Sch_1 | Electric Storage_50-gallon | DHW_EZ_Sch_1 | 4 | 0.75 | 0 | Gas | Gas | Yes | Yes | Yes | 0 | Misc_Elec_EZ_Sch_1 | 0
4 Occupant_USA_KS_Wichita._Electric Storage_50-gallon | 4 | USA_KS_Wichita.Eisenhower.Natl.AP.724500_TMYx.2004-2018 | 0 | 1900 | 1 | 9 | 1.2 | 4-12 (Low-Moderate Slope) | Pre-Defined Construction | Wood-Framed - 2x6 - 24 in OC - R-19 Cavity |  | Pre-Defined Construction | Attic w R49 Cavity and Shingle Roof |  | Pre-Defined Construction | Vented Crawlspace - R19 Cavity Insulation | [6 empty] | 0.388 | 0.4 | No | 0.2 | 0.2 | 0.2 | 0.2 | 7 | Single Speed ASHP (7.5 HSPF2 14.3 SEER2) | Autosize |  |  |  |  | Electric |  |  | 35 | -30 |  |  | 0.075 | 4 | 0.075 | 4 | Heat_EZ_Sch_1 | Cool_EZ_Sch_1 | Electric Storage_50-gallon | DHW_EZ_Sch_1 | 4 | 0.75 | 0 | Gas | Gas | Yes | Yes | Yes | 0 | Misc_Elec_EZ_Sch_1 | 0
4 Occupant_USA_KY_Louisvil_Electric Storage_50-gallon | 4 | USA_KY_Louisville-Bowman.Rgnl.AP.724235_TMYx.2004-2018 | 0 | 1900 | 1 | 9 | 1.2 | 4-12 (Low-Moderate Slope) | Pre-Defined Construction | Wood-Framed - 2x6 - 24 in OC - R-19 Cavity |  | Pre-Defined Construction | Attic w R49 Cavity and Shingle Roof |  | Pre-Defined Construction | Vented Crawlspace - R19 Cavity Insulation | [6 empty] | 0.388 | 0.4 | No | 0.2 | 0.2 | 0.2 | 0.2 | 7 | Single Speed ASHP (7.5 HSPF2 14.3 SEER2) | Autosize |  |  |  |  | Electric |  |  | 35 | -30 |  |  | 0.075 | 4 | 0.075 | 4 | Heat_EZ_Sch_1 | Cool_EZ_Sch_1 | Electric Storage_50-gallon | DHW_EZ_Sch_1 | 4 | 0.75 | 0 | Gas | Gas | Yes | Yes | Yes | 0 | Misc_Elec_EZ_Sch_1 | 0
4 Occupant_USA_LA_New.Orle_Electric Storage_50-gallon | 4 | USA_LA_New.Orleans-Armstrong.Intl.AP.722310_TMYx.2004-2018 | 0 | 1900 | 1 | 9 | 1.2 | 4-12 (Low-Moderate Slope) | Pre-Defined Construction | Wood-Framed - 2x6 - 24 in OC - R-19 Cavity |  | Pre-Defined Construction | Attic w R49 Cavity and Shingle Roof |  | Pre-Defined Construction | Vented Crawlspace - R19 Cavity Insulation | [6 empty] | 0.388 | 0.4 | No | 0.2 | 0.2 | 0.2 | 0.2 | 7 | Single Speed ASHP (7.5 HSPF2 14.3 SEER2) | Autosize |  |  |  |  | Electric |  |  | 35 | -30 |  |  | 0.075 | 4 | 0.075 | 4 | Heat_EZ_Sch_1 | Cool_EZ_Sch_1 | Electric Storage_50-gallon | DHW_EZ_Sch_1 | 4 | 0.75 | 0 | Gas | Gas | Yes | Yes | Yes | 0 | Misc_Elec_EZ_Sch_1 | 0
4 Occupant_USA_LA_Shrevepo_Electric Storage_50-gallon | 4 | USA_LA_Shreveport.Downtown.AP.722484_TMYx.2004-2018 | 0 | 1900 | 1 | 9 | 1.2 | 4-12 (Low-Moderate Slope) | Pre-Defined Construction | Wood-Framed - 2x6 - 24 in OC - R-19 Cavity |  | Pre-Defined Construction | Attic w R49 Cavity and Shingle Roof |  | Pre-Defined Construction | Vented Crawlspace - R19 Cavity Insulation | [6 empty] | 0.388 | 0.4 | No | 0.2 | 0.2 | 0.2 | 0.2 | 7 | Single Speed ASHP (7.5 HSPF2 14.3 SEER2) | Autosize |  |  |  |  | Electric |  |  | 35 | -30 |  |  | 0.075 | 4 | 0.075 | 4 | Heat_EZ_Sch_1 | Cool_EZ_Sch_1 | Electric Storage_50-gallon | DHW_EZ_Sch_1 | 4 | 0.75 | 0 | Gas | Gas | Yes | Yes | Yes | 0 | Misc_Elec_EZ_Sch_1 | 0
4 Occupant_USA_MA_Boston-L_Electric Storage_50-gallon | 4 | USA_MA_Boston-Logan.Intl.AP.725090_TMYx.2004-2018 | 0 | 1900 | 1 | 9 | 1.2 | 4-12 (Low-Moderate Slope) | Pre-Defined Construction | Wood-Framed - 2x6 - 24 in OC - R-19 Cavity |  | Pre-Defined Construction | Attic w R49 Cavity and Shingle Roof |  | Pre-Defined Construction | Vented Crawlspace - R19 Cavity Insulation | [6 empty] | 0.388 | 0.4 | No | 0.2 | 0.2 | 0.2 | 0.2 | 7 | Single Speed ASHP (7.5 HSPF2 14.3 SEER2) | Autosize |  |  |  |  | Electric |  |  | 35 | -30 |  |  | 0.075 | 4 | 0.075 | 4 | Heat_EZ_Sch_1 | Cool_EZ_Sch_1 | Electric Storage_50-gallon | DHW_EZ_Sch_1 | 4 | 0.75 | 0 | Gas | Gas | Yes | Yes | Yes | 0 | Misc_Elec_EZ_Sch_1 | 0
4 Occupant_USA_MD_Baltimor_Electric Storage_50-gallon | 4 | USA_MD_Baltimore-Washington.Intl-Marshall.AP.724060_TMYx.2004-2018 | 0 | 1900 | 1 | 9 | 1.2 | 4-12 (Low-Moderate Slope) | Pre-Defined Construction | Wood-Framed - 2x6 - 24 in OC - R-19 Cavity |  | Pre-Defined Construction | Attic w R49 Cavity and Shingle Roof |  | Pre-Defined Construction | Vented Crawlspace - R19 Cavity Insulation | [6 empty] | 0.388 | 0.4 | No | 0.2 | 0.2 | 0.2 | 0.2 | 7 | Single Speed ASHP (7.5 HSPF2 14.3 SEER2) | Autosize |  |  |  |  | Electric |  |  | 35 | -30 |  |  | 0.075 | 4 | 0.075 | 4 | Heat_EZ_Sch_1 | Cool_EZ_Sch_1 | Electric Storage_50-gallon | DHW_EZ_Sch_1 | 4 | 0.75 | 0 | Gas | Gas | Yes | Yes | Yes | 0 | Misc_Elec_EZ_Sch_1 | 0
4 Occupant_USA_ME_Portland_Electric Storage_50-gallon | 4 | USA_ME_Portland.Intl.Jetport.726060_TMYx.2004-2018 | 0 | 1900 | 1 | 9 | 1.2 | 4-12 (Low-Moderate Slope) | Pre-Defined Construction | Wood-Framed - 2x6 - 24 in OC - R-19 Cavity |  | Pre-Defined Construction | Attic w R49 Cavity and Shingle Roof |  | Pre-Defined Construction | Vented Crawlspace - R19 Cavity Insulation | [6 empty] | 0.388 | 0.4 | No | 0.2 | 0.2 | 0.2 | 0.2 | 7 | Single Speed ASHP (7.5 HSPF2 14.3 SEER2) | Autosize |  |  |  |  | Electric |  |  | 35 | -30 |  |  | 0.075 | 4 | 0.075 | 4 | Heat_EZ_Sch_1 | Cool_EZ_Sch_1 | Electric Storage_50-gallon | DHW_EZ_Sch_1 | 4 | 0.75 | 0 | Gas | Gas | Yes | Yes | Yes | 0 | Misc_Elec_EZ_Sch_1 | 0
4 Occupant_USA_ME_Presque._Electric Storage_50-gallon | 4 | USA_ME_Presque.Isle.Intl.AP.727130_TMYx.2004-2018 | 0 | 1900 | 1 | 9 | 1.2 | 4-12 (Low-Moderate Slope) | Pre-Defined Construction | Wood-Framed - 2x6 - 24 in OC - R-19 Cavity |  | Pre-Defined Construction | Attic w R49 Cavity and Shingle Roof |  | Pre-Defined Construction | Vented Crawlspace - R19 Cavity Insulation | [6 empty] | 0.388 | 0.4 | No | 0.2 | 0.2 | 0.2 | 0.2 | 7 | Single Speed ASHP (7.5 HSPF2 14.3 SEER2) | Autosize |  |  |  |  | Electric |  |  | 35 | -30 |  |  | 0.075 | 4 | 0.075 | 4 | Heat_EZ_Sch_1 | Cool_EZ_Sch_1 | Electric Storage_50-gallon | DHW_EZ_Sch_1 | 4 | 0.75 | 0 | Gas | Gas | Yes | Yes | Yes | 0 | Misc_Elec_EZ_Sch_1 | 0
4 Occupant_USA_MI_Detroit-_Electric Storage_50-gallon | 4 | USA_MI_Detroit-Young.Intl.AP.725375_TMYx.2004-2018 | 0 | 1900 | 1 | 9 | 1.2 | 4-12 (Low-Moderate Slope) | Pre-Defined Construction | Wood-Framed - 2x6 - 24 in OC - R-19 Cavity |  | Pre-Defined Construction | Attic w R49 Cavity and Shingle Roof |  | Pre-Defined Construction | Vented Crawlspace - R19 Cavity Insulation | [6 empty] | 0.388 | 0.4 | No | 0.2 | 0.2 | 0.2 | 0.2 | 7 | Single Speed ASHP (7.5 HSPF2 14.3 SEER2) | Autosize |  |  |  |  | Electric |  |  | 35 | -30 |  |  | 0.075 | 4 | 0.075 | 4 | Heat_EZ_Sch_1 | Cool_EZ_Sch_1 | Electric Storage_50-gallon | DHW_EZ_Sch_1 | 4 | 0.75 | 0 | Gas | Gas | Yes | Yes | Yes | 0 | Misc_Elec_EZ_Sch_1 | 0
4 Occupant_USA_MI_Houghton_Electric Storage_50-gallon | 4 | USA_MI_Houghton.Lake-Roscommon.County.AP.726380_TMYx.2004-2018 | 0 | 1900 | 1 | 9 | 1.2 | 4-12 (Low-Moderate Slope) | Pre-Defined Construction | Wood-Framed - 2x6 - 24 in OC - R-19 Cavity |  | Pre-Defined Construction | Attic w R49 Cavity and Shingle Roof |  | Pre-Defined Construction | Vented Crawlspace - R19 Cavity Insulation | [6 empty] | 0.388 | 0.4 | No | 0.2 | 0.2 | 0.2 | 0.2 | 7 | Single Speed ASHP (7.5 HSPF2 14.3 SEER2) | Autosize |  |  |  |  | Electric |  |  | 35 | -30 |  |  | 0.075 | 4 | 0.075 | 4 | Heat_EZ_Sch_1 | Cool_EZ_Sch_1 | Electric Storage_50-gallon | DHW_EZ_Sch_1 | 4 | 0.75 | 0 | Gas | Gas | Yes | Yes | Yes | 0 | Misc_Elec_EZ_Sch_1 | 0
4 Occupant_USA_MI_Traverse_Electric Storage_50-gallon | 4 | USA_MI_Traverse.City-Cherry.Capital.AP.726387_TMYx.2004-2018 | 0 | 1900 | 1 | 9 | 1.2 | 4-12 (Low-Moderate Slope) | Pre-Defined Construction | Wood-Framed - 2x6 - 24 in OC - R-19 Cavity |  | Pre-Defined Construction | Attic w R49 Cavity and Shingle Roof |  | Pre-Defined Construction | Vented Crawlspace - R19 Cavity Insulation | [6 empty] | 0.388 | 0.4 | No | 0.2 | 0.2 | 0.2 | 0.2 | 7 | Single Speed ASHP (7.5 HSPF2 14.3 SEER2) | Autosize |  |  |  |  | Electric |  |  | 35 | -30 |  |  | 0.075 | 4 | 0.075 | 4 | Heat_EZ_Sch_1 | Cool_EZ_Sch_1 | Electric Storage_50-gallon | DHW_EZ_Sch_1 | 4 | 0.75 | 0 | Gas | Gas | Yes | Yes | Yes | 0 | Misc_Elec_EZ_Sch_1 | 0
4 Occupant_USA_MN_Duluth.I_Electric Storage_50-gallon | 4 | USA_MN_Duluth.Intl.AP-Duluth.ANGB.727450_TMYx.2004-2018 | 0 | 1900 | 1 | 9 | 1.2 | 4-12 (Low-Moderate Slope) | Pre-Defined Construction | Wood-Framed - 2x6 - 24 in OC - R-19 Cavity |  | Pre-Defined Construction | Attic w R49 Cavity and Shingle Roof |  | Pre-Defined Construction | Vented Crawlspace - R19 Cavity Insulation | [6 empty] | 0.388 | 0.4 | No | 0.2 | 0.2 | 0.2 | 0.2 | 7 | Single Speed ASHP (7.5 HSPF2 14.3 SEER2) | Autosize |  |  |  |  | Electric |  |  | 35 | -30 |  |  | 0.075 | 4 | 0.075 | 4 | Heat_EZ_Sch_1 | Cool_EZ_Sch_1 | Electric Storage_50-gallon | DHW_EZ_Sch_1 | 4 | 0.75 | 0 | Gas | Gas | Yes | Yes | Yes | 0 | Misc_Elec_EZ_Sch_1 | 0
4 Occupant_USA_MN_Minneapo_Electric Storage_50-gallon | 4 | USA_MN_Minneapolis-St.Paul.Intl.AP.726580_TMYx.2004-2018 | 0 | 1900 | 1 | 9 | 1.2 | 4-12 (Low-Moderate Slope) | Pre-Defined Construction | Wood-Framed - 2x6 - 24 in OC - R-19 Cavity |  | Pre-Defined Construction | Attic w R49 Cavity and Shingle Roof |  | Pre-Defined Construction | Vented Crawlspace - R19 Cavity Insulation | [6 empty] | 0.388 | 0.4 | No | 0.2 | 0.2 | 0.2 | 0.2 | 7 | Single Speed ASHP (7.5 HSPF2 14.3 SEER2) | Autosize |  |  |  |  | Electric |  |  | 35 | -30 |  |  | 0.075 | 4 | 0.075 | 4 | Heat_EZ_Sch_1 | Cool_EZ_Sch_1 | Electric Storage_50-gallon | DHW_EZ_Sch_1 | 4 | 0.75 | 0 | Gas | Gas | Yes | Yes | Yes | 0 | Misc_Elec_EZ_Sch_1 | 0
4 Occupant_USA_MO_Kansas.C_Electric Storage_50-gallon | 4 | USA_MO_Kansas.City-Wheeler.Downtown.AP.724463_TMYx.2004-2018 | 0 | 1900 | 1 | 9 | 1.2 | 4-12 (Low-Moderate Slope) | Pre-Defined Construction | Wood-Framed - 2x6 - 24 in OC - R-19 Cavity |  | Pre-Defined Construction | Attic w R49 Cavity and Shingle Roof |  | Pre-Defined Construction | Vented Crawlspace - R19 Cavity Insulation | [6 empty] | 0.388 | 0.4 | No | 0.2 | 0.2 | 0.2 | 0.2 | 7 | Single Speed ASHP (7.5 HSPF2 14.3 SEER2) | Autosize |  |  |  |  | Electric |  |  | 35 | -30 |  |  | 0.075 | 4 | 0.075 | 4 | Heat_EZ_Sch_1 | Cool_EZ_Sch_1 | Electric Storage_50-gallon | DHW_EZ_Sch_1 | 4 | 0.75 | 0 | Gas | Gas | Yes | Yes | Yes | 0 | Misc_Elec_EZ_Sch_1 | 0
4 Occupant_USA_MO_St.Josep_Electric Storage_50-gallon | 4 | USA_MO_St.Joseph-Rosecrans.Meml.AP.724490_TMYx.2004-2018 | 0 | 1900 | 1 | 9 | 1.2 | 4-12 (Low-Moderate Slope) | Pre-Defined Construction | Wood-Framed - 2x6 - 24 in OC - R-19 Cavity |  | Pre-Defined Construction | Attic w R49 Cavity and Shingle Roof |  | Pre-Defined Construction | Vented Crawlspace - R19 Cavity Insulation | [6 empty] | 0.388 | 0.4 | No | 0.2 | 0.2 | 0.2 | 0.2 | 7 | Single Speed ASHP (7.5 HSPF2 14.3 SEER2) | Autosize |  |  |  |  | Electric |  |  | 35 | -30 |  |  | 0.075 | 4 | 0.075 | 4 | Heat_EZ_Sch_1 | Cool_EZ_Sch_1 | Electric Storage_50-gallon | DHW_EZ_Sch_1 | 4 | 0.75 | 0 | Gas | Gas | Yes | Yes | Yes | 0 | Misc_Elec_EZ_Sch_1 | 0
4 Occupant_USA_MS_Gulfport_Electric Storage_50-gallon | 4 | USA_MS_Gulfport-Biloxi.Intl.AP.747570_TMYx.2004-2018 | 0 | 1900 | 1 | 9 | 1.2 | 4-12 (Low-Moderate Slope) | Pre-Defined Construction | Wood-Framed - 2x6 - 24 in OC - R-19 Cavity |  | Pre-Defined Construction | Attic w R49 Cavity and Shingle Roof |  | Pre-Defined Construction | Vented Crawlspace - R19 Cavity Insulation | [6 empty] | 0.388 | 0.4 | No | 0.2 | 0.2 | 0.2 | 0.2 | 7 | Single Speed ASHP (7.5 HSPF2 14.3 SEER2) | Autosize |  |  |  |  | Electric |  |  | 35 | -30 |  |  | 0.075 | 4 | 0.075 | 4 | Heat_EZ_Sch_1 | Cool_EZ_Sch_1 | Electric Storage_50-gallon | DHW_EZ_Sch_1 | 4 | 0.75 | 0 | Gas | Gas | Yes | Yes | Yes | 0 | Misc_Elec_EZ_Sch_1 | 0
4 Occupant_USA_MS_Jackson-_Electric Storage_50-gallon | 4 | USA_MS_Jackson-Evers.Intl.AP.722350_TMYx.2004-2018 | 0 | 1900 | 1 | 9 | 1.2 | 4-12 (Low-Moderate Slope) | Pre-Defined Construction | Wood-Framed - 2x6 - 24 in OC - R-19 Cavity |  | Pre-Defined Construction | Attic w R49 Cavity and Shingle Roof |  | Pre-Defined Construction | Vented Crawlspace - R19 Cavity Insulation | [6 empty] | 0.388 | 0.4 | No | 0.2 | 0.2 | 0.2 | 0.2 | 7 | Single Speed ASHP (7.5 HSPF2 14.3 SEER2) | Autosize |  |  |  |  | Electric |  |  | 35 | -30 |  |  | 0.075 | 4 | 0.075 | 4 | Heat_EZ_Sch_1 | Cool_EZ_Sch_1 | Electric Storage_50-gallon | DHW_EZ_Sch_1 | 4 | 0.75 | 0 | Gas | Gas | Yes | Yes | Yes | 0 | Misc_Elec_EZ_Sch_1 | 0
4 Occupant_USA_MT_Billings_Electric Storage_50-gallon | 4 | USA_MT_Billings.Logan.Intl.AP.726770_TMYx.2004-2018 | 0 | 1900 | 1 | 9 | 1.2 | 4-12 (Low-Moderate Slope) | Pre-Defined Construction | Wood-Framed - 2x6 - 24 in OC - R-19 Cavity |  | Pre-Defined Construction | Attic w R49 Cavity and Shingle Roof |  | Pre-Defined Construction | Vented Crawlspace - R19 Cavity Insulation | [6 empty] | 0.388 | 0.4 | No | 0.2 | 0.2 | 0.2 | 0.2 | 7 | Single Speed ASHP (7.5 HSPF2 14.3 SEER2) | Autosize |  |  |  |  | Electric |  |  | 35 | -30 |  |  | 0.075 | 4 | 0.075 | 4 | Heat_EZ_Sch_1 | Cool_EZ_Sch_1 | Electric Storage_50-gallon | DHW_EZ_Sch_1 | 4 | 0.75 | 0 | Gas | Gas | Yes | Yes | Yes | 0 | Misc_Elec_EZ_Sch_1 | 0
4 Occupant_USA_NC_Charlott_Electric Storage_50-gallon | 4 | USA_NC_Charlotte.Douglas.Intl.AP.723140_TMYx.2004-2018 | 0 | 1900 | 1 | 9 | 1.2 | 4-12 (Low-Moderate Slope) | Pre-Defined Construction | Wood-Framed - 2x6 - 24 in OC - R-19 Cavity |  | Pre-Defined Construction | Attic w R49 Cavity and Shingle Roof |  | Pre-Defined Construction | Vented Crawlspace - R19 Cavity Insulation | [6 empty] | 0.388 | 0.4 | No | 0.2 | 0.2 | 0.2 | 0.2 | 7 | Single Speed ASHP (7.5 HSPF2 14.3 SEER2) | Autosize |  |  |  |  | Electric |  |  | 35 | -30 |  |  | 0.075 | 4 | 0.075 | 4 | Heat_EZ_Sch_1 | Cool_EZ_Sch_1 | Electric Storage_50-gallon | DHW_EZ_Sch_1 | 4 | 0.75 | 0 | Gas | Gas | Yes | Yes | Yes | 0 | Misc_Elec_EZ_Sch_1 | 0
4 Occupant_USA_NC_Raleigh-_Electric Storage_50-gallon | 4 | USA_NC_Raleigh-Durham.Intl.AP.723060_TMYx.2004-2018 | 0 | 1900 | 1 | 9 | 1.2 | 4-12 (Low-Moderate Slope) | Pre-Defined Construction | Wood-Framed - 2x6 - 24 in OC - R-19 Cavity |  | Pre-Defined Construction | Attic w R49 Cavity and Shingle Roof |  | Pre-Defined Construction | Vented Crawlspace - R19 Cavity Insulation | [6 empty] | 0.388 | 0.4 | No | 0.2 | 0.2 | 0.2 | 0.2 | 7 | Single Speed ASHP (7.5 HSPF2 14.3 SEER2) | Autosize |  |  |  |  | Electric |  |  | 35 | -30 |  |  | 0.075 | 4 | 0.075 | 4 | Heat_EZ_Sch_1 | Cool_EZ_Sch_1 | Electric Storage_50-gallon | DHW_EZ_Sch_1 | 4 | 0.75 | 0 | Gas | Gas | Yes | Yes | Yes | 0 | Misc_Elec_EZ_Sch_1 | 0
4 Occupant_USA_ND_Bismarck_Electric Storage_50-gallon | 4 | USA_ND_Bismarck.Muni.AP.727640_TMYx.2004-2018 | 0 | 1900 | 1 | 9 | 1.2 | 4-12 (Low-Moderate Slope) | Pre-Defined Construction | Wood-Framed - 2x6 - 24 in OC - R-19 Cavity |  | Pre-Defined Construction | Attic w R49 Cavity and Shingle Roof |  | Pre-Defined Construction | Vented Crawlspace - R19 Cavity Insulation | [6 empty] | 0.388 | 0.4 | No | 0.2 | 0.2 | 0.2 | 0.2 | 7 | Single Speed ASHP (7.5 HSPF2 14.3 SEER2) | Autosize |  |  |  |  | Electric |  |  | 35 | -30 |  |  | 0.075 | 4 | 0.075 | 4 | Heat_EZ_Sch_1 | Cool_EZ_Sch_1 | Electric Storage_50-gallon | DHW_EZ_Sch_1 | 4 | 0.75 | 0 | Gas | Gas | Yes | Yes | Yes | 0 | Misc_Elec_EZ_Sch_1 | 0
4 Occupant_USA_ND_Fargo-He_Electric Storage_50-gallon | 4 | USA_ND_Fargo-Hector.Intl.AP.727530_TMYx.2004-2018 | 0 | 1900 | 1 | 9 | 1.2 | 4-12 (Low-Moderate Slope) | Pre-Defined Construction | Wood-Framed - 2x6 - 24 in OC - R-19 Cavity |  | Pre-Defined Construction | Attic w R49 Cavity and Shingle Roof |  | Pre-Defined Construction | Vented Crawlspace - R19 Cavity Insulation | [6 empty] | 0.388 | 0.4 | No | 0.2 | 0.2 | 0.2 | 0.2 | 7 | Single Speed ASHP (7.5 HSPF2 14.3 SEER2) | Autosize |  |  |  |  | Electric |  |  | 35 | -30 |  |  | 0.075 | 4 | 0.075 | 4 | Heat_EZ_Sch_1 | Cool_EZ_Sch_1 | Electric Storage_50-gallon | DHW_EZ_Sch_1 | 4 | 0.75 | 0 | Gas | Gas | Yes | Yes | Yes | 0 | Misc_Elec_EZ_Sch_1 | 0
4 Occupant_USA_NE_Omaha-Mi_Electric Storage_50-gallon | 4 | USA_NE_Omaha-Millard.AP.720308_TMYx.2004-2018 | 0 | 1900 | 1 | 9 | 1.2 | 4-12 (Low-Moderate Slope) | Pre-Defined Construction | Wood-Framed - 2x6 - 24 in OC - R-19 Cavity |  | Pre-Defined Construction | Attic w R49 Cavity and Shingle Roof |  | Pre-Defined Construction | Vented Crawlspace - R19 Cavity Insulation | [6 empty] | 0.388 | 0.4 | No | 0.2 | 0.2 | 0.2 | 0.2 | 7 | Single Speed ASHP (7.5 HSPF2 14.3 SEER2) | Autosize |  |  |  |  | Electric |  |  | 35 | -30 |  |  | 0.075 | 4 | 0.075 | 4 | Heat_EZ_Sch_1 | Cool_EZ_Sch_1 | Electric Storage_50-gallon | DHW_EZ_Sch_1 | 4 | 0.75 | 0 | Gas | Gas | Yes | Yes | Yes | 0 | Misc_Elec_EZ_Sch_1 | 0
4 Occupant_USA_NH_Concord._Electric Storage_50-gallon | 4 | USA_NH_Concord.Muni.AP.726050_TMYx.2004-2018 | 0 | 1900 | 1 | 9 | 1.2 | 4-12 (Low-Moderate Slope) | Pre-Defined Construction | Wood-Framed - 2x6 - 24 in OC - R-19 Cavity |  | Pre-Defined Construction | Attic w R49 Cavity and Shingle Roof |  | Pre-Defined Construction | Vented Crawlspace - R19 Cavity Insulation | [6 empty] | 0.388 | 0.4 | No | 0.2 | 0.2 | 0.2 | 0.2 | 7 | Single Speed ASHP (7.5 HSPF2 14.3 SEER2) | Autosize |  |  |  |  | Electric |  |  | 35 | -30 |  |  | 0.075 | 4 | 0.075 | 4 | Heat_EZ_Sch_1 | Cool_EZ_Sch_1 | Electric Storage_50-gallon | DHW_EZ_Sch_1 | 4 | 0.75 | 0 | Gas | Gas | Yes | Yes | Yes | 0 | Misc_Elec_EZ_Sch_1 | 0
4 Occupant_USA_NH_Manchest_Electric Storage_50-gallon | 4 | USA_NH_Manchester-Boston.Rgnl.AP.743945_TMYx.2004-2018 | 0 | 1900 | 1 | 9 | 1.2 | 4-12 (Low-Moderate Slope) | Pre-Defined Construction | Wood-Framed - 2x6 - 24 in OC - R-19 Cavity |  | Pre-Defined Construction | Attic w R49 Cavity and Shingle Roof |  | Pre-Defined Construction | Vented Crawlspace - R19 Cavity Insulation | [6 empty] | 0.388 | 0.4 | No | 0.2 | 0.2 | 0.2 | 0.2 | 7 | Single Speed ASHP (7.5 HSPF2 14.3 SEER2) | Autosize |  |  |  |  | Electric |  |  | 35 | -30 |  |  | 0.075 | 4 | 0.075 | 4 | Heat_EZ_Sch_1 | Cool_EZ_Sch_1 | Electric Storage_50-gallon | DHW_EZ_Sch_1 | 4 | 0.75 | 0 | Gas | Gas | Yes | Yes | Yes | 0 | Misc_Elec_EZ_Sch_1 | 0
4 Occupant_USA_NJ_Newark.L_Electric Storage_50-gallon | 4 | USA_NJ_Newark.Liberty.Intl.AP.725020_TMYx.2004-2018 | 0 | 1900 | 1 | 9 | 1.2 | 4-12 (Low-Moderate Slope) | Pre-Defined Construction | Wood-Framed - 2x6 - 24 in OC - R-19 Cavity |  | Pre-Defined Construction | Attic w R49 Cavity and Shingle Roof |  | Pre-Defined Construction | Vented Crawlspace - R19 Cavity Insulation | [6 empty] | 0.388 | 0.4 | No | 0.2 | 0.2 | 0.2 | 0.2 | 7 | Single Speed ASHP (7.5 HSPF2 14.3 SEER2) | Autosize |  |  |  |  | Electric |  |  | 35 | -30 |  |  | 0.075 | 4 | 0.075 | 4 | Heat_EZ_Sch_1 | Cool_EZ_Sch_1 | Electric Storage_50-gallon | DHW_EZ_Sch_1 | 4 | 0.75 | 0 | Gas | Gas | Yes | Yes | Yes | 0 | Misc_Elec_EZ_Sch_1 | 0
4 Occupant_USA_NJ_Trenton-_Electric Storage_50-gallon | 4 | USA_NJ_Trenton-Mercer.AP.724095_TMYx.2004-2018 | 0 | 1900 | 1 | 9 | 1.2 | 4-12 (Low-Moderate Slope) | Pre-Defined Construction | Wood-Framed - 2x6 - 24 in OC - R-19 Cavity |  | Pre-Defined Construction | Attic w R49 Cavity and Shingle Roof |  | Pre-Defined Construction | Vented Crawlspace - R19 Cavity Insulation | [6 empty] | 0.388 | 0.4 | No | 0.2 | 0.2 | 0.2 | 0.2 | 7 | Single Speed ASHP (7.5 HSPF2 14.3 SEER2) | Autosize |  |  |  |  | Electric |  |  | 35 | -30 |  |  | 0.075 | 4 | 0.075 | 4 | Heat_EZ_Sch_1 | Cool_EZ_Sch_1 | Electric Storage_50-gallon | DHW_EZ_Sch_1 | 4 | 0.75 | 0 | Gas | Gas | Yes | Yes | Yes | 0 | Misc_Elec_EZ_Sch_1 | 0
4 Occupant_USA_NM_Albuquer_Electric Storage_50-gallon | 4 | USA_NM_Albuquerque.Intl.Sunport.723650_TMYx.2004-2018 | 0 | 1900 | 1 | 9 | 1.2 | 4-12 (Low-Moderate Slope) | Pre-Defined Construction | Wood-Framed - 2x6 - 24 in OC - R-19 Cavity |  | Pre-Defined Construction | Attic w R49 Cavity and Shingle Roof |  | Pre-Defined Construction | Vented Crawlspace - R19 Cavity Insulation | [6 empty] | 0.388 | 0.4 | No | 0.2 | 0.2 | 0.2 | 0.2 | 7 | Single Speed ASHP (7.5 HSPF2 14.3 SEER2) | Autosize |  |  |  |  | Electric |  |  | 35 | -30 |  |  | 0.075 | 4 | 0.075 | 4 | Heat_EZ_Sch_1 | Cool_EZ_Sch_1 | Electric Storage_50-gallon | DHW_EZ_Sch_1 | 4 | 0.75 | 0 | Gas | Gas | Yes | Yes | Yes | 0 | Misc_Elec_EZ_Sch_1 | 0
4 Occupant_USA_NM_Las.Cruc_Electric Storage_50-gallon | 4 | USA_NM_Las.Cruces.Intl.AP.722695_TMYx.2004-2018 | 0 | 1900 | 1 | 9 | 1.2 | 4-12 (Low-Moderate Slope) | Pre-Defined Construction | Wood-Framed - 2x6 - 24 in OC - R-19 Cavity |  | Pre-Defined Construction | Attic w R49 Cavity and Shingle Roof |  | Pre-Defined Construction | Vented Crawlspace - R19 Cavity Insulation | [6 empty] | 0.388 | 0.4 | No | 0.2 | 0.2 | 0.2 | 0.2 | 7 | Single Speed ASHP (7.5 HSPF2 14.3 SEER2) | Autosize |  |  |  |  | Electric |  |  | 35 | -30 |  |  | 0.075 | 4 | 0.075 | 4 | Heat_EZ_Sch_1 | Cool_EZ_Sch_1 | Electric Storage_50-gallon | DHW_EZ_Sch_1 | 4 | 0.75 | 0 | Gas | Gas | Yes | Yes | Yes | 0 | Misc_Elec_EZ_Sch_1 | 0
4 Occupant_USA_NM_Santa.Fe_Electric Storage_50-gallon | 4 | USA_NM_Santa.Fe.Muni.AP.723656_TMYx.2004-2018 | 0 | 1900 | 1 | 9 | 1.2 | 4-12 (Low-Moderate Slope) | Pre-Defined Construction | Wood-Framed - 2x6 - 24 in OC - R-19 Cavity |  | Pre-Defined Construction | Attic w R49 Cavity and Shingle Roof |  | Pre-Defined Construction | Vented Crawlspace - R19 Cavity Insulation | [6 empty] | 0.388 | 0.4 | No | 0.2 | 0.2 | 0.2 | 0.2 | 7 | Single Speed ASHP (7.5 HSPF2 14.3 SEER2) | Autosize |  |  |  |  | Electric |  |  | 35 | -30 |  |  | 0.075 | 4 | 0.075 | 4 | Heat_EZ_Sch_1 | Cool_EZ_Sch_1 | Electric Storage_50-gallon | DHW_EZ_Sch_1 | 4 | 0.75 | 0 | Gas | Gas | Yes | Yes | Yes | 0 | Misc_Elec_EZ_Sch_1 | 0
4 Occupant_USA_NV_Las.Vega_Electric Storage_50-gallon | 4 | USA_NV_Las.Vegas-McCarran.Intl.AP.723860_TMYx.2004-2018 | 0 | 1900 | 1 | 9 | 1.2 | 4-12 (Low-Moderate Slope) | Pre-Defined Construction | Wood-Framed - 2x6 - 24 in OC - R-19 Cavity |  | Pre-Defined Construction | Attic w R49 Cavity and Shingle Roof |  | Pre-Defined Construction | Vented Crawlspace - R19 Cavity Insulation | [6 empty] | 0.388 | 0.4 | No | 0.2 | 0.2 | 0.2 | 0.2 | 7 | Single Speed ASHP (7.5 HSPF2 14.3 SEER2) | Autosize |  |  |  |  | Electric |  |  | 35 | -30 |  |  | 0.075 | 4 | 0.075 | 4 | Heat_EZ_Sch_1 | Cool_EZ_Sch_1 | Electric Storage_50-gallon | DHW_EZ_Sch_1 | 4 | 0.75 | 0 | Gas | Gas | Yes | Yes | Yes | 0 | Misc_Elec_EZ_Sch_1 | 0
4 Occupant_USA_NV_Reno-Tah_Electric Storage_50-gallon | 4 | USA_NV_Reno-Tahoe.Intl.AP.724880_TMYx.2004-2018 | 0 | 1900 | 1 | 9 | 1.2 | 4-12 (Low-Moderate Slope) | Pre-Defined Construction | Wood-Framed - 2x6 - 24 in OC - R-19 Cavity |  | Pre-Defined Construction | Attic w R49 Cavity and Shingle Roof |  | Pre-Defined Construction | Vented Crawlspace - R19 Cavity Insulation | [6 empty] | 0.388 | 0.4 | No | 0.2 | 0.2 | 0.2 | 0.2 | 7 | Single Speed ASHP (7.5 HSPF2 14.3 SEER2) | Autosize |  |  |  |  | Electric |  |  | 35 | -30 |  |  | 0.075 | 4 | 0.075 | 4 | Heat_EZ_Sch_1 | Cool_EZ_Sch_1 | Electric Storage_50-gallon | DHW_EZ_Sch_1 | 4 | 0.75 | 0 | Gas | Gas | Yes | Yes | Yes | 0 | Misc_Elec_EZ_Sch_1 | 0
4 Occupant_USA_NY_Buffalo._Electric Storage_50-gallon | 4 | USA_NY_Buffalo.Niagara.Intl.AP.725280_TMYx.2004-2018 | 0 | 1900 | 1 | 9 | 1.2 | 4-12 (Low-Moderate Slope) | Pre-Defined Construction | Wood-Framed - 2x6 - 24 in OC - R-19 Cavity |  | Pre-Defined Construction | Attic w R49 Cavity and Shingle Roof |  | Pre-Defined Construction | Vented Crawlspace - R19 Cavity Insulation | [6 empty] | 0.388 | 0.4 | No | 0.2 | 0.2 | 0.2 | 0.2 | 7 | Single Speed ASHP (7.5 HSPF2 14.3 SEER2) | Autosize |  |  |  |  | Electric |  |  | 35 | -30 |  |  | 0.075 | 4 | 0.075 | 4 | Heat_EZ_Sch_1 | Cool_EZ_Sch_1 | Electric Storage_50-gallon | DHW_EZ_Sch_1 | 4 | 0.75 | 0 | Gas | Gas | Yes | Yes | Yes | 0 | Misc_Elec_EZ_Sch_1 | 0
4 Occupant_USA_NY_New.York_Electric Storage_50-gallon | 4 | USA_NY_New.York-Kennedy.Intl.AP.744860_TMYx.2004-2018 | 0 | 1900 | 1 | 9 | 1.2 | 4-12 (Low-Moderate Slope) | Pre-Defined Construction | Wood-Framed - 2x6 - 24 in OC - R-19 Cavity |  | Pre-Defined Construction | Attic w R49 Cavity and Shingle Roof |  | Pre-Defined Construction | Vented Crawlspace - R19 Cavity Insulation | [6 empty] | 0.388 | 0.4 | No | 0.2 | 0.2 | 0.2 | 0.2 | 7 | Single Speed ASHP (7.5 HSPF2 14.3 SEER2) | Autosize |  |  |  |  | Electric |  |  | 35 | -30 |  |  | 0.075 | 4 | 0.075 | 4 | Heat_EZ_Sch_1 | Cool_EZ_Sch_1 | Electric Storage_50-gallon | DHW_EZ_Sch_1 | 4 | 0.75 | 0 | Gas | Gas | Yes | Yes | Yes | 0 | Misc_Elec_EZ_Sch_1 | 0
4 Occupant_USA_NY_Syracuse_Electric Storage_50-gallon | 4 | USA_NY_Syracuse.Hancock.Intl.AP.725190_TMYx.2004-2018 | 0 | 1900 | 1 | 9 | 1.2 | 4-12 (Low-Moderate Slope) | Pre-Defined Construction | Wood-Framed - 2x6 - 24 in OC - R-19 Cavity |  | Pre-Defined Construction | Attic w R49 Cavity and Shingle Roof |  | Pre-Defined Construction | Vented Crawlspace - R19 Cavity Insulation | [6 empty] | 0.388 | 0.4 | No | 0.2 | 0.2 | 0.2 | 0.2 | 7 | Single Speed ASHP (7.5 HSPF2 14.3 SEER2) | Autosize |  |  |  |  | Electric |  |  | 35 | -30 |  |  | 0.075 | 4 | 0.075 | 4 | Heat_EZ_Sch_1 | Cool_EZ_Sch_1 | Electric Storage_50-gallon | DHW_EZ_Sch_1 | 4 | 0.75 | 0 | Gas | Gas | Yes | Yes | Yes | 0 | Misc_Elec_EZ_Sch_1 | 0
4 Occupant_USA_OH_Cincinna_Electric Storage_50-gallon | 4 | USA_OH_Cincinnati.Muni.AP-Lunken.Field.724297_TMYx.2004-2018 | 0 | 1900 | 1 | 9 | 1.2 | 4-12 (Low-Moderate Slope) | Pre-Defined Construction | Wood-Framed - 2x6 - 24 in OC - R-19 Cavity |  | Pre-Defined Construction | Attic w R49 Cavity and Shingle Roof |  | Pre-Defined Construction | Vented Crawlspace - R19 Cavity Insulation | [6 empty] | 0.388 | 0.4 | No | 0.2 | 0.2 | 0.2 | 0.2 | 7 | Single Speed ASHP (7.5 HSPF2 14.3 SEER2) | Autosize |  |  |  |  | Electric |  |  | 35 | -30 |  |  | 0.075 | 4 | 0.075 | 4 | Heat_EZ_Sch_1 | Cool_EZ_Sch_1 | Electric Storage_50-gallon | DHW_EZ_Sch_1 | 4 | 0.75 | 0 | Gas | Gas | Yes | Yes | Yes | 0 | Misc_Elec_EZ_Sch_1 | 0
4 Occupant_USA_OH_Columbus_Electric Storage_50-gallon | 4 | USA_OH_Columbus-Glenn.Columbus.Intl.AP.724280_TMYx.2004-2018 | 0 | 1900 | 1 | 9 | 1.2 | 4-12 (Low-Moderate Slope) | Pre-Defined Construction | Wood-Framed - 2x6 - 24 in OC - R-19 Cavity |  | Pre-Defined Construction | Attic w R49 Cavity and Shingle Roof |  | Pre-Defined Construction | Vented Crawlspace - R19 Cavity Insulation | [6 empty] | 0.388 | 0.4 | No | 0.2 | 0.2 | 0.2 | 0.2 | 7 | Single Speed ASHP (7.5 HSPF2 14.3 SEER2) | Autosize |  |  |  |  | Electric |  |  | 35 | -30 |  |  | 0.075 | 4 | 0.075 | 4 | Heat_EZ_Sch_1 | Cool_EZ_Sch_1 | Electric Storage_50-gallon | DHW_EZ_Sch_1 | 4 | 0.75 | 0 | Gas | Gas | Yes | Yes | Yes | 0 | Misc_Elec_EZ_Sch_1 | 0
4 Occupant_USA_OK_Oklahoma_Electric Storage_50-gallon | 4 | USA_OK_Oklahoma.City-Post.AP.723544_TMYx.2004-2018 | 0 | 1900 | 1 | 9 | 1.2 | 4-12 (Low-Moderate Slope) | Pre-Defined Construction | Wood-Framed - 2x6 - 24 in OC - R-19 Cavity |  | Pre-Defined Construction | Attic w R49 Cavity and Shingle Roof |  | Pre-Defined Construction | Vented Crawlspace - R19 Cavity Insulation | [6 empty] | 0.388 | 0.4 | No | 0.2 | 0.2 | 0.2 | 0.2 | 7 | Single Speed ASHP (7.5 HSPF2 14.3 SEER2) | Autosize |  |  |  |  | Electric |  |  | 35 | -30 |  |  | 0.075 | 4 | 0.075 | 4 | Heat_EZ_Sch_1 | Cool_EZ_Sch_1 | Electric Storage_50-gallon | DHW_EZ_Sch_1 | 4 | 0.75 | 0 | Gas | Gas | Yes | Yes | Yes | 0 | Misc_Elec_EZ_Sch_1 | 0
4 Occupant_USA_OR_Portland_Electric Storage_50-gallon | 4 | USA_OR_Portland.Intl.AP.726980_TMYx.2004-2018 | 0 | 1900 | 1 | 9 | 1.2 | 4-12 (Low-Moderate Slope) | Pre-Defined Construction | Wood-Framed - 2x6 - 24 in OC - R-19 Cavity |  | Pre-Defined Construction | Attic w R49 Cavity and Shingle Roof |  | Pre-Defined Construction | Vented Crawlspace - R19 Cavity Insulation | [6 empty] | 0.388 | 0.4 | No | 0.2 | 0.2 | 0.2 | 0.2 | 7 | Single Speed ASHP (7.5 HSPF2 14.3 SEER2) | Autosize |  |  |  |  | Electric |  |  | 35 | -30 |  |  | 0.075 | 4 | 0.075 | 4 | Heat_EZ_Sch_1 | Cool_EZ_Sch_1 | Electric Storage_50-gallon | DHW_EZ_Sch_1 | 4 | 0.75 | 0 | Gas | Gas | Yes | Yes | Yes | 0 | Misc_Elec_EZ_Sch_1 | 0
4 Occupant_USA_OR_Redmond._Electric Storage_50-gallon | 4 | USA_OR_Redmond.Muni.AP-Roberts.Field.726920_TMYx.2004-2018 | 0 | 1900 | 1 | 9 | 1.2 | 4-12 (Low-Moderate Slope) | Pre-Defined Construction | Wood-Framed - 2x6 - 24 in OC - R-19 Cavity |  | Pre-Defined Construction | Attic w R49 Cavity and Shingle Roof |  | Pre-Defined Construction | Vented Crawlspace - R19 Cavity Insulation | [6 empty] | 0.388 | 0.4 | No | 0.2 | 0.2 | 0.2 | 0.2 | 7 | Single Speed ASHP (7.5 HSPF2 14.3 SEER2) | Autosize |  |  |  |  | Electric |  |  | 35 | -30 |  |  | 0.075 | 4 | 0.075 | 4 | Heat_EZ_Sch_1 | Cool_EZ_Sch_1 | Electric Storage_50-gallon | DHW_EZ_Sch_1 | 4 | 0.75 | 0 | Gas | Gas | Yes | Yes | Yes | 0 | Misc_Elec_EZ_Sch_1 | 0
4 Occupant_USA_PA_Bradford_Electric Storage_50-gallon | 4 | USA_PA_Bradford.Rgnl.AP.725266_TMYx.2004-2018 | 0 | 1900 | 1 | 9 | 1.2 | 4-12 (Low-Moderate Slope) | Pre-Defined Construction | Wood-Framed - 2x6 - 24 in OC - R-19 Cavity |  | Pre-Defined Construction | Attic w R49 Cavity and Shingle Roof |  | Pre-Defined Construction | Vented Crawlspace - R19 Cavity Insulation | [6 empty] | 0.388 | 0.4 | No | 0.2 | 0.2 | 0.2 | 0.2 | 7 | Single Speed ASHP (7.5 HSPF2 14.3 SEER2) | Autosize |  |  |  |  | Electric |  |  | 35 | -30 |  |  | 0.075 | 4 | 0.075 | 4 | Heat_EZ_Sch_1 | Cool_EZ_Sch_1 | Electric Storage_50-gallon | DHW_EZ_Sch_1 | 4 | 0.75 | 0 | Gas | Gas | Yes | Yes | Yes | 0 | Misc_Elec_EZ_Sch_1 | 0
4 Occupant_USA_PA_Philadel_Electric Storage_50-gallon | 4 | USA_PA_Philadelphia.Intl.AP.724080_TMYx.2004-2018 | 0 | 1900 | 1 | 9 | 1.2 | 4-12 (Low-Moderate Slope) | Pre-Defined Construction | Wood-Framed - 2x6 - 24 in OC - R-19 Cavity |  | Pre-Defined Construction | Attic w R49 Cavity and Shingle Roof |  | Pre-Defined Construction | Vented Crawlspace - R19 Cavity Insulation | [6 empty] | 0.388 | 0.4 | No | 0.2 | 0.2 | 0.2 | 0.2 | 7 | Single Speed ASHP (7.5 HSPF2 14.3 SEER2) | Autosize |  |  |  |  | Electric |  |  | 35 | -30 |  |  | 0.075 | 4 | 0.075 | 4 | Heat_EZ_Sch_1 | Cool_EZ_Sch_1 | Electric Storage_50-gallon | DHW_EZ_Sch_1 | 4 | 0.75 | 0 | Gas | Gas | Yes | Yes | Yes | 0 | Misc_Elec_EZ_Sch_1 | 0
4 Occupant_USA_PA_Pittsbur_Electric Storage_50-gallon | 4 | USA_PA_Pittsburgh.Intl.AP.725200_TMYx.2004-2018 | 0 | 1900 | 1 | 9 | 1.2 | 4-12 (Low-Moderate Slope) | Pre-Defined Construction | Wood-Framed - 2x6 - 24 in OC - R-19 Cavity |  | Pre-Defined Construction | Attic w R49 Cavity and Shingle Roof |  | Pre-Defined Construction | Vented Crawlspace - R19 Cavity Insulation | [6 empty] | 0.388 | 0.4 | No | 0.2 | 0.2 | 0.2 | 0.2 | 7 | Single Speed ASHP (7.5 HSPF2 14.3 SEER2) | Autosize |  |  |  |  | Electric |  |  | 35 | -30 |  |  | 0.075 | 4 | 0.075 | 4 | Heat_EZ_Sch_1 | Cool_EZ_Sch_1 | Electric Storage_50-gallon | DHW_EZ_Sch_1 | 4 | 0.75 | 0 | Gas | Gas | Yes | Yes | Yes | 0 | Misc_Elec_EZ_Sch_1 | 0
4 Occupant_USA_RI_Providen_Electric Storage_50-gallon | 4 | USA_RI_Providence-Green.Intl.State.AP.725070_TMYx.2004-2018 | 0 | 1900 | 1 | 9 | 1.2 | 4-12 (Low-Moderate Slope) | Pre-Defined Construction | Wood-Framed - 2x6 - 24 in OC - R-19 Cavity |  | Pre-Defined Construction | Attic w R49 Cavity and Shingle Roof |  | Pre-Defined Construction | Vented Crawlspace - R19 Cavity Insulation | [6 empty] | 0.388 | 0.4 | No | 0.2 | 0.2 | 0.2 | 0.2 | 7 | Single Speed ASHP (7.5 HSPF2 14.3 SEER2) | Autosize |  |  |  |  | Electric |  |  | 35 | -30 |  |  | 0.075 | 4 | 0.075 | 4 | Heat_EZ_Sch_1 | Cool_EZ_Sch_1 | Electric Storage_50-gallon | DHW_EZ_Sch_1 | 4 | 0.75 | 0 | Gas | Gas | Yes | Yes | Yes | 0 | Misc_Elec_EZ_Sch_1 | 0
4 Occupant_USA_SC_JB.Charl_Electric Storage_50-gallon | 4 | USA_SC_JB.Charleston-Charleston.Intl.AP.722080_TMYx.2004-2018 | 0 | 1900 | 1 | 9 | 1.2 | 4-12 (Low-Moderate Slope) | Pre-Defined Construction | Wood-Framed - 2x6 - 24 in OC - R-19 Cavity |  | Pre-Defined Construction | Attic w R49 Cavity and Shingle Roof |  | Pre-Defined Construction | Vented Crawlspace - R19 Cavity Insulation | [6 empty] | 0.388 | 0.4 | No | 0.2 | 0.2 | 0.2 | 0.2 | 7 | Single Speed ASHP (7.5 HSPF2 14.3 SEER2) | Autosize |  |  |  |  | Electric |  |  | 35 | -30 |  |  | 0.075 | 4 | 0.075 | 4 | Heat_EZ_Sch_1 | Cool_EZ_Sch_1 | Electric Storage_50-gallon | DHW_EZ_Sch_1 | 4 | 0.75 | 0 | Gas | Gas | Yes | Yes | Yes | 0 | Misc_Elec_EZ_Sch_1 | 0
4 Occupant_USA_SC_Columbia_Electric Storage_50-gallon | 4 | USA_SC_Columbia.Metro.AP.723100_TMYx.2004-2018 | 0 | 1900 | 1 | 9 | 1.2 | 4-12 (Low-Moderate Slope) | Pre-Defined Construction | Wood-Framed - 2x6 - 24 in OC - R-19 Cavity |  | Pre-Defined Construction | Attic w R49 Cavity and Shingle Roof |  | Pre-Defined Construction | Vented Crawlspace - R19 Cavity Insulation | [6 empty] | 0.388 | 0.4 | No | 0.2 | 0.2 | 0.2 | 0.2 | 7 | Single Speed ASHP (7.5 HSPF2 14.3 SEER2) | Autosize |  |  |  |  | Electric |  |  | 35 | -30 |  |  | 0.075 | 4 | 0.075 | 4 | Heat_EZ_Sch_1 | Cool_EZ_Sch_1 | Electric Storage_50-gallon | DHW_EZ_Sch_1 | 4 | 0.75 | 0 | Gas | Gas | Yes | Yes | Yes | 0 | Misc_Elec_EZ_Sch_1 | 0
4 Occupant_USA_SD_Yankton-_Electric Storage_50-gallon | 4 | USA_SD_Yankton-Gurney.Muni.AP.726525_TMYx.2004-2018 | 0 | 1900 | 1 | 9 | 1.2 | 4-12 (Low-Moderate Slope) | Pre-Defined Construction | Wood-Framed - 2x6 - 24 in OC - R-19 Cavity |  | Pre-Defined Construction | Attic w R49 Cavity and Shingle Roof |  | Pre-Defined Construction | Vented Crawlspace - R19 Cavity Insulation | [6 empty] | 0.388 | 0.4 | No | 0.2 | 0.2 | 0.2 | 0.2 | 7 | Single Speed ASHP (7.5 HSPF2 14.3 SEER2) | Autosize |  |  |  |  | Electric |  |  | 35 | -30 |  |  | 0.075 | 4 | 0.075 | 4 | Heat_EZ_Sch_1 | Cool_EZ_Sch_1 | Electric Storage_50-gallon | DHW_EZ_Sch_1 | 4 | 0.75 | 0 | Gas | Gas | Yes | Yes | Yes | 0 | Misc_Elec_EZ_Sch_1 | 0
4 Occupant_USA_SD_Sioux.Fa_Electric Storage_50-gallon | 4 | USA_SD_Sioux.Falls.Rgnl.AP-Foss.Field.726510_TMYx.2004-2018 | 0 | 1900 | 1 | 9 | 1.2 | 4-12 (Low-Moderate Slope) | Pre-Defined Construction | Wood-Framed - 2x6 - 24 in OC - R-19 Cavity |  | Pre-Defined Construction | Attic w R49 Cavity and Shingle Roof |  | Pre-Defined Construction | Vented Crawlspace - R19 Cavity Insulation | [6 empty] | 0.388 | 0.4 | No | 0.2 | 0.2 | 0.2 | 0.2 | 7 | Single Speed ASHP (7.5 HSPF2 14.3 SEER2) | Autosize |  |  |  |  | Electric |  |  | 35 | -30 |  |  | 0.075 | 4 | 0.075 | 4 | Heat_EZ_Sch_1 | Cool_EZ_Sch_1 | Electric Storage_50-gallon | DHW_EZ_Sch_1 | 4 | 0.75 | 0 | Gas | Gas | Yes | Yes | Yes | 0 | Misc_Elec_EZ_Sch_1 | 0
4 Occupant_USA_TN_Memphis._Electric Storage_50-gallon | 4 | USA_TN_Memphis.Intl.AP.723340_TMYx.2004-2018 | 0 | 1900 | 1 | 9 | 1.2 | 4-12 (Low-Moderate Slope) | Pre-Defined Construction | Wood-Framed - 2x6 - 24 in OC - R-19 Cavity |  | Pre-Defined Construction | Attic w R49 Cavity and Shingle Roof |  | Pre-Defined Construction | Vented Crawlspace - R19 Cavity Insulation | [6 empty] | 0.388 | 0.4 | No | 0.2 | 0.2 | 0.2 | 0.2 | 7 | Single Speed ASHP (7.5 HSPF2 14.3 SEER2) | Autosize |  |  |  |  | Electric |  |  | 35 | -30 |  |  | 0.075 | 4 | 0.075 | 4 | Heat_EZ_Sch_1 | Cool_EZ_Sch_1 | Electric Storage_50-gallon | DHW_EZ_Sch_1 | 4 | 0.75 | 0 | Gas | Gas | Yes | Yes | Yes | 0 | Misc_Elec_EZ_Sch_1 | 0
4 Occupant_USA_TN_Nashvill_Electric Storage_50-gallon | 4 | USA_TN_Nashville.Intl.AP.723270_TMYx.2004-2018 | 0 | 1900 | 1 | 9 | 1.2 | 4-12 (Low-Moderate Slope) | Pre-Defined Construction | Wood-Framed - 2x6 - 24 in OC - R-19 Cavity |  | Pre-Defined Construction | Attic w R49 Cavity and Shingle Roof |  | Pre-Defined Construction | Vented Crawlspace - R19 Cavity Insulation | [6 empty] | 0.388 | 0.4 | No | 0.2 | 0.2 | 0.2 | 0.2 | 7 | Single Speed ASHP (7.5 HSPF2 14.3 SEER2) | Autosize |  |  |  |  | Electric |  |  | 35 | -30 |  |  | 0.075 | 4 | 0.075 | 4 | Heat_EZ_Sch_1 | Cool_EZ_Sch_1 | Electric Storage_50-gallon | DHW_EZ_Sch_1 | 4 | 0.75 | 0 | Gas | Gas | Yes | Yes | Yes | 0 | Misc_Elec_EZ_Sch_1 | 0
4 Occupant_USA_TX_Austin-C_Electric Storage_50-gallon | 4 | USA_TX_Austin-Camp.Mabry.ANGB.722544_TMYx.2004-2018 | 0 | 1900 | 1 | 9 | 1.2 | 4-12 (Low-Moderate Slope) | Pre-Defined Construction | Wood-Framed - 2x6 - 24 in OC - R-19 Cavity |  | Pre-Defined Construction | Attic w R49 Cavity and Shingle Roof |  | Pre-Defined Construction | Vented Crawlspace - R19 Cavity Insulation | [6 empty] | 0.388 | 0.4 | No | 0.2 | 0.2 | 0.2 | 0.2 | 7 | Single Speed ASHP (7.5 HSPF2 14.3 SEER2) | Autosize |  |  |  |  | Electric |  |  | 35 | -30 |  |  | 0.075 | 4 | 0.075 | 4 | Heat_EZ_Sch_1 | Cool_EZ_Sch_1 | Electric Storage_50-gallon | DHW_EZ_Sch_1 | 4 | 0.75 | 0 | Gas | Gas | Yes | Yes | Yes | 0 | Misc_Elec_EZ_Sch_1 | 0
4 Occupant_USA_TX_Dallas-F_Electric Storage_50-gallon | 4 | USA_TX_Dallas-Fort.Worth.Intl.AP.722590_TMYx.2004-2018 | 0 | 1900 | 1 | 9 | 1.2 | 4-12 (Low-Moderate Slope) | Pre-Defined Construction | Wood-Framed - 2x6 - 24 in OC - R-19 Cavity |  | Pre-Defined Construction | Attic w R49 Cavity and Shingle Roof |  | Pre-Defined Construction | Vented Crawlspace - R19 Cavity Insulation | [6 empty] | 0.388 | 0.4 | No | 0.2 | 0.2 | 0.2 | 0.2 | 7 | Single Speed ASHP (7.5 HSPF2 14.3 SEER2) | Autosize |  |  |  |  | Electric |  |  | 35 | -30 |  |  | 0.075 | 4 | 0.075 | 4 | Heat_EZ_Sch_1 | Cool_EZ_Sch_1 | Electric Storage_50-gallon | DHW_EZ_Sch_1 | 4 | 0.75 | 0 | Gas | Gas | Yes | Yes | Yes | 0 | Misc_Elec_EZ_Sch_1 | 0
4 Occupant_USA_TX_Houston-_Electric Storage_50-gallon | 4 | USA_TX_Houston-Ellington.AP.722436_TMYx.2004-2018 | 0 | 1900 | 1 | 9 | 1.2 | 4-12 (Low-Moderate Slope) | Pre-Defined Construction | Wood-Framed - 2x6 - 24 in OC - R-19 Cavity |  | Pre-Defined Construction | Attic w R49 Cavity and Shingle Roof |  | Pre-Defined Construction | Vented Crawlspace - R19 Cavity Insulation | [6 empty] | 0.388 | 0.4 | No | 0.2 | 0.2 | 0.2 | 0.2 | 7 | Single Speed ASHP (7.5 HSPF2 14.3 SEER2) | Autosize |  |  |  |  | Electric |  |  | 35 | -30 |  |  | 0.075 | 4 | 0.075 | 4 | Heat_EZ_Sch_1 | Cool_EZ_Sch_1 | Electric Storage_50-gallon | DHW_EZ_Sch_1 | 4 | 0.75 | 0 | Gas | Gas | Yes | Yes | Yes | 0 | Misc_Elec_EZ_Sch_1 | 0
4 Occupant_USA_TX_Lubbock._Electric Storage_50-gallon | 4 | USA_TX_Lubbock.Smith.Intl.AP.722670_TMYx.2004-2018 | 0 | 1900 | 1 | 9 | 1.2 | 4-12 (Low-Moderate Slope) | Pre-Defined Construction | Wood-Framed - 2x6 - 24 in OC - R-19 Cavity |  | Pre-Defined Construction | Attic w R49 Cavity and Shingle Roof |  | Pre-Defined Construction | Vented Crawlspace - R19 Cavity Insulation | [6 empty] | 0.388 | 0.4 | No | 0.2 | 0.2 | 0.2 | 0.2 | 7 | Single Speed ASHP (7.5 HSPF2 14.3 SEER2) | Autosize |  |  |  |  | Electric |  |  | 35 | -30 |  |  | 0.075 | 4 | 0.075 | 4 | Heat_EZ_Sch_1 | Cool_EZ_Sch_1 | Electric Storage_50-gallon | DHW_EZ_Sch_1 | 4 | 0.75 | 0 | Gas | Gas | Yes | Yes | Yes | 0 | Misc_Elec_EZ_Sch_1 | 0
4 Occupant_USA_TX_San.Anto_Electric Storage_50-gallon | 4 | USA_TX_San.Antonio.Intl.AP.722530_TMYx.2004-2018 | 0 | 1900 | 1 | 9 | 1.2 | 4-12 (Low-Moderate Slope) | Pre-Defined Construction | Wood-Framed - 2x6 - 24 in OC - R-19 Cavity |  | Pre-Defined Construction | Attic w R49 Cavity and Shingle Roof |  | Pre-Defined Construction | Vented Crawlspace - R19 Cavity Insulation | [6 empty] | 0.388 | 0.4 | No | 0.2 | 0.2 | 0.2 | 0.2 | 7 | Single Speed ASHP (7.5 HSPF2 14.3 SEER2) | Autosize |  |  |  |  | Electric |  |  | 35 | -30 |  |  | 0.075 | 4 | 0.075 | 4 | Heat_EZ_Sch_1 | Cool_EZ_Sch_1 | Electric Storage_50-gallon | DHW_EZ_Sch_1 | 4 | 0.75 | 0 | Gas | Gas | Yes | Yes | Yes | 0 | Misc_Elec_EZ_Sch_1 | 0
4 Occupant_USA_UT_Salt.Lak_Electric Storage_50-gallon | 4 | USA_UT_Salt.Lake.City.Intl.AP.725720_TMYx.2004-2018 | 0 | 1900 | 1 | 9 | 1.2 | 4-12 (Low-Moderate Slope) | Pre-Defined Construction | Wood-Framed - 2x6 - 24 in OC - R-19 Cavity |  | Pre-Defined Construction | Attic w R49 Cavity and Shingle Roof |  | Pre-Defined Construction | Vented Crawlspace - R19 Cavity Insulation | [6 empty] | 0.388 | 0.4 | No | 0.2 | 0.2 | 0.2 | 0.2 | 7 | Single Speed ASHP (7.5 HSPF2 14.3 SEER2) | Autosize |  |  |  |  | Electric |  |  | 35 | -30 |  |  | 0.075 | 4 | 0.075 | 4 | Heat_EZ_Sch_1 | Cool_EZ_Sch_1 | Electric Storage_50-gallon | DHW_EZ_Sch_1 | 4 | 0.75 | 0 | Gas | Gas | Yes | Yes | Yes | 0 | Misc_Elec_EZ_Sch_1 | 0
4 Occupant_USA_UT_St.Georg_Electric Storage_50-gallon | 4 | USA_UT_St.George.Rgnl.AP.724754_TMYx.2004-2018 | 0 | 1900 | 1 | 9 | 1.2 | 4-12 (Low-Moderate Slope) | Pre-Defined Construction | Wood-Framed - 2x6 - 24 in OC - R-19 Cavity |  | Pre-Defined Construction | Attic w R49 Cavity and Shingle Roof |  | Pre-Defined Construction | Vented Crawlspace - R19 Cavity Insulation | [6 empty] | 0.388 | 0.4 | No | 0.2 | 0.2 | 0.2 | 0.2 | 7 | Single Speed ASHP (7.5 HSPF2 14.3 SEER2) | Autosize |  |  |  |  | Electric |  |  | 35 | -30 |  |  | 0.075 | 4 | 0.075 | 4 | Heat_EZ_Sch_1 | Cool_EZ_Sch_1 | Electric Storage_50-gallon | DHW_EZ_Sch_1 | 4 | 0.75 | 0 | Gas | Gas | Yes | Yes | Yes | 0 | Misc_Elec_EZ_Sch_1 | 0
4 Occupant_USA_UT_Vernal.R_Electric Storage_50-gallon | 4 | USA_UT_Vernal.Rgnl.AP.725705_TMYx.2004-2018 | 0 | 1900 | 1 | 9 | 1.2 | 4-12 (Low-Moderate Slope) | Pre-Defined Construction | Wood-Framed - 2x6 - 24 in OC - R-19 Cavity |  | Pre-Defined Construction | Attic w R49 Cavity and Shingle Roof |  | Pre-Defined Construction | Vented Crawlspace - R19 Cavity Insulation | [6 empty] | 0.388 | 0.4 | No | 0.2 | 0.2 | 0.2 | 0.2 | 7 | Single Speed ASHP (7.5 HSPF2 14.3 SEER2) | Autosize |  |  |  |  | Electric |  |  | 35 | -30 |  |  | 0.075 | 4 | 0.075 | 4 | Heat_EZ_Sch_1 | Cool_EZ_Sch_1 | Electric Storage_50-gallon | DHW_EZ_Sch_1 | 4 | 0.75 | 0 | Gas | Gas | Yes | Yes | Yes | 0 | Misc_Elec_EZ_Sch_1 | 0
4 Occupant_USA_VA_Norfolk._Electric Storage_50-gallon | 4 | USA_VA_Norfolk.Intl.AP.723080_TMYx.2004-2018 | 0 | 1900 | 1 | 9 | 1.2 | 4-12 (Low-Moderate Slope) | Pre-Defined Construction | Wood-Framed - 2x6 - 24 in OC - R-19 Cavity |  | Pre-Defined Construction | Attic w R49 Cavity and Shingle Roof |  | Pre-Defined Construction | Vented Crawlspace - R19 Cavity Insulation | [6 empty] | 0.388 | 0.4 | No | 0.2 | 0.2 | 0.2 | 0.2 | 7 | Single Speed ASHP (7.5 HSPF2 14.3 SEER2) | Autosize |  |  |  |  | Electric |  |  | 35 | -30 |  |  | 0.075 | 4 | 0.075 | 4 | Heat_EZ_Sch_1 | Cool_EZ_Sch_1 | Electric Storage_50-gallon | DHW_EZ_Sch_1 | 4 | 0.75 | 0 | Gas | Gas | Yes | Yes | Yes | 0 | Misc_Elec_EZ_Sch_1 | 0
4 Occupant_USA_VT_Burlingt_Electric Storage_50-gallon | 4 | USA_VT_Burlington.Intl.AP.726170_TMYx.2004-2018 | 0 | 1900 | 1 | 9 | 1.2 | 4-12 (Low-Moderate Slope) | Pre-Defined Construction | Wood-Framed - 2x6 - 24 in OC - R-19 Cavity |  | Pre-Defined Construction | Attic w R49 Cavity and Shingle Roof |  | Pre-Defined Construction | Vented Crawlspace - R19 Cavity Insulation | [6 empty] | 0.388 | 0.4 | No | 0.2 | 0.2 | 0.2 | 0.2 | 7 | Single Speed ASHP (7.5 HSPF2 14.3 SEER2) | Autosize |  |  |  |  | Electric |  |  | 35 | -30 |  |  | 0.075 | 4 | 0.075 | 4 | Heat_EZ_Sch_1 | Cool_EZ_Sch_1 | Electric Storage_50-gallon | DHW_EZ_Sch_1 | 4 | 0.75 | 0 | Gas | Gas | Yes | Yes | Yes | 0 | Misc_Elec_EZ_Sch_1 | 0
4 Occupant_USA_WA_Seattle-_Electric Storage_50-gallon | 4 | USA_WA_Seattle-Tacoma.Intl.AP.727930_TMYx.2004-2018 | 0 | 1900 | 1 | 9 | 1.2 | 4-12 (Low-Moderate Slope) | Pre-Defined Construction | Wood-Framed - 2x6 - 24 in OC - R-19 Cavity |  | Pre-Defined Construction | Attic w R49 Cavity and Shingle Roof |  | Pre-Defined Construction | Vented Crawlspace - R19 Cavity Insulation | [6 empty] | 0.388 | 0.4 | No | 0.2 | 0.2 | 0.2 | 0.2 | 7 | Single Speed ASHP (7.5 HSPF2 14.3 SEER2) | Autosize |  |  |  |  | Electric |  |  | 35 | -30 |  |  | 0.075 | 4 | 0.075 | 4 | Heat_EZ_Sch_1 | Cool_EZ_Sch_1 | Electric Storage_50-gallon | DHW_EZ_Sch_1 | 4 | 0.75 | 0 | Gas | Gas | Yes | Yes | Yes | 0 | Misc_Elec_EZ_Sch_1 | 0
4 Occupant_USA_WA_Spokane._Electric Storage_50-gallon | 4 | USA_WA_Spokane.Intl.AP.727850_TMYx.2004-2018 | 0 | 1900 | 1 | 9 | 1.2 | 4-12 (Low-Moderate Slope) | Pre-Defined Construction | Wood-Framed - 2x6 - 24 in OC - R-19 Cavity |  | Pre-Defined Construction | Attic w R49 Cavity and Shingle Roof |  | Pre-Defined Construction | Vented Crawlspace - R19 Cavity Insulation | [6 empty] | 0.388 | 0.4 | No | 0.2 | 0.2 | 0.2 | 0.2 | 7 | Single Speed ASHP (7.5 HSPF2 14.3 SEER2) | Autosize |  |  |  |  | Electric |  |  | 35 | -30 |  |  | 0.075 | 4 | 0.075 | 4 | Heat_EZ_Sch_1 | Cool_EZ_Sch_1 | Electric Storage_50-gallon | DHW_EZ_Sch_1 | 4 | 0.75 | 0 | Gas | Gas | Yes | Yes | Yes | 0 | Misc_Elec_EZ_Sch_1 | 0
4 Occupant_USA_WI_Milwauke_Electric Storage_50-gallon | 4 | USA_WI_Milwaukee-Mitchell.Intl.AP.726400_TMYx.2004-2018 | 0 | 1900 | 1 | 9 | 1.2 | 4-12 (Low-Moderate Slope) | Pre-Defined Construction | Wood-Framed - 2x6 - 24 in OC - R-19 Cavity |  | Pre-Defined Construction | Attic w R49 Cavity and Shingle Roof |  | Pre-Defined Construction | Vented Crawlspace - R19 Cavity Insulation | [6 empty] | 0.388 | 0.4 | No | 0.2 | 0.2 | 0.2 | 0.2 | 7 | Single Speed ASHP (7.5 HSPF2 14.3 SEER2) | Autosize |  |  |  |  | Electric |  |  | 35 | -30 |  |  | 0.075 | 4 | 0.075 | 4 | Heat_EZ_Sch_1 | Cool_EZ_Sch_1 | Electric Storage_50-gallon | DHW_EZ_Sch_1 | 4 | 0.75 | 0 | Gas | Gas | Yes | Yes | Yes | 0 | Misc_Elec_EZ_Sch_1 | 0
4 Occupant_USA_WI_Rhinelan_Electric Storage_50-gallon | 4 | USA_WI_Rhinelander-Oneida.County.AP.727415_TMYx.2004-2018 | 0 | 1900 | 1 | 9 | 1.2 | 4-12 (Low-Moderate Slope) | Pre-Defined Construction | Wood-Framed - 2x6 - 24 in OC - R-19 Cavity |  | Pre-Defined Construction | Attic w R49 Cavity and Shingle Roof |  | Pre-Defined Construction | Vented Crawlspace - R19 Cavity Insulation | [6 empty] | 0.388 | 0.4 | No | 0.2 | 0.2 | 0.2 | 0.2 | 7 | Single Speed ASHP (7.5 HSPF2 14.3 SEER2) | Autosize |  |  |  |  | Electric |  |  | 35 | -30 |  |  | 0.075 | 4 | 0.075 | 4 | Heat_EZ_Sch_1 | Cool_EZ_Sch_1 | Electric Storage_50-gallon | DHW_EZ_Sch_1 | 4 | 0.75 | 0 | Gas | Gas | Yes | Yes | Yes | 0 | Misc_Elec_EZ_Sch_1 | 0
4 Occupant_USA_WV_Charlest_Electric Storage_50-gallon | 4 | USA_WV_Charleston-Yeager.AP.724140_TMYx.2004-2018 | 0 | 1900 | 1 | 9 | 1.2 | 4-12 (Low-Moderate Slope) | Pre-Defined Construction | Wood-Framed - 2x6 - 24 in OC - R-19 Cavity |  | Pre-Defined Construction | Attic w R49 Cavity and Shingle Roof |  | Pre-Defined Construction | Vented Crawlspace - R19 Cavity Insulation | [6 empty] | 0.388 | 0.4 | No | 0.2 | 0.2 | 0.2 | 0.2 | 7 | Single Speed ASHP (7.5 HSPF2 14.3 SEER2) | Autosize |  |  |  |  | Electric |  |  | 35 | -30 |  |  | 0.075 | 4 | 0.075 | 4 | Heat_EZ_Sch_1 | Cool_EZ_Sch_1 | Electric Storage_50-gallon | DHW_EZ_Sch_1 | 4 | 0.75 | 0 | Gas | Gas | Yes | Yes | Yes | 0 | Misc_Elec_EZ_Sch_1 | 0
4 Occupant_USA_WV_Morganto_Electric Storage_50-gallon | 4 | USA_WV_Morgantown.Muni.AP-Hart.Field.724176_TMYx.2004-2018 | 0 | 1900 | 1 | 9 | 1.2 | 4-12 (Low-Moderate Slope) | Pre-Defined Construction | Wood-Framed - 2x6 - 24 in OC - R-19 Cavity |  | Pre-Defined Construction | Attic w R49 Cavity and Shingle Roof |  | Pre-Defined Construction | Vented Crawlspace - R19 Cavity Insulation | [6 empty] | 0.388 | 0.4 | No | 0.2 | 0.2 | 0.2 | 0.2 | 7 | Single Speed ASHP (7.5 HSPF2 14.3 SEER2) | Autosize |  |  |  |  | Electric |  |  | 35 | -30 |  |  | 0.075 | 4 | 0.075 | 4 | Heat_EZ_Sch_1 | Cool_EZ_Sch_1 | Electric Storage_50-gallon | DHW_EZ_Sch_1 | 4 | 0.75 | 0 | Gas | Gas | Yes | Yes | Yes | 0 | Misc_Elec_EZ_Sch_1 | 0
4 Occupant_USA_WY_Cheyenne_Electric Storage_50-gallon | 4 | USA_WY_Cheyenne.Rgnl.AP.725640_TMYx.2004-2018 | 0 | 1900 | 1 | 9 | 1.2 | 4-12 (Low-Moderate Slope) | Pre-Defined Construction | Wood-Framed - 2x6 - 24 in OC - R-19 Cavity |  | Pre-Defined Construction | Attic w R49 Cavity and Shingle Roof |  | Pre-Defined Construction | Vented Crawlspace - R19 Cavity Insulation | [6 empty] | 0.388 | 0.4 | No | 0.2 | 0.2 | 0.2 | 0.2 | 7 | Single Speed ASHP (7.5 HSPF2 14.3 SEER2) | Autosize |  |  |  |  | Electric |  |  | 35 | -30 |  |  | 0.075 | 4 | 0.075 | 4 | Heat_EZ_Sch_1 | Cool_EZ_Sch_1 | Electric Storage_50-gallon | DHW_EZ_Sch_1 | 4 | 0.75 | 0 | Gas | Gas | Yes | Yes | Yes | 0 | Misc_Elec_EZ_Sch_1 | 0
4 Occupant_USA_WY_Jackson._Electric Storage_50-gallon | 4 | USA_WY_Jackson.Hole.AP.725776_TMYx.2004-2018 | 0 | 1900 | 1 | 9 | 1.2 | 4-12 (Low-Moderate Slope) | Pre-Defined Construction | Wood-Framed - 2x6 - 24 in OC - R-19 Cavity |  | Pre-Defined Construction | Attic w R49 Cavity and Shingle Roof |  | Pre-Defined Construction | Vented Crawlspace - R19 Cavity Insulation | [6 empty] | 0.388 | 0.4 | No | 0.2 | 0.2 | 0.2 | 0.2 | 7 | Single Speed ASHP (7.5 HSPF2 14.3 SEER2) | Autosize |  |  |  |  | Electric |  |  | 35 | -30 |  |  | 0.075 | 4 | 0.075 | 4 | Heat_EZ_Sch_1 | Cool_EZ_Sch_1 | Electric Storage_50-gallon | DHW_EZ_Sch_1 | 4 | 0.75 | 0 | Gas | Gas | Yes | Yes | Yes | 0 | Misc_Elec_EZ_Sch_1 | 0
5 Occupant_USA_AL_Birmingh_Electric Storage_50-gallon | 4 | USA_AL_Birmingham-Shuttlesworth.Intl.AP.722280_TMYx.2004-2018 | 0 | 1900 | 1 | 9 | 1.2 | 4-12 (Low-Moderate Slope) | Pre-Defined Construction | Wood-Framed - 2x6 - 24 in OC - R-19 Cavity | 8.3333 | Pre-Defined Construction | Attic w R49 Cavity and Shingle Roof | 9.0909 | Pre-Defined Construction | Vented Crawlspace - R19 Cavity Insulation | Vented Crawlspace | 4.3478 | 0 | 0 | 0 | 1.75 | 0.388 | 0.4 | No | 0.2 | 0.2 | 0.2 | 0.2 | 7 | Single Speed ASHP (7.5 HSPF2 14.3 SEER2) | Autosize | kW | 20 | ton | 3.4393 | Electric | kW | 15 | 35 | -30 | 0 | 0.8 | 0.075 | 4 | 0.075 | 4 | Heat_EZ_Sch_1 | Cool_EZ_Sch_1 | Electric Storage_50-gallon | DHW_EZ_Sch_1 | 5 | 0.75 | 0 | Gas | Gas | Yes | Yes | Yes | 0 | Misc_Elec_EZ_Sch_1 | 0
5 Occupant_USA_AL_Mobile.R_Electric Storage_50-gallon | 4 | USA_AL_Mobile.Rgnl.AP-Bates.Field.722230_TMYx.2004-2018 | 0 | 1900 | 1 | 9 | 1.2 | 4-12 (Low-Moderate Slope) | Pre-Defined Construction | Wood-Framed - 2x6 - 24 in OC - R-19 Cavity |  | Pre-Defined Construction | Attic w R49 Cavity and Shingle Roof |  | Pre-Defined Construction | Vented Crawlspace - R19 Cavity Insulation | [6 empty] | 0.388 | 0.4 | No | 0.2 | 0.2 | 0.2 | 0.2 | 7 | Single Speed ASHP (7.5 HSPF2 14.3 SEER2) | Autosize |  |  |  |  | Electric |  |  | 35 | -30 |  |  | 0.075 | 4 | 0.075 | 4 | Heat_EZ_Sch_1 | Cool_EZ_Sch_1 | Electric Storage_50-gallon | DHW_EZ_Sch_1 | 5 | 0.75 | 0 | Gas | Gas | Yes | Yes | Yes | 0 | Misc_Elec_EZ_Sch_1 | 0
5 Occupant_USA_AR_Fayettev_Electric Storage_50-gallon | 4 | USA_AR_Fayetteville.Exec.AP-Drake.Field.723445_TMYx.2004-2018 | 0 | 1900 | 1 | 9 | 1.2 | 4-12 (Low-Moderate Slope) | Pre-Defined Construction | Wood-Framed - 2x6 - 24 in OC - R-19 Cavity |  | Pre-Defined Construction | Attic w R49 Cavity and Shingle Roof |  | Pre-Defined Construction | Vented Crawlspace - R19 Cavity Insulation | [6 empty] | 0.388 | 0.4 | No | 0.2 | 0.2 | 0.2 | 0.2 | 7 | Single Speed ASHP (7.5 HSPF2 14.3 SEER2) | Autosize |  |  |  |  | Electric |  |  | 35 | -30 |  |  | 0.075 | 4 | 0.075 | 4 | Heat_EZ_Sch_1 | Cool_EZ_Sch_1 | Electric Storage_50-gallon | DHW_EZ_Sch_1 | 5 | 0.75 | 0 | Gas | Gas | Yes | Yes | Yes | 0 | Misc_Elec_EZ_Sch_1 | 0
5 Occupant_USA_AR_Little.R_Electric Storage_50-gallon | 4 | USA_AR_Little.Rock.AFB.723405_TMYx.2004-2018 | 0 | 1900 | 1 | 9 | 1.2 | 4-12 (Low-Moderate Slope) | Pre-Defined Construction | Wood-Framed - 2x6 - 24 in OC - R-19 Cavity |  | Pre-Defined Construction | Attic w R49 Cavity and Shingle Roof |  | Pre-Defined Construction | Vented Crawlspace - R19 Cavity Insulation | [6 empty] | 0.388 | 0.4 | No | 0.2 | 0.2 | 0.2 | 0.2 | 7 | Single Speed ASHP (7.5 HSPF2 14.3 SEER2) | Autosize |  |  |  |  | Electric |  |  | 35 | -30 |  |  | 0.075 | 4 | 0.075 | 4 | Heat_EZ_Sch_1 | Cool_EZ_Sch_1 | Electric Storage_50-gallon | DHW_EZ_Sch_1 | 5 | 0.75 | 0 | Gas | Gas | Yes | Yes | Yes | 0 | Misc_Elec_EZ_Sch_1 | 0
5 Occupant_USA_AZ_Flagstaf_Electric Storage_50-gallon | 4 | USA_AZ_Flagstaff.Pulliam.AP.723750_TMYx.2004-2018 | 0 | 1900 | 1 | 9 | 1.2 | 4-12 (Low-Moderate Slope) | Pre-Defined Construction | Wood-Framed - 2x6 - 24 in OC - R-19 Cavity |  | Pre-Defined Construction | Attic w R49 Cavity and Shingle Roof |  | Pre-Defined Construction | Vented Crawlspace - R19 Cavity Insulation | [6 empty] | 0.388 | 0.4 | No | 0.2 | 0.2 | 0.2 | 0.2 | 7 | Single Speed ASHP (7.5 HSPF2 14.3 SEER2) | Autosize |  |  |  |  | Electric |  |  | 35 | -30 |  |  | 0.075 | 4 | 0.075 | 4 | Heat_EZ_Sch_1 | Cool_EZ_Sch_1 | Electric Storage_50-gallon | DHW_EZ_Sch_1 | 5 | 0.75 | 0 | Gas | Gas | Yes | Yes | Yes | 0 | Misc_Elec_EZ_Sch_1 | 0
5 Occupant_USA_AZ_Kingman._Electric Storage_50-gallon | 4 | USA_AZ_Kingman.AP.723700_TMYx.2004-2018 | 0 | 1900 | 1 | 9 | 1.2 | 4-12 (Low-Moderate Slope) | Pre-Defined Construction | Wood-Framed - 2x6 - 24 in OC - R-19 Cavity |  | Pre-Defined Construction | Attic w R49 Cavity and Shingle Roof |  | Pre-Defined Construction | Vented Crawlspace - R19 Cavity Insulation | [6 empty] | 0.388 | 0.4 | No | 0.2 | 0.2 | 0.2 | 0.2 | 7 | Single Speed ASHP (7.5 HSPF2 14.3 SEER2) | Autosize |  |  |  |  | Electric |  |  | 35 | -30 |  |  | 0.075 | 4 | 0.075 | 4 | Heat_EZ_Sch_1 | Cool_EZ_Sch_1 | Electric Storage_50-gallon | DHW_EZ_Sch_1 | 5 | 0.75 | 0 | Gas | Gas | Yes | Yes | Yes | 0 | Misc_Elec_EZ_Sch_1 | 0
5 Occupant_USA_AZ_Phoenix-_Electric Storage_50-gallon | 4 | USA_AZ_Phoenix-Sky.Harbor.Intl.AP.722780_TMYx.2004-2018 | 0 | 1900 | 1 | 9 | 1.2 | 4-12 (Low-Moderate Slope) | Pre-Defined Construction | Wood-Framed - 2x6 - 24 in OC - R-19 Cavity |  | Pre-Defined Construction | Attic w R49 Cavity and Shingle Roof |  | Pre-Defined Construction | Vented Crawlspace - R19 Cavity Insulation | [6 empty] | 0.388 | 0.4 | No | 0.2 | 0.2 | 0.2 | 0.2 | 7 | Single Speed ASHP (7.5 HSPF2 14.3 SEER2) | Autosize |  |  |  |  | Electric |  |  | 35 | -30 |  |  | 0.075 | 4 | 0.075 | 4 | Heat_EZ_Sch_1 | Cool_EZ_Sch_1 | Electric Storage_50-gallon | DHW_EZ_Sch_1 | 5 | 0.75 | 0 | Gas | Gas | Yes | Yes | Yes | 0 | Misc_Elec_EZ_Sch_1 | 0
5 Occupant_USA_AZ_Prescott_Electric Storage_50-gallon | 4 | USA_AZ_Prescott.Muni.AP-Love.Field.723723_TMYx.2004-2018 | 0 | 1900 | 1 | 9 | 1.2 | 4-12 (Low-Moderate Slope) | Pre-Defined Construction | Wood-Framed - 2x6 - 24 in OC - R-19 Cavity |  | Pre-Defined Construction | Attic w R49 Cavity and Shingle Roof |  | Pre-Defined Construction | Vented Crawlspace - R19 Cavity Insulation | [6 empty] | 0.388 | 0.4 | No | 0.2 | 0.2 | 0.2 | 0.2 | 7 | Single Speed ASHP (7.5 HSPF2 14.3 SEER2) | Autosize |  |  |  |  | Electric |  |  | 35 | -30 |  |  | 0.075 | 4 | 0.075 | 4 | Heat_EZ_Sch_1 | Cool_EZ_Sch_1 | Electric Storage_50-gallon | DHW_EZ_Sch_1 | 5 | 0.75 | 0 | Gas | Gas | Yes | Yes | Yes | 0 | Misc_Elec_EZ_Sch_1 | 0
5 Occupant_USA_CA_Bakersfi_Electric Storage_50-gallon | 4 | USA_CA_Bakersfield-Meadows.Field.AP.723840_TMYx.2004-2018 | 0 | 1900 | 1 | 9 | 1.2 | 4-12 (Low-Moderate Slope) | Pre-Defined Construction | Wood-Framed - 2x6 - 24 in OC - R-19 Cavity |  | Pre-Defined Construction | Attic w R49 Cavity and Shingle Roof |  | Pre-Defined Construction | Vented Crawlspace - R19 Cavity Insulation | [6 empty] | 0.388 | 0.4 | No | 0.2 | 0.2 | 0.2 | 0.2 | 7 | Single Speed ASHP (7.5 HSPF2 14.3 SEER2) | Autosize |  |  |  |  | Electric |  |  | 35 | -30 |  |  | 0.075 | 4 | 0.075 | 4 | Heat_EZ_Sch_1 | Cool_EZ_Sch_1 | Electric Storage_50-gallon | DHW_EZ_Sch_1 | 5 | 0.75 | 0 | Gas | Gas | Yes | Yes | Yes | 0 | Misc_Elec_EZ_Sch_1 | 0
5 Occupant_USA_CA_Bishop-E_Electric Storage_50-gallon | 4 | USA_CA_Bishop-Eastern.Sierra.Rgnl.AP.724800_TMYx.2004-2018 | 0 | 1900 | 1 | 9 | 1.2 | 4-12 (Low-Moderate Slope) | Pre-Defined Construction | Wood-Framed - 2x6 - 24 in OC - R-19 Cavity |  | Pre-Defined Construction | Attic w R49 Cavity and Shingle Roof |  | Pre-Defined Construction | Vented Crawlspace - R19 Cavity Insulation | [6 empty] | 0.388 | 0.4 | No | 0.2 | 0.2 | 0.2 | 0.2 | 7 | Single Speed ASHP (7.5 HSPF2 14.3 SEER2) | Autosize |  |  |  |  | Electric |  |  | 35 | -30 |  |  | 0.075 | 4 | 0.075 | 4 | Heat_EZ_Sch_1 | Cool_EZ_Sch_1 | Electric Storage_50-gallon | DHW_EZ_Sch_1 | 5 | 0.75 | 0 | Gas | Gas | Yes | Yes | Yes | 0 | Misc_Elec_EZ_Sch_1 | 0
5 Occupant_USA_CA_Crescent_Electric Storage_50-gallon | 4 | USA_CA_Crescent.City-Del.Norte.County.Rgnl.AP.725946_TMYx.2004-2018 | 0 | 1900 | 1 | 9 | 1.2 | 4-12 (Low-Moderate Slope) | Pre-Defined Construction | Wood-Framed - 2x6 - 24 in OC - R-19 Cavity |  | Pre-Defined Construction | Attic w R49 Cavity and Shingle Roof |  | Pre-Defined Construction | Vented Crawlspace - R19 Cavity Insulation | [6 empty] | 0.388 | 0.4 | No | 0.2 | 0.2 | 0.2 | 0.2 | 7 | Single Speed ASHP (7.5 HSPF2 14.3 SEER2) | Autosize |  |  |  |  | Electric |  |  | 35 | -30 |  |  | 0.075 | 4 | 0.075 | 4 | Heat_EZ_Sch_1 | Cool_EZ_Sch_1 | Electric Storage_50-gallon | DHW_EZ_Sch_1 | 5 | 0.75 | 0 | Gas | Gas | Yes | Yes | Yes | 0 | Misc_Elec_EZ_Sch_1 | 0
5 Occupant_USA_CA_Imperial_Electric Storage_50-gallon | 4 | USA_CA_Imperial.County.AP.747185_TMYx.2004-2018 | 0 | 1900 | 1 | 9 | 1.2 | 4-12 (Low-Moderate Slope) | Pre-Defined Construction | Wood-Framed - 2x6 - 24 in OC - R-19 Cavity |  | Pre-Defined Construction | Attic w R49 Cavity and Shingle Roof |  | Pre-Defined Construction | Vented Crawlspace - R19 Cavity Insulation | [6 empty] | 0.388 | 0.4 | No | 0.2 | 0.2 | 0.2 | 0.2 | 7 | Single Speed ASHP (7.5 HSPF2 14.3 SEER2) | Autosize |  |  |  |  | Electric |  |  | 35 | -30 |  |  | 0.075 | 4 | 0.075 | 4 | Heat_EZ_Sch_1 | Cool_EZ_Sch_1 | Electric Storage_50-gallon | DHW_EZ_Sch_1 | 5 | 0.75 | 0 | Gas | Gas | Yes | Yes | Yes | 0 | Misc_Elec_EZ_Sch_1 | 0
5 Occupant_USA_CA_Los.Ange_Electric Storage_50-gallon | 4 | USA_CA_Los.Angeles.Intl.AP.722950_TMYx.2004-2018 | 0 | 1900 | 1 | 9 | 1.2 | 4-12 (Low-Moderate Slope) | Pre-Defined Construction | Wood-Framed - 2x6 - 24 in OC - R-19 Cavity |  | Pre-Defined Construction | Attic w R49 Cavity and Shingle Roof |  | Pre-Defined Construction | Vented Crawlspace - R19 Cavity Insulation | [6 empty] | 0.388 | 0.4 | No | 0.2 | 0.2 | 0.2 | 0.2 | 7 | Single Speed ASHP (7.5 HSPF2 14.3 SEER2) | Autosize |  |  |  |  | Electric |  |  | 35 | -30 |  |  | 0.075 | 4 | 0.075 | 4 | Heat_EZ_Sch_1 | Cool_EZ_Sch_1 | Electric Storage_50-gallon | DHW_EZ_Sch_1 | 5 | 0.75 | 0 | Gas | Gas | Yes | Yes | Yes | 0 | Misc_Elec_EZ_Sch_1 | 0
5 Occupant_USA_CA_Riversid_Electric Storage_50-gallon | 4 | USA_CA_Riverside.Muni.AP.722869_TMYx.2004-2018 | 0 | 1900 | 1 | 9 | 1.2 | 4-12 (Low-Moderate Slope) | Pre-Defined Construction | Wood-Framed - 2x6 - 24 in OC - R-19 Cavity |  | Pre-Defined Construction | Attic w R49 Cavity and Shingle Roof |  | Pre-Defined Construction | Vented Crawlspace - R19 Cavity Insulation | [6 empty] | 0.388 | 0.4 | No | 0.2 | 0.2 | 0.2 | 0.2 | 7 | Single Speed ASHP (7.5 HSPF2 14.3 SEER2) | Autosize |  |  |  |  | Electric |  |  | 35 | -30 |  |  | 0.075 | 4 | 0.075 | 4 | Heat_EZ_Sch_1 | Cool_EZ_Sch_1 | Electric Storage_50-gallon | DHW_EZ_Sch_1 | 5 | 0.75 | 0 | Gas | Gas | Yes | Yes | Yes | 0 | Misc_Elec_EZ_Sch_1 | 0
5 Occupant_USA_CA_Sacramen_Electric Storage_50-gallon | 4 | USA_CA_Sacramento.Intl.AP.724839_TMYx.2004-2018 | 0 | 1900 | 1 | 9 | 1.2 | 4-12 (Low-Moderate Slope) | Pre-Defined Construction | Wood-Framed - 2x6 - 24 in OC - R-19 Cavity |  | Pre-Defined Construction | Attic w R49 Cavity and Shingle Roof |  | Pre-Defined Construction | Vented Crawlspace - R19 Cavity Insulation | [6 empty] | 0.388 | 0.4 | No | 0.2 | 0.2 | 0.2 | 0.2 | 7 | Single Speed ASHP (7.5 HSPF2 14.3 SEER2) | Autosize |  |  |  |  | Electric |  |  | 35 | -30 |  |  | 0.075 | 4 | 0.075 | 4 | Heat_EZ_Sch_1 | Cool_EZ_Sch_1 | Electric Storage_50-gallon | DHW_EZ_Sch_1 | 5 | 0.75 | 0 | Gas | Gas | Yes | Yes | Yes | 0 | Misc_Elec_EZ_Sch_1 | 0
5 Occupant_USA_CA_San.Jose_Electric Storage_50-gallon | 4 | USA_CA_San.Jose-Mineta.Intl.AP.724945_TMYx.2004-2018 | 0 | 1900 | 1 | 9 | 1.2 | 4-12 (Low-Moderate Slope) | Pre-Defined Construction | Wood-Framed - 2x6 - 24 in OC - R-19 Cavity |  | Pre-Defined Construction | Attic w R49 Cavity and Shingle Roof |  | Pre-Defined Construction | Vented Crawlspace - R19 Cavity Insulation | [6 empty] | 0.388 | 0.4 | No | 0.2 | 0.2 | 0.2 | 0.2 | 7 | Single Speed ASHP (7.5 HSPF2 14.3 SEER2) | Autosize |  |  |  |  | Electric |  |  | 35 | -30 |  |  | 0.075 | 4 | 0.075 | 4 | Heat_EZ_Sch_1 | Cool_EZ_Sch_1 | Electric Storage_50-gallon | DHW_EZ_Sch_1 | 5 | 0.75 | 0 | Gas | Gas | Yes | Yes | Yes | 0 | Misc_Elec_EZ_Sch_1 | 0
5 Occupant_USA_CA_Santa.An_Electric Storage_50-gallon | 4 | USA_CA_Santa.Ana-Orange.County-Wayne.Intl.AP.722977_TMYx.2004-2018 | 0 | 1900 | 1 | 9 | 1.2 | 4-12 (Low-Moderate Slope) | Pre-Defined Construction | Wood-Framed - 2x6 - 24 in OC - R-19 Cavity |  | Pre-Defined Construction | Attic w R49 Cavity and Shingle Roof |  | Pre-Defined Construction | Vented Crawlspace - R19 Cavity Insulation | [6 empty] | 0.388 | 0.4 | No | 0.2 | 0.2 | 0.2 | 0.2 | 7 | Single Speed ASHP (7.5 HSPF2 14.3 SEER2) | Autosize |  |  |  |  | Electric |  |  | 35 | -30 |  |  | 0.075 | 4 | 0.075 | 4 | Heat_EZ_Sch_1 | Cool_EZ_Sch_1 | Electric Storage_50-gallon | DHW_EZ_Sch_1 | 5 | 0.75 | 0 | Gas | Gas | Yes | Yes | Yes | 0 | Misc_Elec_EZ_Sch_1 | 0
5 Occupant_USA_CO_Alamosa-_Electric Storage_50-gallon | 4 | USA_CO_Alamosa-San.Luis.Valley.Rgnl.AP.724620_TMYx.2004-2018 | 0 | 1900 | 1 | 9 | 1.2 | 4-12 (Low-Moderate Slope) | Pre-Defined Construction | Wood-Framed - 2x6 - 24 in OC - R-19 Cavity |  | Pre-Defined Construction | Attic w R49 Cavity and Shingle Roof |  | Pre-Defined Construction | Vented Crawlspace - R19 Cavity Insulation | [6 empty] | 0.388 | 0.4 | No | 0.2 | 0.2 | 0.2 | 0.2 | 7 | Single Speed ASHP (7.5 HSPF2 14.3 SEER2) | Autosize |  |  |  |  | Electric |  |  | 35 | -30 |  |  | 0.075 | 4 | 0.075 | 4 | Heat_EZ_Sch_1 | Cool_EZ_Sch_1 | Electric Storage_50-gallon | DHW_EZ_Sch_1 | 5 | 0.75 | 0 | Gas | Gas | Yes | Yes | Yes | 0 | Misc_Elec_EZ_Sch_1 | 0
5 Occupant_USA_CO_Aspen-Pi_Electric Storage_50-gallon | 4 | USA_CO_Aspen-Pitkin.County.AP-Sardy.Field.724676_TMYx.2004-2018 | 0 | 1900 | 1 | 9 | 1.2 | 4-12 (Low-Moderate Slope) | Pre-Defined Construction | Wood-Framed - 2x6 - 24 in OC - R-19 Cavity |  | Pre-Defined Construction | Attic w R49 Cavity and Shingle Roof |  | Pre-Defined Construction | Vented Crawlspace - R19 Cavity Insulation | [6 empty] | 0.388 | 0.4 | No | 0.2 | 0.2 | 0.2 | 0.2 | 7 | Single Speed ASHP (7.5 HSPF2 14.3 SEER2) | Autosize |  |  |  |  | Electric |  |  | 35 | -30 |  |  | 0.075 | 4 | 0.075 | 4 | Heat_EZ_Sch_1 | Cool_EZ_Sch_1 | Electric Storage_50-gallon | DHW_EZ_Sch_1 | 5 | 0.75 | 0 | Gas | Gas | Yes | Yes | Yes | 0 | Misc_Elec_EZ_Sch_1 | 0
5 Occupant_USA_CO_Denver.I_Electric Storage_50-gallon | 4 | USA_CO_Denver.Intl.AP.725650_TMYx.2004-2018 | 0 | 1900 | 1 | 9 | 1.2 | 4-12 (Low-Moderate Slope) | Pre-Defined Construction | Wood-Framed - 2x6 - 24 in OC - R-19 Cavity |  | Pre-Defined Construction | Attic w R49 Cavity and Shingle Roof |  | Pre-Defined Construction | Vented Crawlspace - R19 Cavity Insulation | [6 empty] | 0.388 | 0.4 | No | 0.2 | 0.2 | 0.2 | 0.2 | 7 | Single Speed ASHP (7.5 HSPF2 14.3 SEER2) | Autosize |  |  |  |  | Electric |  |  | 35 | -30 |  |  | 0.075 | 4 | 0.075 | 4 | Heat_EZ_Sch_1 | Cool_EZ_Sch_1 | Electric Storage_50-gallon | DHW_EZ_Sch_1 | 5 | 0.75 | 0 | Gas | Gas | Yes | Yes | Yes | 0 | Misc_Elec_EZ_Sch_1 | 0
5 Occupant_USA_CO_Trinidad_Electric Storage_50-gallon | 4 | USA_CO_Trinidad-Stokes.AP.724645_TMYx.2004-2018 | 0 | 1900 | 1 | 9 | 1.2 | 4-12 (Low-Moderate Slope) | Pre-Defined Construction | Wood-Framed - 2x6 - 24 in OC - R-19 Cavity |  | Pre-Defined Construction | Attic w R49 Cavity and Shingle Roof |  | Pre-Defined Construction | Vented Crawlspace - R19 Cavity Insulation | [6 empty] | 0.388 | 0.4 | No | 0.2 | 0.2 | 0.2 | 0.2 | 7 | Single Speed ASHP (7.5 HSPF2 14.3 SEER2) | Autosize |  |  |  |  | Electric |  |  | 35 | -30 |  |  | 0.075 | 4 | 0.075 | 4 | Heat_EZ_Sch_1 | Cool_EZ_Sch_1 | Electric Storage_50-gallon | DHW_EZ_Sch_1 | 5 | 0.75 | 0 | Gas | Gas | Yes | Yes | Yes | 0 | Misc_Elec_EZ_Sch_1 | 0
5 Occupant_USA_CT_Bridgepo_Electric Storage_50-gallon | 4 | USA_CT_Bridgeport-Sikorsky.Meml.AP.725040_TMYx.2004-2018 | 0 | 1900 | 1 | 9 | 1.2 | 4-12 (Low-Moderate Slope) | Pre-Defined Construction | Wood-Framed - 2x6 - 24 in OC - R-19 Cavity |  | Pre-Defined Construction | Attic w R49 Cavity and Shingle Roof |  | Pre-Defined Construction | Vented Crawlspace - R19 Cavity Insulation | [6 empty] | 0.388 | 0.4 | No | 0.2 | 0.2 | 0.2 | 0.2 | 7 | Single Speed ASHP (7.5 HSPF2 14.3 SEER2) | Autosize |  |  |  |  | Electric |  |  | 35 | -30 |  |  | 0.075 | 4 | 0.075 | 4 | Heat_EZ_Sch_1 | Cool_EZ_Sch_1 | Electric Storage_50-gallon | DHW_EZ_Sch_1 | 5 | 0.75 | 0 | Gas | Gas | Yes | Yes | Yes | 0 | Misc_Elec_EZ_Sch_1 | 0
5 Occupant_USA_DE_Wilmingt_Electric Storage_50-gallon | 4 | USA_DE_Wilmington.AP.724180_TMYx.2004-2018 | 0 | 1900 | 1 | 9 | 1.2 | 4-12 (Low-Moderate Slope) | Pre-Defined Construction | Wood-Framed - 2x6 - 24 in OC - R-19 Cavity |  | Pre-Defined Construction | Attic w R49 Cavity and Shingle Roof |  | Pre-Defined Construction | Vented Crawlspace - R19 Cavity Insulation | [6 empty] | 0.388 | 0.4 | No | 0.2 | 0.2 | 0.2 | 0.2 | 7 | Single Speed ASHP (7.5 HSPF2 14.3 SEER2) | Autosize |  |  |  |  | Electric |  |  | 35 | -30 |  |  | 0.075 | 4 | 0.075 | 4 | Heat_EZ_Sch_1 | Cool_EZ_Sch_1 | Electric Storage_50-gallon | DHW_EZ_Sch_1 | 5 | 0.75 | 0 | Gas | Gas | Yes | Yes | Yes | 0 | Misc_Elec_EZ_Sch_1 | 0
5 Occupant_USA_FL_Fort.Mye_Electric Storage_50-gallon | 4 | USA_FL_Fort.Myers-Page.Field.AP.722106_TMYx.2004-2018 | 0 | 1900 | 1 | 9 | 1.2 | 4-12 (Low-Moderate Slope) | Pre-Defined Construction | Wood-Framed - 2x6 - 24 in OC - R-19 Cavity |  | Pre-Defined Construction | Attic w R49 Cavity and Shingle Roof |  | Pre-Defined Construction | Vented Crawlspace - R19 Cavity Insulation | [6 empty] | 0.388 | 0.4 | No | 0.2 | 0.2 | 0.2 | 0.2 | 7 | Single Speed ASHP (7.5 HSPF2 14.3 SEER2) | Autosize |  |  |  |  | Electric |  |  | 35 | -30 |  |  | 0.075 | 4 | 0.075 | 4 | Heat_EZ_Sch_1 | Cool_EZ_Sch_1 | Electric Storage_50-gallon | DHW_EZ_Sch_1 | 5 | 0.75 | 0 | Gas | Gas | Yes | Yes | Yes | 0 | Misc_Elec_EZ_Sch_1 | 0
5 Occupant_USA_FL_Jacksonv_Electric Storage_50-gallon | 4 | USA_FL_Jacksonville.Intl.AP.722060_TMYx.2004-2018 | 0 | 1900 | 1 | 9 | 1.2 | 4-12 (Low-Moderate Slope) | Pre-Defined Construction | Wood-Framed - 2x6 - 24 in OC - R-19 Cavity |  | Pre-Defined Construction | Attic w R49 Cavity and Shingle Roof |  | Pre-Defined Construction | Vented Crawlspace - R19 Cavity Insulation | [6 empty] | 0.388 | 0.4 | No | 0.2 | 0.2 | 0.2 | 0.2 | 7 | Single Speed ASHP (7.5 HSPF2 14.3 SEER2) | Autosize |  |  |  |  | Electric |  |  | 35 | -30 |  |  | 0.075 | 4 | 0.075 | 4 | Heat_EZ_Sch_1 | Cool_EZ_Sch_1 | Electric Storage_50-gallon | DHW_EZ_Sch_1 | 5 | 0.75 | 0 | Gas | Gas | Yes | Yes | Yes | 0 | Misc_Elec_EZ_Sch_1 | 0
5 Occupant_USA_FL_Miami.Na_Electric Storage_50-gallon | 4 | USA_FL_Miami.Natl.Hurricane.Center.722020_TMYx.2004-2018 | 0 | 1900 | 1 | 9 | 1.2 | 4-12 (Low-Moderate Slope) | Pre-Defined Construction | Wood-Framed - 2x6 - 24 in OC - R-19 Cavity |  | Pre-Defined Construction | Attic w R49 Cavity and Shingle Roof |  | Pre-Defined Construction | Vented Crawlspace - R19 Cavity Insulation | [6 empty] | 0.388 | 0.4 | No | 0.2 | 0.2 | 0.2 | 0.2 | 7 | Single Speed ASHP (7.5 HSPF2 14.3 SEER2) | Autosize |  |  |  |  | Electric |  |  | 35 | -30 |  |  | 0.075 | 4 | 0.075 | 4 | Heat_EZ_Sch_1 | Cool_EZ_Sch_1 | Electric Storage_50-gallon | DHW_EZ_Sch_1 | 5 | 0.75 | 0 | Gas | Gas | Yes | Yes | Yes | 0 | Misc_Elec_EZ_Sch_1 | 0
5 Occupant_USA_GA_Atlanta-_Electric Storage_50-gallon | 4 | USA_GA_Atlanta-Hartsfield-Jackson.Intl.AP.722190_TMYx.2004-2018 | 0 | 1900 | 1 | 9 | 1.2 | 4-12 (Low-Moderate Slope) | Pre-Defined Construction | Wood-Framed - 2x6 - 24 in OC - R-19 Cavity |  | Pre-Defined Construction | Attic w R49 Cavity and Shingle Roof |  | Pre-Defined Construction | Vented Crawlspace - R19 Cavity Insulation | [6 empty] | 0.388 | 0.4 | No | 0.2 | 0.2 | 0.2 | 0.2 | 7 | Single Speed ASHP (7.5 HSPF2 14.3 SEER2) | Autosize |  |  |  |  | Electric |  |  | 35 | -30 |  |  | 0.075 | 4 | 0.075 | 4 | Heat_EZ_Sch_1 | Cool_EZ_Sch_1 | Electric Storage_50-gallon | DHW_EZ_Sch_1 | 5 | 0.75 | 0 | Gas | Gas | Yes | Yes | Yes | 0 | Misc_Elec_EZ_Sch_1 | 0
5 Occupant_USA_GA_Rome-Rus_Electric Storage_50-gallon | 4 | USA_GA_Rome-Russell.AP.723200_TMYx.2004-2018 | 0 | 1900 | 1 | 9 | 1.2 | 4-12 (Low-Moderate Slope) | Pre-Defined Construction | Wood-Framed - 2x6 - 24 in OC - R-19 Cavity |  | Pre-Defined Construction | Attic w R49 Cavity and Shingle Roof |  | Pre-Defined Construction | Vented Crawlspace - R19 Cavity Insulation | [6 empty] | 0.388 | 0.4 | No | 0.2 | 0.2 | 0.2 | 0.2 | 7 | Single Speed ASHP (7.5 HSPF2 14.3 SEER2) | Autosize |  |  |  |  | Electric |  |  | 35 | -30 |  |  | 0.075 | 4 | 0.075 | 4 | Heat_EZ_Sch_1 | Cool_EZ_Sch_1 | Electric Storage_50-gallon | DHW_EZ_Sch_1 | 5 | 0.75 | 0 | Gas | Gas | Yes | Yes | Yes | 0 | Misc_Elec_EZ_Sch_1 | 0
5 Occupant_USA_GA_Savannah_Electric Storage_50-gallon | 4 | USA_GA_Savannah-Hilton.Head.Intl.AP.722070_TMYx.2004-2018 | 0 | 1900 | 1 | 9 | 1.2 | 4-12 (Low-Moderate Slope) | Pre-Defined Construction | Wood-Framed - 2x6 - 24 in OC - R-19 Cavity |  | Pre-Defined Construction | Attic w R49 Cavity and Shingle Roof |  | Pre-Defined Construction | Vented Crawlspace - R19 Cavity Insulation | [6 empty] | 0.388 | 0.4 | No | 0.2 | 0.2 | 0.2 | 0.2 | 7 | Single Speed ASHP (7.5 HSPF2 14.3 SEER2) | Autosize |  |  |  |  | Electric |  |  | 35 | -30 |  |  | 0.075 | 4 | 0.075 | 4 | Heat_EZ_Sch_1 | Cool_EZ_Sch_1 | Electric Storage_50-gallon | DHW_EZ_Sch_1 | 5 | 0.75 | 0 | Gas | Gas | Yes | Yes | Yes | 0 | Misc_Elec_EZ_Sch_1 | 0
5 Occupant_USA_IA_Des.Moin_Electric Storage_50-gallon | 4 | USA_IA_Des.Moines.Intl.AP.725460_TMYx.2004-2018 | 0 | 1900 | 1 | 9 | 1.2 | 4-12 (Low-Moderate Slope) | Pre-Defined Construction | Wood-Framed - 2x6 - 24 in OC - R-19 Cavity |  | Pre-Defined Construction | Attic w R49 Cavity and Shingle Roof |  | Pre-Defined Construction | Vented Crawlspace - R19 Cavity Insulation | [6 empty] | 0.388 | 0.4 | No | 0.2 | 0.2 | 0.2 | 0.2 | 7 | Single Speed ASHP (7.5 HSPF2 14.3 SEER2) | Autosize |  |  |  |  | Electric |  |  | 35 | -30 |  |  | 0.075 | 4 | 0.075 | 4 | Heat_EZ_Sch_1 | Cool_EZ_Sch_1 | Electric Storage_50-gallon | DHW_EZ_Sch_1 | 5 | 0.75 | 0 | Gas | Gas | Yes | Yes | Yes | 0 | Misc_Elec_EZ_Sch_1 | 0
5 Occupant_USA_IA_Sioux.Ci_Electric Storage_50-gallon | 4 | USA_IA_Sioux.City-Sioux.Gateway.AP.725570_TMYx.2004-2018 | 0 | 1900 | 1 | 9 | 1.2 | 4-12 (Low-Moderate Slope) | Pre-Defined Construction | Wood-Framed - 2x6 - 24 in OC - R-19 Cavity |  | Pre-Defined Construction | Attic w R49 Cavity and Shingle Roof |  | Pre-Defined Construction | Vented Crawlspace - R19 Cavity Insulation | [6 empty] | 0.388 | 0.4 | No | 0.2 | 0.2 | 0.2 | 0.2 | 7 | Single Speed ASHP (7.5 HSPF2 14.3 SEER2) | Autosize |  |  |  |  | Electric |  |  | 35 | -30 |  |  | 0.075 | 4 | 0.075 | 4 | Heat_EZ_Sch_1 | Cool_EZ_Sch_1 | Electric Storage_50-gallon | DHW_EZ_Sch_1 | 5 | 0.75 | 0 | Gas | Gas | Yes | Yes | Yes | 0 | Misc_Elec_EZ_Sch_1 | 0
5 Occupant_USA_ID_Boise.AP_Electric Storage_50-gallon | 4 | USA_ID_Boise.AP-Gowen.Field.ANGB.726810_TMYx.2004-2018 | 0 | 1900 | 1 | 9 | 1.2 | 4-12 (Low-Moderate Slope) | Pre-Defined Construction | Wood-Framed - 2x6 - 24 in OC - R-19 Cavity |  | Pre-Defined Construction | Attic w R49 Cavity and Shingle Roof |  | Pre-Defined Construction | Vented Crawlspace - R19 Cavity Insulation | [6 empty] | 0.388 | 0.4 | No | 0.2 | 0.2 | 0.2 | 0.2 | 7 | Single Speed ASHP (7.5 HSPF2 14.3 SEER2) | Autosize |  |  |  |  | Electric |  |  | 35 | -30 |  |  | 0.075 | 4 | 0.075 | 4 | Heat_EZ_Sch_1 | Cool_EZ_Sch_1 | Electric Storage_50-gallon | DHW_EZ_Sch_1 | 5 | 0.75 | 0 | Gas | Gas | Yes | Yes | Yes | 0 | Misc_Elec_EZ_Sch_1 | 0
5 Occupant_USA_ID_Idaho.Fa_Electric Storage_50-gallon | 4 | USA_ID_Idaho.Falls.Rgnl.AP-Fanning.Field.725785_TMYx.2004-2018 | 0 | 1900 | 1 | 9 | 1.2 | 4-12 (Low-Moderate Slope) | Pre-Defined Construction | Wood-Framed - 2x6 - 24 in OC - R-19 Cavity |  | Pre-Defined Construction | Attic w R49 Cavity and Shingle Roof |  | Pre-Defined Construction | Vented Crawlspace - R19 Cavity Insulation | [6 empty] | 0.388 | 0.4 | No | 0.2 | 0.2 | 0.2 | 0.2 | 7 | Single Speed ASHP (7.5 HSPF2 14.3 SEER2) | Autosize |  |  |  |  | Electric |  |  | 35 | -30 |  |  | 0.075 | 4 | 0.075 | 4 | Heat_EZ_Sch_1 | Cool_EZ_Sch_1 | Electric Storage_50-gallon | DHW_EZ_Sch_1 | 5 | 0.75 | 0 | Gas | Gas | Yes | Yes | Yes | 0 | Misc_Elec_EZ_Sch_1 | 0
5 Occupant_USA_IL_Bellevil_Electric Storage_50-gallon | 4 | USA_IL_Belleville-Scott.AFB-MidAmerica.St.Louis.AP.724338_TMYx.2004-2018 | 0 | 1900 | 1 | 9 | 1.2 | 4-12 (Low-Moderate Slope) | Pre-Defined Construction | Wood-Framed - 2x6 - 24 in OC - R-19 Cavity |  | Pre-Defined Construction | Attic w R49 Cavity and Shingle Roof |  | Pre-Defined Construction | Vented Crawlspace - R19 Cavity Insulation | [6 empty] | 0.388 | 0.4 | No | 0.2 | 0.2 | 0.2 | 0.2 | 7 | Single Speed ASHP (7.5 HSPF2 14.3 SEER2) | Autosize |  |  |  |  | Electric |  |  | 35 | -30 |  |  | 0.075 | 4 | 0.075 | 4 | Heat_EZ_Sch_1 | Cool_EZ_Sch_1 | Electric Storage_50-gallon | DHW_EZ_Sch_1 | 5 | 0.75 | 0 | Gas | Gas | Yes | Yes | Yes | 0 | Misc_Elec_EZ_Sch_1 | 0
5 Occupant_USA_IL_Chicago._Electric Storage_50-gallon | 4 | USA_IL_Chicago.Midway.Intl.AP.725340_TMYx.2004-2018 | 0 | 1900 | 1 | 9 | 1.2 | 4-12 (Low-Moderate Slope) | Pre-Defined Construction | Wood-Framed - 2x6 - 24 in OC - R-19 Cavity |  | Pre-Defined Construction | Attic w R49 Cavity and Shingle Roof |  | Pre-Defined Construction | Vented Crawlspace - R19 Cavity Insulation | [6 empty] | 0.388 | 0.4 | No | 0.2 | 0.2 | 0.2 | 0.2 | 7 | Single Speed ASHP (7.5 HSPF2 14.3 SEER2) | Autosize |  |  |  |  | Electric |  |  | 35 | -30 |  |  | 0.075 | 4 | 0.075 | 4 | Heat_EZ_Sch_1 | Cool_EZ_Sch_1 | Electric Storage_50-gallon | DHW_EZ_Sch_1 | 5 | 0.75 | 0 | Gas | Gas | Yes | Yes | Yes | 0 | Misc_Elec_EZ_Sch_1 | 0
5 Occupant_USA_IN_Evansvil_Electric Storage_50-gallon | 4 | USA_IN_Evansville.Rgnl.AP.724320_TMYx.2004-2018 | 0 | 1900 | 1 | 9 | 1.2 | 4-12 (Low-Moderate Slope) | Pre-Defined Construction | Wood-Framed - 2x6 - 24 in OC - R-19 Cavity |  | Pre-Defined Construction | Attic w R49 Cavity and Shingle Roof |  | Pre-Defined Construction | Vented Crawlspace - R19 Cavity Insulation | [6 empty] | 0.388 | 0.4 | No | 0.2 | 0.2 | 0.2 | 0.2 | 7 | Single Speed ASHP (7.5 HSPF2 14.3 SEER2) | Autosize |  |  |  |  | Electric |  |  | 35 | -30 |  |  | 0.075 | 4 | 0.075 | 4 | Heat_EZ_Sch_1 | Cool_EZ_Sch_1 | Electric Storage_50-gallon | DHW_EZ_Sch_1 | 5 | 0.75 | 0 | Gas | Gas | Yes | Yes | Yes | 0 | Misc_Elec_EZ_Sch_1 | 0
5 Occupant_USA_IN_Indianap_Electric Storage_50-gallon | 4 | USA_IN_Indianapolis.Intl.AP.724380_TMYx.2004-2018 | 0 | 1900 | 1 | 9 | 1.2 | 4-12 (Low-Moderate Slope) | Pre-Defined Construction | Wood-Framed - 2x6 - 24 in OC - R-19 Cavity |  | Pre-Defined Construction | Attic w R49 Cavity and Shingle Roof |  | Pre-Defined Construction | Vented Crawlspace - R19 Cavity Insulation | [6 empty] | 0.388 | 0.4 | No | 0.2 | 0.2 | 0.2 | 0.2 | 7 | Single Speed ASHP (7.5 HSPF2 14.3 SEER2) | Autosize |  |  |  |  | Electric |  |  | 35 | -30 |  |  | 0.075 | 4 | 0.075 | 4 | Heat_EZ_Sch_1 | Cool_EZ_Sch_1 | Electric Storage_50-gallon | DHW_EZ_Sch_1 | 5 | 0.75 | 0 | Gas | Gas | Yes | Yes | Yes | 0 | Misc_Elec_EZ_Sch_1 | 0
5 Occupant_USA_KS_Hays.Rgn_Electric Storage_50-gallon | 4 | USA_KS_Hays.Rgnl.AP.724518_TMYx.2004-2018 | 0 | 1900 | 1 | 9 | 1.2 | 4-12 (Low-Moderate Slope) | Pre-Defined Construction | Wood-Framed - 2x6 - 24 in OC - R-19 Cavity |  | Pre-Defined Construction | Attic w R49 Cavity and Shingle Roof |  | Pre-Defined Construction | Vented Crawlspace - R19 Cavity Insulation | [6 empty] | 0.388 | 0.4 | No | 0.2 | 0.2 | 0.2 | 0.2 | 7 | Single Speed ASHP (7.5 HSPF2 14.3 SEER2) | Autosize |  |  |  |  | Electric |  |  | 35 | -30 |  |  | 0.075 | 4 | 0.075 | 4 | Heat_EZ_Sch_1 | Cool_EZ_Sch_1 | Electric Storage_50-gallon | DHW_EZ_Sch_1 | 5 | 0.75 | 0 | Gas | Gas | Yes | Yes | Yes | 0 | Misc_Elec_EZ_Sch_1 | 0
5 Occupant_USA_KS_Wichita._Electric Storage_50-gallon | 4 | USA_KS_Wichita.Eisenhower.Natl.AP.724500_TMYx.2004-2018 | 0 | 1900 | 1 | 9 | 1.2 | 4-12 (Low-Moderate Slope) | Pre-Defined Construction | Wood-Framed - 2x6 - 24 in OC - R-19 Cavity |  | Pre-Defined Construction | Attic w R49 Cavity and Shingle Roof |  | Pre-Defined Construction | Vented Crawlspace - R19 Cavity Insulation | [6 empty] | 0.388 | 0.4 | No | 0.2 | 0.2 | 0.2 | 0.2 | 7 | Single Speed ASHP (7.5 HSPF2 14.3 SEER2) | Autosize |  |  |  |  | Electric |  |  | 35 | -30 |  |  | 0.075 | 4 | 0.075 | 4 | Heat_EZ_Sch_1 | Cool_EZ_Sch_1 | Electric Storage_50-gallon | DHW_EZ_Sch_1 | 5 | 0.75 | 0 | Gas | Gas | Yes | Yes | Yes | 0 | Misc_Elec_EZ_Sch_1 | 0
5 Occupant_USA_KY_Louisvil_Electric Storage_50-gallon | 4 | USA_KY_Louisville-Bowman.Rgnl.AP.724235_TMYx.2004-2018 | 0 | 1900 | 1 | 9 | 1.2 | 4-12 (Low-Moderate Slope) | Pre-Defined Construction | Wood-Framed - 2x6 - 24 in OC - R-19 Cavity |  | Pre-Defined Construction | Attic w R49 Cavity and Shingle Roof |  | Pre-Defined Construction | Vented Crawlspace - R19 Cavity Insulation | [6 empty] | 0.388 | 0.4 | No | 0.2 | 0.2 | 0.2 | 0.2 | 7 | Single Speed ASHP (7.5 HSPF2 14.3 SEER2) | Autosize |  |  |  |  | Electric |  |  | 35 | -30 |  |  | 0.075 | 4 | 0.075 | 4 | Heat_EZ_Sch_1 | Cool_EZ_Sch_1 | Electric Storage_50-gallon | DHW_EZ_Sch_1 | 5 | 0.75 | 0 | Gas | Gas | Yes | Yes | Yes | 0 | Misc_Elec_EZ_Sch_1 | 0
5 Occupant_USA_LA_New.Orle_Electric Storage_50-gallon | 4 | USA_LA_New.Orleans-Armstrong.Intl.AP.722310_TMYx.2004-2018 | 0 | 1900 | 1 | 9 | 1.2 | 4-12 (Low-Moderate Slope) | Pre-Defined Construction | Wood-Framed - 2x6 - 24 in OC - R-19 Cavity |  | Pre-Defined Construction | Attic w R49 Cavity and Shingle Roof |  | Pre-Defined Construction | Vented Crawlspace - R19 Cavity Insulation | [6 empty] | 0.388 | 0.4 | No | 0.2 | 0.2 | 0.2 | 0.2 | 7 | Single Speed ASHP (7.5 HSPF2 14.3 SEER2) | Autosize |  |  |  |  | Electric |  |  | 35 | -30 |  |  | 0.075 | 4 | 0.075 | 4 | Heat_EZ_Sch_1 | Cool_EZ_Sch_1 | Electric Storage_50-gallon | DHW_EZ_Sch_1 | 5 | 0.75 | 0 | Gas | Gas | Yes | Yes | Yes | 0 | Misc_Elec_EZ_Sch_1 | 0
5 Occupant_USA_LA_Shrevepo_Electric Storage_50-gallon | 4 | USA_LA_Shreveport.Downtown.AP.722484_TMYx.2004-2018 | 0 | 1900 | 1 | 9 | 1.2 | 4-12 (Low-Moderate Slope) | Pre-Defined Construction | Wood-Framed - 2x6 - 24 in OC - R-19 Cavity |  | Pre-Defined Construction | Attic w R49 Cavity and Shingle Roof |  | Pre-Defined Construction | Vented Crawlspace - R19 Cavity Insulation | [6 empty] | 0.388 | 0.4 | No | 0.2 | 0.2 | 0.2 | 0.2 | 7 | Single Speed ASHP (7.5 HSPF2 14.3 SEER2) | Autosize |  |  |  |  | Electric |  |  | 35 | -30 |  |  | 0.075 | 4 | 0.075 | 4 | Heat_EZ_Sch_1 | Cool_EZ_Sch_1 | Electric Storage_50-gallon | DHW_EZ_Sch_1 | 5 | 0.75 | 0 | Gas | Gas | Yes | Yes | Yes | 0 | Misc_Elec_EZ_Sch_1 | 0
5 Occupant_USA_MA_Boston-L_Electric Storage_50-gallon | 4 | USA_MA_Boston-Logan.Intl.AP.725090_TMYx.2004-2018 | 0 | 1900 | 1 | 9 | 1.2 | 4-12 (Low-Moderate Slope) | Pre-Defined Construction | Wood-Framed - 2x6 - 24 in OC - R-19 Cavity |  | Pre-Defined Construction | Attic w R49 Cavity and Shingle Roof |  | Pre-Defined Construction | Vented Crawlspace - R19 Cavity Insulation | [6 empty] | 0.388 | 0.4 | No | 0.2 | 0.2 | 0.2 | 0.2 | 7 | Single Speed ASHP (7.5 HSPF2 14.3 SEER2) | Autosize |  |  |  |  | Electric |  |  | 35 | -30 |  |  | 0.075 | 4 | 0.075 | 4 | Heat_EZ_Sch_1 | Cool_EZ_Sch_1 | Electric Storage_50-gallon | DHW_EZ_Sch_1 | 5 | 0.75 | 0 | Gas | Gas | Yes | Yes | Yes | 0 | Misc_Elec_EZ_Sch_1 | 0
5 Occupant_USA_MD_Baltimor_Electric Storage_50-gallon | 4 | USA_MD_Baltimore-Washington.Intl-Marshall.AP.724060_TMYx.2004-2018 | 0 | 1900 | 1 | 9 | 1.2 | 4-12 (Low-Moderate Slope) | Pre-Defined Construction | Wood-Framed - 2x6 - 24 in OC - R-19 Cavity |  | Pre-Defined Construction | Attic w R49 Cavity and Shingle Roof |  | Pre-Defined Construction | Vented Crawlspace - R19 Cavity Insulation | [6 empty] | 0.388 | 0.4 | No | 0.2 | 0.2 | 0.2 | 0.2 | 7 | Single Speed ASHP (7.5 HSPF2 14.3 SEER2) | Autosize |  |  |  |  | Electric |  |  | 35 | -30 |  |  | 0.075 | 4 | 0.075 | 4 | Heat_EZ_Sch_1 | Cool_EZ_Sch_1 | Electric Storage_50-gallon | DHW_EZ_Sch_1 | 5 | 0.75 | 0 | Gas | Gas | Yes | Yes | Yes | 0 | Misc_Elec_EZ_Sch_1 | 0
5 Occupant_USA_ME_Portland_Electric Storage_50-gallon | 4 | USA_ME_Portland.Intl.Jetport.726060_TMYx.2004-2018 | 0 | 1900 | 1 | 9 | 1.2 | 4-12 (Low-Moderate Slope) | Pre-Defined Construction | Wood-Framed - 2x6 - 24 in OC - R-19 Cavity |  | Pre-Defined Construction | Attic w R49 Cavity and Shingle Roof |  | Pre-Defined Construction | Vented Crawlspace - R19 Cavity Insulation | [6 empty] | 0.388 | 0.4 | No | 0.2 | 0.2 | 0.2 | 0.2 | 7 | Single Speed ASHP (7.5 HSPF2 14.3 SEER2) | Autosize |  |  |  |  | Electric |  |  | 35 | -30 |  |  | 0.075 | 4 | 0.075 | 4 | Heat_EZ_Sch_1 | Cool_EZ_Sch_1 | Electric Storage_50-gallon | DHW_EZ_Sch_1 | 5 | 0.75 | 0 | Gas | Gas | Yes | Yes | Yes | 0 | Misc_Elec_EZ_Sch_1 | 0
5 Occupant_USA_ME_Presque._Electric Storage_50-gallon | 4 | USA_ME_Presque.Isle.Intl.AP.727130_TMYx.2004-2018 | 0 | 1900 | 1 | 9 | 1.2 | 4-12 (Low-Moderate Slope) | Pre-Defined Construction | Wood-Framed - 2x6 - 24 in OC - R-19 Cavity |  | Pre-Defined Construction | Attic w R49 Cavity and Shingle Roof |  | Pre-Defined Construction | Vented Crawlspace - R19 Cavity Insulation | [6 empty] | 0.388 | 0.4 | No | 0.2 | 0.2 | 0.2 | 0.2 | 7 | Single Speed ASHP (7.5 HSPF2 14.3 SEER2) | Autosize |  |  |  |  | Electric |  |  | 35 | -30 |  |  | 0.075 | 4 | 0.075 | 4 | Heat_EZ_Sch_1 | Cool_EZ_Sch_1 | Electric Storage_50-gallon | DHW_EZ_Sch_1 | 5 | 0.75 | 0 | Gas | Gas | Yes | Yes | Yes | 0 | Misc_Elec_EZ_Sch_1 | 0
5 Occupant_USA_MI_Detroit-_Electric Storage_50-gallon | 4 | USA_MI_Detroit-Young.Intl.AP.725375_TMYx.2004-2018 | 0 | 1900 | 1 | 9 | 1.2 | 4-12 (Low-Moderate Slope) | Pre-Defined Construction | Wood-Framed - 2x6 - 24 in OC - R-19 Cavity |  | Pre-Defined Construction | Attic w R49 Cavity and Shingle Roof |  | Pre-Defined Construction | Vented Crawlspace - R19 Cavity Insulation | [6 empty] | 0.388 | 0.4 | No | 0.2 | 0.2 | 0.2 | 0.2 | 7 | Single Speed ASHP (7.5 HSPF2 14.3 SEER2) | Autosize |  |  |  |  | Electric |  |  | 35 | -30 |  |  | 0.075 | 4 | 0.075 | 4 | Heat_EZ_Sch_1 | Cool_EZ_Sch_1 | Electric Storage_50-gallon | DHW_EZ_Sch_1 | 5 | 0.75 | 0 | Gas | Gas | Yes | Yes | Yes | 0 | Misc_Elec_EZ_Sch_1 | 0
5 Occupant_USA_MI_Houghton_Electric Storage_50-gallon | 4 | USA_MI_Houghton.Lake-Roscommon.County.AP.726380_TMYx.2004-2018 | 0 | 1900 | 1 | 9 | 1.2 | 4-12 (Low-Moderate Slope) | Pre-Defined Construction | Wood-Framed - 2x6 - 24 in OC - R-19 Cavity |  | Pre-Defined Construction | Attic w R49 Cavity and Shingle Roof |  | Pre-Defined Construction | Vented Crawlspace - R19 Cavity Insulation | [6 empty] | 0.388 | 0.4 | No | 0.2 | 0.2 | 0.2 | 0.2 | 7 | Single Speed ASHP (7.5 HSPF2 14.3 SEER2) | Autosize |  |  |  |  | Electric |  |  | 35 | -30 |  |  | 0.075 | 4 | 0.075 | 4 | Heat_EZ_Sch_1 | Cool_EZ_Sch_1 | Electric Storage_50-gallon | DHW_EZ_Sch_1 | 5 | 0.75 | 0 | Gas | Gas | Yes | Yes | Yes | 0 | Misc_Elec_EZ_Sch_1 | 0
5 Occupant_USA_MI_Traverse_Electric Storage_50-gallon | 4 | USA_MI_Traverse.City-Cherry.Capital.AP.726387_TMYx.2004-2018 | 0 | 1900 | 1 | 9 | 1.2 | 4-12 (Low-Moderate Slope) | Pre-Defined Construction | Wood-Framed - 2x6 - 24 in OC - R-19 Cavity |  | Pre-Defined Construction | Attic w R49 Cavity and Shingle Roof |  | Pre-Defined Construction | Vented Crawlspace - R19 Cavity Insulation | [6 empty] | 0.388 | 0.4 | No | 0.2 | 0.2 | 0.2 | 0.2 | 7 | Single Speed ASHP (7.5 HSPF2 14.3 SEER2) | Autosize |  |  |  |  | Electric |  |  | 35 | -30 |  |  | 0.075 | 4 | 0.075 | 4 | Heat_EZ_Sch_1 | Cool_EZ_Sch_1 | Electric Storage_50-gallon | DHW_EZ_Sch_1 | 5 | 0.75 | 0 | Gas | Gas | Yes | Yes | Yes | 0 | Misc_Elec_EZ_Sch_1 | 0
5 Occupant_USA_MN_Duluth.I_Electric Storage_50-gallon | 4 | USA_MN_Duluth.Intl.AP-Duluth.ANGB.727450_TMYx.2004-2018 | 0 | 1900 | 1 | 9 | 1.2 | 4-12 (Low-Moderate Slope) | Pre-Defined Construction | Wood-Framed - 2x6 - 24 in OC - R-19 Cavity |  | Pre-Defined Construction | Attic w R49 Cavity and Shingle Roof |  | Pre-Defined Construction | Vented Crawlspace - R19 Cavity Insulation | [6 empty] | 0.388 | 0.4 | No | 0.2 | 0.2 | 0.2 | 0.2 | 7 | Single Speed ASHP (7.5 HSPF2 14.3 SEER2) | Autosize |  |  |  |  | Electric |  |  | 35 | -30 |  |  | 0.075 | 4 | 0.075 | 4 | Heat_EZ_Sch_1 | Cool_EZ_Sch_1 | Electric Storage_50-gallon | DHW_EZ_Sch_1 | 5 | 0.75 | 0 | Gas | Gas | Yes | Yes | Yes | 0 | Misc_Elec_EZ_Sch_1 | 0
5 Occupant_USA_MN_Minneapo_Electric Storage_50-gallon | 4 | USA_MN_Minneapolis-St.Paul.Intl.AP.726580_TMYx.2004-2018 | 0 | 1900 | 1 | 9 | 1.2 | 4-12 (Low-Moderate Slope) | Pre-Defined Construction | Wood-Framed - 2x6 - 24 in OC - R-19 Cavity |  | Pre-Defined Construction | Attic w R49 Cavity and Shingle Roof |  | Pre-Defined Construction | Vented Crawlspace - R19 Cavity Insulation | [6 empty] | 0.388 | 0.4 | No | 0.2 | 0.2 | 0.2 | 0.2 | 7 | Single Speed ASHP (7.5 HSPF2 14.3 SEER2) | Autosize |  |  |  |  | Electric |  |  | 35 | -30 |  |  | 0.075 | 4 | 0.075 | 4 | Heat_EZ_Sch_1 | Cool_EZ_Sch_1 | Electric Storage_50-gallon | DHW_EZ_Sch_1 | 5 | 0.75 | 0 | Gas | Gas | Yes | Yes | Yes | 0 | Misc_Elec_EZ_Sch_1 | 0
5 Occupant_USA_MO_Kansas.C_Electric Storage_50-gallon | 4 | USA_MO_Kansas.City-Wheeler.Downtown.AP.724463_TMYx.2004-2018 | 0 | 1900 | 1 | 9 | 1.2 | 4-12 (Low-Moderate Slope) | Pre-Defined Construction | Wood-Framed - 2x6 - 24 in OC - R-19 Cavity |  | Pre-Defined Construction | Attic w R49 Cavity and Shingle Roof |  | Pre-Defined Construction | Vented Crawlspace - R19 Cavity Insulation | [6 empty] | 0.388 | 0.4 | No | 0.2 | 0.2 | 0.2 | 0.2 | 7 | Single Speed ASHP (7.5 HSPF2 14.3 SEER2) | Autosize |  |  |  |  | Electric |  |  | 35 | -30 |  |  | 0.075 | 4 | 0.075 | 4 | Heat_EZ_Sch_1 | Cool_EZ_Sch_1 | Electric Storage_50-gallon | DHW_EZ_Sch_1 | 5 | 0.75 | 0 | Gas | Gas | Yes | Yes | Yes | 0 | Misc_Elec_EZ_Sch_1 | 0
5 Occupant_USA_MO_St.Josep_Electric Storage_50-gallon | 4 | USA_MO_St.Joseph-Rosecrans.Meml.AP.724490_TMYx.2004-2018 | 0 | 1900 | 1 | 9 | 1.2 | 4-12 (Low-Moderate Slope) | Pre-Defined Construction | Wood-Framed - 2x6 - 24 in OC - R-19 Cavity |  | Pre-Defined Construction | Attic w R49 Cavity and Shingle Roof |  | Pre-Defined Construction | Vented Crawlspace - R19 Cavity Insulation | [6 empty] | 0.388 | 0.4 | No | 0.2 | 0.2 | 0.2 | 0.2 | 7 | Single Speed ASHP (7.5 HSPF2 14.3 SEER2) | Autosize |  |  |  |  | Electric |  |  | 35 | -30 |  |  | 0.075 | 4 | 0.075 | 4 | Heat_EZ_Sch_1 | Cool_EZ_Sch_1 | Electric Storage_50-gallon | DHW_EZ_Sch_1 | 5 | 0.75 | 0 | Gas | Gas | Yes | Yes | Yes | 0 | Misc_Elec_EZ_Sch_1 | 0
5 Occupant_USA_MS_Gulfport_Electric Storage_50-gallon | 4 | USA_MS_Gulfport-Biloxi.Intl.AP.747570_TMYx.2004-2018 | 0 | 1900 | 1 | 9 | 1.2 | 4-12 (Low-Moderate Slope) | Pre-Defined Construction | Wood-Framed - 2x6 - 24 in OC - R-19 Cavity |  | Pre-Defined Construction | Attic w R49 Cavity and Shingle Roof |  | Pre-Defined Construction | Vented Crawlspace - R19 Cavity Insulation | [6 empty] | 0.388 | 0.4 | No | 0.2 | 0.2 | 0.2 | 0.2 | 7 | Single Speed ASHP (7.5 HSPF2 14.3 SEER2) | Autosize |  |  |  |  | Electric |  |  | 35 | -30 |  |  | 0.075 | 4 | 0.075 | 4 | Heat_EZ_Sch_1 | Cool_EZ_Sch_1 | Electric Storage_50-gallon | DHW_EZ_Sch_1 | 5 | 0.75 | 0 | Gas | Gas | Yes | Yes | Yes | 0 | Misc_Elec_EZ_Sch_1 | 0
5 Occupant_USA_MS_Jackson-_Electric Storage_50-gallon | 4 | USA_MS_Jackson-Evers.Intl.AP.722350_TMYx.2004-2018 | 0 | 1900 | 1 | 9 | 1.2 | 4-12 (Low-Moderate Slope) | Pre-Defined Construction | Wood-Framed - 2x6 - 24 in OC - R-19 Cavity |  | Pre-Defined Construction | Attic w R49 Cavity and Shingle Roof |  | Pre-Defined Construction | Vented Crawlspace - R19 Cavity Insulation | [6 empty] | 0.388 | 0.4 | No | 0.2 | 0.2 | 0.2 | 0.2 | 7 | Single Speed ASHP (7.5 HSPF2 14.3 SEER2) | Autosize |  |  |  |  | Electric |  |  | 35 | -30 |  |  | 0.075 | 4 | 0.075 | 4 | Heat_EZ_Sch_1 | Cool_EZ_Sch_1 | Electric Storage_50-gallon | DHW_EZ_Sch_1 | 5 | 0.75 | 0 | Gas | Gas | Yes | Yes | Yes | 0 | Misc_Elec_EZ_Sch_1 | 0
5 Occupant_USA_MT_Billings_Electric Storage_50-gallon | 4 | USA_MT_Billings.Logan.Intl.AP.726770_TMYx.2004-2018 | 0 | 1900 | 1 | 9 | 1.2 | 4-12 (Low-Moderate Slope) | Pre-Defined Construction | Wood-Framed - 2x6 - 24 in OC - R-19 Cavity |  | Pre-Defined Construction | Attic w R49 Cavity and Shingle Roof |  | Pre-Defined Construction | Vented Crawlspace - R19 Cavity Insulation | [6 empty] | 0.388 | 0.4 | No | 0.2 | 0.2 | 0.2 | 0.2 | 7 | Single Speed ASHP (7.5 HSPF2 14.3 SEER2) | Autosize |  |  |  |  | Electric |  |  | 35 | -30 |  |  | 0.075 | 4 | 0.075 | 4 | Heat_EZ_Sch_1 | Cool_EZ_Sch_1 | Electric Storage_50-gallon | DHW_EZ_Sch_1 | 5 | 0.75 | 0 | Gas | Gas | Yes | Yes | Yes | 0 | Misc_Elec_EZ_Sch_1 | 0
5 Occupant_USA_NC_Charlott_Electric Storage_50-gallon | 4 | USA_NC_Charlotte.Douglas.Intl.AP.723140_TMYx.2004-2018 | 0 | 1900 | 1 | 9 | 1.2 | 4-12 (Low-Moderate Slope) | Pre-Defined Construction | Wood-Framed - 2x6 - 24 in OC - R-19 Cavity |  | Pre-Defined Construction | Attic w R49 Cavity and Shingle Roof |  | Pre-Defined Construction | Vented Crawlspace - R19 Cavity Insulation | [6 empty] | 0.388 | 0.4 | No | 0.2 | 0.2 | 0.2 | 0.2 | 7 | Single Speed ASHP (7.5 HSPF2 14.3 SEER2) | Autosize |  |  |  |  | Electric |  |  | 35 | -30 |  |  | 0.075 | 4 | 0.075 | 4 | Heat_EZ_Sch_1 | Cool_EZ_Sch_1 | Electric Storage_50-gallon | DHW_EZ_Sch_1 | 5 | 0.75 | 0 | Gas | Gas | Yes | Yes | Yes | 0 | Misc_Elec_EZ_Sch_1 | 0
5 Occupant_USA_NC_Raleigh-_Electric Storage_50-gallon | 4 | USA_NC_Raleigh-Durham.Intl.AP.723060_TMYx.2004-2018 | 0 | 1900 | 1 | 9 | 1.2 | 4-12 (Low-Moderate Slope) | Pre-Defined Construction | Wood-Framed - 2x6 - 24 in OC - R-19 Cavity |  | Pre-Defined Construction | Attic w R49 Cavity and Shingle Roof |  | Pre-Defined Construction | Vented Crawlspace - R19 Cavity Insulation | [6 empty] | 0.388 | 0.4 | No | 0.2 | 0.2 | 0.2 | 0.2 | 7 | Single Speed ASHP (7.5 HSPF2 14.3 SEER2) | Autosize |  |  |  |  | Electric |  |  | 35 | -30 |  |  | 0.075 | 4 | 0.075 | 4 | Heat_EZ_Sch_1 | Cool_EZ_Sch_1 | Electric Storage_50-gallon | DHW_EZ_Sch_1 | 5 | 0.75 | 0 | Gas | Gas | Yes | Yes | Yes | 0 | Misc_Elec_EZ_Sch_1 | 0
5 Occupant_USA_ND_Bismarck_Electric Storage_50-gallon | 4 | USA_ND_Bismarck.Muni.AP.727640_TMYx.2004-2018 | 0 | 1900 | 1 | 9 | 1.2 | 4-12 (Low-Moderate Slope) | Pre-Defined Construction | Wood-Framed - 2x6 - 24 in OC - R-19 Cavity |  | Pre-Defined Construction | Attic w R49 Cavity and Shingle Roof |  | Pre-Defined Construction | Vented Crawlspace - R19 Cavity Insulation | [6 empty] | 0.388 | 0.4 | No | 0.2 | 0.2 | 0.2 | 0.2 | 7 | Single Speed ASHP (7.5 HSPF2 14.3 SEER2) | Autosize |  |  |  |  | Electric |  |  | 35 | -30 |  |  | 0.075 | 4 | 0.075 | 4 | Heat_EZ_Sch_1 | Cool_EZ_Sch_1 | Electric Storage_50-gallon | DHW_EZ_Sch_1 | 5 | 0.75 | 0 | Gas | Gas | Yes | Yes | Yes | 0 | Misc_Elec_EZ_Sch_1 | 0
5 Occupant_USA_ND_Fargo-He_Electric Storage_50-gallon | 4 | USA_ND_Fargo-Hector.Intl.AP.727530_TMYx.2004-2018 | 0 | 1900 | 1 | 9 | 1.2 | 4-12 (Low-Moderate Slope) | Pre-Defined Construction | Wood-Framed - 2x6 - 24 in OC - R-19 Cavity |  | Pre-Defined Construction | Attic w R49 Cavity and Shingle Roof |  | Pre-Defined Construction | Vented Crawlspace - R19 Cavity Insulation | [6 empty] | 0.388 | 0.4 | No | 0.2 | 0.2 | 0.2 | 0.2 | 7 | Single Speed ASHP (7.5 HSPF2 14.3 SEER2) | Autosize |  |  |  |  | Electric |  |  | 35 | -30 |  |  | 0.075 | 4 | 0.075 | 4 | Heat_EZ_Sch_1 | Cool_EZ_Sch_1 | Electric Storage_50-gallon | DHW_EZ_Sch_1 | 5 | 0.75 | 0 | Gas | Gas | Yes | Yes | Yes | 0 | Misc_Elec_EZ_Sch_1 | 0
5 Occupant_USA_NE_Omaha-Mi_Electric Storage_50-gallon | 4 | USA_NE_Omaha-Millard.AP.720308_TMYx.2004-2018 | 0 | 1900 | 1 | 9 | 1.2 | 4-12 (Low-Moderate Slope) | Pre-Defined Construction | Wood-Framed - 2x6 - 24 in OC - R-19 Cavity |  | Pre-Defined Construction | Attic w R49 Cavity and Shingle Roof |  | Pre-Defined Construction | Vented Crawlspace - R19 Cavity Insulation | [6 empty] | 0.388 | 0.4 | No | 0.2 | 0.2 | 0.2 | 0.2 | 7 | Single Speed ASHP (7.5 HSPF2 14.3 SEER2) | Autosize |  |  |  |  | Electric |  |  | 35 | -30 |  |  | 0.075 | 4 | 0.075 | 4 | Heat_EZ_Sch_1 | Cool_EZ_Sch_1 | Electric Storage_50-gallon | DHW_EZ_Sch_1 | 5 | 0.75 | 0 | Gas | Gas | Yes | Yes | Yes | 0 | Misc_Elec_EZ_Sch_1 | 0
5 Occupant_USA_NH_Concord._Electric Storage_50-gallon | 4 | USA_NH_Concord.Muni.AP.726050_TMYx.2004-2018 | 0 | 1900 | 1 | 9 | 1.2 | 4-12 (Low-Moderate Slope) | Pre-Defined Construction | Wood-Framed - 2x6 - 24 in OC - R-19 Cavity |  | Pre-Defined Construction | Attic w R49 Cavity and Shingle Roof |  | Pre-Defined Construction | Vented Crawlspace - R19 Cavity Insulation | [6 empty] | 0.388 | 0.4 | No | 0.2 | 0.2 | 0.2 | 0.2 | 7 | Single Speed ASHP (7.5 HSPF2 14.3 SEER2) | Autosize |  |  |  |  | Electric |  |  | 35 | -30 |  |  | 0.075 | 4 | 0.075 | 4 | Heat_EZ_Sch_1 | Cool_EZ_Sch_1 | Electric Storage_50-gallon | DHW_EZ_Sch_1 | 5 | 0.75 | 0 | Gas | Gas | Yes | Yes | Yes | 0 | Misc_Elec_EZ_Sch_1 | 0
5 Occupant_USA_NH_Manchest_Electric Storage_50-gallon | 4 | USA_NH_Manchester-Boston.Rgnl.AP.743945_TMYx.2004-2018 | 0 | 1900 | 1 | 9 | 1.2 | 4-12 (Low-Moderate Slope) | Pre-Defined Construction | Wood-Framed - 2x6 - 24 in OC - R-19 Cavity |  | Pre-Defined Construction | Attic w R49 Cavity and Shingle Roof |  | Pre-Defined Construction | Vented Crawlspace - R19 Cavity Insulation | [6 empty] | 0.388 | 0.4 | No | 0.2 | 0.2 | 0.2 | 0.2 | 7 | Single Speed ASHP (7.5 HSPF2 14.3 SEER2) | Autosize |  |  |  |  | Electric |  |  | 35 | -30 |  |  | 0.075 | 4 | 0.075 | 4 | Heat_EZ_Sch_1 | Cool_EZ_Sch_1 | Electric Storage_50-gallon | DHW_EZ_Sch_1 | 5 | 0.75 | 0 | Gas | Gas | Yes | Yes | Yes | 0 | Misc_Elec_EZ_Sch_1 | 0
5 Occupant_USA_NJ_Newark.L_Electric Storage_50-gallon | 4 | USA_NJ_Newark.Liberty.Intl.AP.725020_TMYx.2004-2018 | 0 | 1900 | 1 | 9 | 1.2 | 4-12 (Low-Moderate Slope) | Pre-Defined Construction | Wood-Framed - 2x6 - 24 in OC - R-19 Cavity |  | Pre-Defined Construction | Attic w R49 Cavity and Shingle Roof |  | Pre-Defined Construction | Vented Crawlspace - R19 Cavity Insulation | [6 empty] | 0.388 | 0.4 | No | 0.2 | 0.2 | 0.2 | 0.2 | 7 | Single Speed ASHP (7.5 HSPF2 14.3 SEER2) | Autosize |  |  |  |  | Electric |  |  | 35 | -30 |  |  | 0.075 | 4 | 0.075 | 4 | Heat_EZ_Sch_1 | Cool_EZ_Sch_1 | Electric Storage_50-gallon | DHW_EZ_Sch_1 | 5 | 0.75 | 0 | Gas | Gas | Yes | Yes | Yes | 0 | Misc_Elec_EZ_Sch_1 | 0
5 Occupant_USA_NJ_Trenton-_Electric Storage_50-gallon | 4 | USA_NJ_Trenton-Mercer.AP.724095_TMYx.2004-2018 | 0 | 1900 | 1 | 9 | 1.2 | 4-12 (Low-Moderate Slope) | Pre-Defined Construction | Wood-Framed - 2x6 - 24 in OC - R-19 Cavity |  | Pre-Defined Construction | Attic w R49 Cavity and Shingle Roof |  | Pre-Defined Construction | Vented Crawlspace - R19 Cavity Insulation | [6 empty] | 0.388 | 0.4 | No | 0.2 | 0.2 | 0.2 | 0.2 | 7 | Single Speed ASHP (7.5 HSPF2 14.3 SEER2) | Autosize |  |  |  |  | Electric |  |  | 35 | -30 |  |  | 0.075 | 4 | 0.075 | 4 | Heat_EZ_Sch_1 | Cool_EZ_Sch_1 | Electric Storage_50-gallon | DHW_EZ_Sch_1 | 5 | 0.75 | 0 | Gas | Gas | Yes | Yes | Yes | 0 | Misc_Elec_EZ_Sch_1 | 0
5 Occupant_USA_NM_Albuquer_Electric Storage_50-gallon | 4 | USA_NM_Albuquerque.Intl.Sunport.723650_TMYx.2004-2018 | 0 | 1900 | 1 | 9 | 1.2 | 4-12 (Low-Moderate Slope) | Pre-Defined Construction | Wood-Framed - 2x6 - 24 in OC - R-19 Cavity |  | Pre-Defined Construction | Attic w R49 Cavity and Shingle Roof |  | Pre-Defined Construction | Vented Crawlspace - R19 Cavity Insulation | [6 empty] | 0.388 | 0.4 | No | 0.2 | 0.2 | 0.2 | 0.2 | 7 | Single Speed ASHP (7.5 HSPF2 14.3 SEER2) | Autosize |  |  |  |  | Electric |  |  | 35 | -30 |  |  | 0.075 | 4 | 0.075 | 4 | Heat_EZ_Sch_1 | Cool_EZ_Sch_1 | Electric Storage_50-gallon | DHW_EZ_Sch_1 | 5 | 0.75 | 0 | Gas | Gas | Yes | Yes | Yes | 0 | Misc_Elec_EZ_Sch_1 | 0
5 Occupant_USA_NM_Las.Cruc_Electric Storage_50-gallon | 4 | USA_NM_Las.Cruces.Intl.AP.722695_TMYx.2004-2018 | 0 | 1900 | 1 | 9 | 1.2 | 4-12 (Low-Moderate Slope) | Pre-Defined Construction | Wood-Framed - 2x6 - 24 in OC - R-19 Cavity |  | Pre-Defined Construction | Attic w R49 Cavity and Shingle Roof |  | Pre-Defined Construction | Vented Crawlspace - R19 Cavity Insulation | [6 empty] | 0.388 | 0.4 | No | 0.2 | 0.2 | 0.2 | 0.2 | 7 | Single Speed ASHP (7.5 HSPF2 14.3 SEER2) | Autosize |  |  |  |  | Electric |  |  | 35 | -30 |  |  | 0.075 | 4 | 0.075 | 4 | Heat_EZ_Sch_1 | Cool_EZ_Sch_1 | Electric Storage_50-gallon | DHW_EZ_Sch_1 | 5 | 0.75 | 0 | Gas | Gas | Yes | Yes | Yes | 0 | Misc_Elec_EZ_Sch_1 | 0
5 Occupant_USA_NM_Santa.Fe_Electric Storage_50-gallon | 4 | USA_NM_Santa.Fe.Muni.AP.723656_TMYx.2004-2018 | 0 | 1900 | 1 | 9 | 1.2 | 4-12 (Low-Moderate Slope) | Pre-Defined Construction | Wood-Framed - 2x6 - 24 in OC - R-19 Cavity |  | Pre-Defined Construction | Attic w R49 Cavity and Shingle Roof |  | Pre-Defined Construction | Vented Crawlspace - R19 Cavity Insulation | [6 empty] | 0.388 | 0.4 | No | 0.2 | 0.2 | 0.2 | 0.2 | 7 | Single Speed ASHP (7.5 HSPF2 14.3 SEER2) | Autosize |  |  |  |  | Electric |  |  | 35 | -30 |  |  | 0.075 | 4 | 0.075 | 4 | Heat_EZ_Sch_1 | Cool_EZ_Sch_1 | Electric Storage_50-gallon | DHW_EZ_Sch_1 | 5 | 0.75 | 0 | Gas | Gas | Yes | Yes | Yes | 0 | Misc_Elec_EZ_Sch_1 | 0
5 Occupant_USA_NV_Las.Vega_Electric Storage_50-gallon | 4 | USA_NV_Las.Vegas-McCarran.Intl.AP.723860_TMYx.2004-2018 | 0 | 1900 | 1 | 9 | 1.2 | 4-12 (Low-Moderate Slope) | Pre-Defined Construction | Wood-Framed - 2x6 - 24 in OC - R-19 Cavity |  | Pre-Defined Construction | Attic w R49 Cavity and Shingle Roof |  | Pre-Defined Construction | Vented Crawlspace - R19 Cavity Insulation | [6 empty] | 0.388 | 0.4 | No | 0.2 | 0.2 | 0.2 | 0.2 | 7 | Single Speed ASHP (7.5 HSPF2 14.3 SEER2) | Autosize |  |  |  |  | Electric |  |  | 35 | -30 |  |  | 0.075 | 4 | 0.075 | 4 | Heat_EZ_Sch_1 | Cool_EZ_Sch_1 | Electric Storage_50-gallon | DHW_EZ_Sch_1 | 5 | 0.75 | 0 | Gas | Gas | Yes | Yes | Yes | 0 | Misc_Elec_EZ_Sch_1 | 0
5 Occupant_USA_NV_Reno-Tah_Electric Storage_50-gallon | 4 | USA_NV_Reno-Tahoe.Intl.AP.724880_TMYx.2004-2018 | 0 | 1900 | 1 | 9 | 1.2 | 4-12 (Low-Moderate Slope) | Pre-Defined Construction | Wood-Framed - 2x6 - 24 in OC - R-19 Cavity |  | Pre-Defined Construction | Attic w R49 Cavity and Shingle Roof |  | Pre-Defined Construction | Vented Crawlspace - R19 Cavity Insulation | [6 empty] | 0.388 | 0.4 | No | 0.2 | 0.2 | 0.2 | 0.2 | 7 | Single Speed ASHP (7.5 HSPF2 14.3 SEER2) | Autosize |  |  |  |  | Electric |  |  | 35 | -30 |  |  | 0.075 | 4 | 0.075 | 4 | Heat_EZ_Sch_1 | Cool_EZ_Sch_1 | Electric Storage_50-gallon | DHW_EZ_Sch_1 | 5 | 0.75 | 0 | Gas | Gas | Yes | Yes | Yes | 0 | Misc_Elec_EZ_Sch_1 | 0
5 Occupant_USA_NY_Buffalo._Electric Storage_50-gallon | 4 | USA_NY_Buffalo.Niagara.Intl.AP.725280_TMYx.2004-2018 | 0 | 1900 | 1 | 9 | 1.2 | 4-12 (Low-Moderate Slope) | Pre-Defined Construction | Wood-Framed - 2x6 - 24 in OC - R-19 Cavity |  | Pre-Defined Construction | Attic w R49 Cavity and Shingle Roof |  | Pre-Defined Construction | Vented Crawlspace - R19 Cavity Insulation | [6 empty] | 0.388 | 0.4 | No | 0.2 | 0.2 | 0.2 | 0.2 | 7 | Single Speed ASHP (7.5 HSPF2 14.3 SEER2) | Autosize |  |  |  |  | Electric |  |  | 35 | -30 |  |  | 0.075 | 4 | 0.075 | 4 | Heat_EZ_Sch_1 | Cool_EZ_Sch_1 | Electric Storage_50-gallon | DHW_EZ_Sch_1 | 5 | 0.75 | 0 | Gas | Gas | Yes | Yes | Yes | 0 | Misc_Elec_EZ_Sch_1 | 0
5 Occupant_USA_NY_New.York_Electric Storage_50-gallon | 4 | USA_NY_New.York-Kennedy.Intl.AP.744860_TMYx.2004-2018 | 0 | 1900 | 1 | 9 | 1.2 | 4-12 (Low-Moderate Slope) | Pre-Defined Construction | Wood-Framed - 2x6 - 24 in OC - R-19 Cavity |  | Pre-Defined Construction | Attic w R49 Cavity and Shingle Roof |  | Pre-Defined Construction | Vented Crawlspace - R19 Cavity Insulation | [6 empty] | 0.388 | 0.4 | No | 0.2 | 0.2 | 0.2 | 0.2 | 7 | Single Speed ASHP (7.5 HSPF2 14.3 SEER2) | Autosize |  |  |  |  | Electric |  |  | 35 | -30 |  |  | 0.075 | 4 | 0.075 | 4 | Heat_EZ_Sch_1 | Cool_EZ_Sch_1 | Electric Storage_50-gallon | DHW_EZ_Sch_1 | 5 | 0.75 | 0 | Gas | Gas | Yes | Yes | Yes | 0 | Misc_Elec_EZ_Sch_1 | 0
5 Occupant_USA_NY_Syracuse_Electric Storage_50-gallon | 4 | USA_NY_Syracuse.Hancock.Intl.AP.725190_TMYx.2004-2018 | 0 | 1900 | 1 | 9 | 1.2 | 4-12 (Low-Moderate Slope) | Pre-Defined Construction | Wood-Framed - 2x6 - 24 in OC - R-19 Cavity |  | Pre-Defined Construction | Attic w R49 Cavity and Shingle Roof |  | Pre-Defined Construction | Vented Crawlspace - R19 Cavity Insulation | [6 empty] | 0.388 | 0.4 | No | 0.2 | 0.2 | 0.2 | 0.2 | 7 | Single Speed ASHP (7.5 HSPF2 14.3 SEER2) | Autosize |  |  |  |  | Electric |  |  | 35 | -30 |  |  | 0.075 | 4 | 0.075 | 4 | Heat_EZ_Sch_1 | Cool_EZ_Sch_1 | Electric Storage_50-gallon | DHW_EZ_Sch_1 | 5 | 0.75 | 0 | Gas | Gas | Yes | Yes | Yes | 0 | Misc_Elec_EZ_Sch_1 | 0
5 Occupant_USA_OH_Cincinna_Electric Storage_50-gallon | 4 | USA_OH_Cincinnati.Muni.AP-Lunken.Field.724297_TMYx.2004-2018 | 0 | 1900 | 1 | 9 | 1.2 | 4-12 (Low-Moderate Slope) | Pre-Defined Construction | Wood-Framed - 2x6 - 24 in OC - R-19 Cavity |  | Pre-Defined Construction | Attic w R49 Cavity and Shingle Roof |  | Pre-Defined Construction | Vented Crawlspace - R19 Cavity Insulation | [6 empty] | 0.388 | 0.4 | No | 0.2 | 0.2 | 0.2 | 0.2 | 7 | Single Speed ASHP (7.5 HSPF2 14.3 SEER2) | Autosize |  |  |  |  | Electric |  |  | 35 | -30 |  |  | 0.075 | 4 | 0.075 | 4 | Heat_EZ_Sch_1 | Cool_EZ_Sch_1 | Electric Storage_50-gallon | DHW_EZ_Sch_1 | 5 | 0.75 | 0 | Gas | Gas | Yes | Yes | Yes | 0 | Misc_Elec_EZ_Sch_1 | 0
5 Occupant_USA_OH_Columbus_Electric Storage_50-gallon | 4 | USA_OH_Columbus-Glenn.Columbus.Intl.AP.724280_TMYx.2004-2018 | 0 | 1900 | 1 | 9 | 1.2 | 4-12 (Low-Moderate Slope) | Pre-Defined Construction | Wood-Framed - 2x6 - 24 in OC - R-19 Cavity |  | Pre-Defined Construction | Attic w R49 Cavity and Shingle Roof |  | Pre-Defined Construction | Vented Crawlspace - R19 Cavity Insulation | [6 empty] | 0.388 | 0.4 | No | 0.2 | 0.2 | 0.2 | 0.2 | 7 | Single Speed ASHP (7.5 HSPF2 14.3 SEER2) | Autosize |  |  |  |  | Electric |  |  | 35 | -30 |  |  | 0.075 | 4 | 0.075 | 4 | Heat_EZ_Sch_1 | Cool_EZ_Sch_1 | Electric Storage_50-gallon | DHW_EZ_Sch_1 | 5 | 0.75 | 0 | Gas | Gas | Yes | Yes | Yes | 0 | Misc_Elec_EZ_Sch_1 | 0
5 Occupant_USA_OK_Oklahoma_Electric Storage_50-gallon | 4 | USA_OK_Oklahoma.City-Post.AP.723544_TMYx.2004-2018 | 0 | 1900 | 1 | 9 | 1.2 | 4-12 (Low-Moderate Slope) | Pre-Defined Construction | Wood-Framed - 2x6 - 24 in OC - R-19 Cavity |  | Pre-Defined Construction | Attic w R49 Cavity and Shingle Roof |  | Pre-Defined Construction | Vented Crawlspace - R19 Cavity Insulation | [6 empty] | 0.388 | 0.4 | No | 0.2 | 0.2 | 0.2 | 0.2 | 7 | Single Speed ASHP (7.5 HSPF2 14.3 SEER2) | Autosize |  |  |  |  | Electric |  |  | 35 | -30 |  |  | 0.075 | 4 | 0.075 | 4 | Heat_EZ_Sch_1 | Cool_EZ_Sch_1 | Electric Storage_50-gallon | DHW_EZ_Sch_1 | 5 | 0.75 | 0 | Gas | Gas | Yes | Yes | Yes | 0 | Misc_Elec_EZ_Sch_1 | 0
5 Occupant_USA_OR_Portland_Electric Storage_50-gallon | 4 | USA_OR_Portland.Intl.AP.726980_TMYx.2004-2018 | 0 | 1900 | 1 | 9 | 1.2 | 4-12 (Low-Moderate Slope) | Pre-Defined Construction | Wood-Framed - 2x6 - 24 in OC - R-19 Cavity |  | Pre-Defined Construction | Attic w R49 Cavity and Shingle Roof |  | Pre-Defined Construction | Vented Crawlspace - R19 Cavity Insulation | [6 empty] | 0.388 | 0.4 | No | 0.2 | 0.2 | 0.2 | 0.2 | 7 | Single Speed ASHP (7.5 HSPF2 14.3 SEER2) | Autosize |  |  |  |  | Electric |  |  | 35 | -30 |  |  | 0.075 | 4 | 0.075 | 4 | Heat_EZ_Sch_1 | Cool_EZ_Sch_1 | Electric Storage_50-gallon | DHW_EZ_Sch_1 | 5 | 0.75 | 0 | Gas | Gas | Yes | Yes | Yes | 0 | Misc_Elec_EZ_Sch_1 | 0
5 Occupant_USA_OR_Redmond._Electric Storage_50-gallon | 4 | USA_OR_Redmond.Muni.AP-Roberts.Field.726920_TMYx.2004-2018 | 0 | 1900 | 1 | 9 | 1.2 | 4-12 (Low-Moderate Slope) | Pre-Defined Construction | Wood-Framed - 2x6 - 24 in OC - R-19 Cavity |  | Pre-Defined Construction | Attic w R49 Cavity and Shingle Roof |  | Pre-Defined Construction | Vented Crawlspace - R19 Cavity Insulation | [6 empty] | 0.388 | 0.4 | No | 0.2 | 0.2 | 0.2 | 0.2 | 7 | Single Speed ASHP (7.5 HSPF2 14.3 SEER2) | Autosize |  |  |  |  | Electric |  |  | 35 | -30 |  |  | 0.075 | 4 | 0.075 | 4 | Heat_EZ_Sch_1 | Cool_EZ_Sch_1 | Electric Storage_50-gallon | DHW_EZ_Sch_1 | 5 | 0.75 | 0 | Gas | Gas | Yes | Yes | Yes | 0 | Misc_Elec_EZ_Sch_1 | 0
5 Occupant_USA_PA_Bradford_Electric Storage_50-gallon | 4 | USA_PA_Bradford.Rgnl.AP.725266_TMYx.2004-2018 | 0 | 1900 | 1 | 9 | 1.2 | 4-12 (Low-Moderate Slope) | Pre-Defined Construction | Wood-Framed - 2x6 - 24 in OC - R-19 Cavity |  | Pre-Defined Construction | Attic w R49 Cavity and Shingle Roof |  | Pre-Defined Construction | Vented Crawlspace - R19 Cavity Insulation | [6 empty] | 0.388 | 0.4 | No | 0.2 | 0.2 | 0.2 | 0.2 | 7 | Single Speed ASHP (7.5 HSPF2 14.3 SEER2) | Autosize |  |  |  |  | Electric |  |  | 35 | -30 |  |  | 0.075 | 4 | 0.075 | 4 | Heat_EZ_Sch_1 | Cool_EZ_Sch_1 | Electric Storage_50-gallon | DHW_EZ_Sch_1 | 5 | 0.75 | 0 | Gas | Gas | Yes | Yes | Yes | 0 | Misc_Elec_EZ_Sch_1 | 0
5 Occupant_USA_PA_Philadel_Electric Storage_50-gallon | 4 | USA_PA_Philadelphia.Intl.AP.724080_TMYx.2004-2018 | 0 | 1900 | 1 | 9 | 1.2 | 4-12 (Low-Moderate Slope) | Pre-Defined Construction | Wood-Framed - 2x6 - 24 in OC - R-19 Cavity |  | Pre-Defined Construction | Attic w R49 Cavity and Shingle Roof |  | Pre-Defined Construction | Vented Crawlspace - R19 Cavity Insulation | [6 empty] | 0.388 | 0.4 | No | 0.2 | 0.2 | 0.2 | 0.2 | 7 | Single Speed ASHP (7.5 HSPF2 14.3 SEER2) | Autosize |  |  |  |  | Electric |  |  | 35 | -30 |  |  | 0.075 | 4 | 0.075 | 4 | Heat_EZ_Sch_1 | Cool_EZ_Sch_1 | Electric Storage_50-gallon | DHW_EZ_Sch_1 | 5 | 0.75 | 0 | Gas | Gas | Yes | Yes | Yes | 0 | Misc_Elec_EZ_Sch_1 | 0
5 Occupant_USA_PA_Pittsbur_Electric Storage_50-gallon | 4 | USA_PA_Pittsburgh.Intl.AP.725200_TMYx.2004-2018 | 0 | 1900 | 1 | 9 | 1.2 | 4-12 (Low-Moderate Slope) | Pre-Defined Construction | Wood-Framed - 2x6 - 24 in OC - R-19 Cavity |  | Pre-Defined Construction | Attic w R49 Cavity and Shingle Roof |  | Pre-Defined Construction | Vented Crawlspace - R19 Cavity Insulation | [6 empty] | 0.388 | 0.4 | No | 0.2 | 0.2 | 0.2 | 0.2 | 7 | Single Speed ASHP (7.5 HSPF2 14.3 SEER2) | Autosize |  |  |  |  | Electric |  |  | 35 | -30 |  |  | 0.075 | 4 | 0.075 | 4 | Heat_EZ_Sch_1 | Cool_EZ_Sch_1 | Electric Storage_50-gallon | DHW_EZ_Sch_1 | 5 | 0.75 | 0 | Gas | Gas | Yes | Yes | Yes | 0 | Misc_Elec_EZ_Sch_1 | 0
5 Occupant_USA_RI_Providen_Electric Storage_50-gallon | 4 | USA_RI_Providence-Green.Intl.State.AP.725070_TMYx.2004-2018 | 0 | 1900 | 1 | 9 | 1.2 | 4-12 (Low-Moderate Slope) | Pre-Defined Construction | Wood-Framed - 2x6 - 24 in OC - R-19 Cavity |  | Pre-Defined Construction | Attic w R49 Cavity and Shingle Roof |  | Pre-Defined Construction | Vented Crawlspace - R19 Cavity Insulation | [6 empty] | 0.388 | 0.4 | No | 0.2 | 0.2 | 0.2 | 0.2 | 7 | Single Speed ASHP (7.5 HSPF2 14.3 SEER2) | Autosize |  |  |  |  | Electric |  |  | 35 | -30 |  |  | 0.075 | 4 | 0.075 | 4 | Heat_EZ_Sch_1 | Cool_EZ_Sch_1 | Electric Storage_50-gallon | DHW_EZ_Sch_1 | 5 | 0.75 | 0 | Gas | Gas | Yes | Yes | Yes | 0 | Misc_Elec_EZ_Sch_1 | 0
5 Occupant_USA_SC_JB.Charl_Electric Storage_50-gallon | 4 | USA_SC_JB.Charleston-Charleston.Intl.AP.722080_TMYx.2004-2018 | 0 | 1900 | 1 | 9 | 1.2 | 4-12 (Low-Moderate Slope) | Pre-Defined Construction | Wood-Framed - 2x6 - 24 in OC - R-19 Cavity |  | Pre-Defined Construction | Attic w R49 Cavity and Shingle Roof |  | Pre-Defined Construction | Vented Crawlspace - R19 Cavity Insulation | [6 empty] | 0.388 | 0.4 | No | 0.2 | 0.2 | 0.2 | 0.2 | 7 | Single Speed ASHP (7.5 HSPF2 14.3 SEER2) | Autosize |  |  |  |  | Electric |  |  | 35 | -30 |  |  | 0.075 | 4 | 0.075 | 4 | Heat_EZ_Sch_1 | Cool_EZ_Sch_1 | Electric Storage_50-gallon | DHW_EZ_Sch_1 | 5 | 0.75 | 0 | Gas | Gas | Yes | Yes | Yes | 0 | Misc_Elec_EZ_Sch_1 | 0
5 Occupant_USA_SC_Columbia_Electric Storage_50-gallon | 4 | USA_SC_Columbia.Metro.AP.723100_TMYx.2004-2018 | 0 | 1900 | 1 | 9 | 1.2 | 4-12 (Low-Moderate Slope) | Pre-Defined Construction | Wood-Framed - 2x6 - 24 in OC - R-19 Cavity |  | Pre-Defined Construction | Attic w R49 Cavity and Shingle Roof |  | Pre-Defined Construction | Vented Crawlspace - R19 Cavity Insulation | [6 empty] | 0.388 | 0.4 | No | 0.2 | 0.2 | 0.2 | 0.2 | 7 | Single Speed ASHP (7.5 HSPF2 14.3 SEER2) | Autosize |  |  |  |  | Electric |  |  | 35 | -30 |  |  | 0.075 | 4 | 0.075 | 4 | Heat_EZ_Sch_1 | Cool_EZ_Sch_1 | Electric Storage_50-gallon | DHW_EZ_Sch_1 | 5 | 0.75 | 0 | Gas | Gas | Yes | Yes | Yes | 0 | Misc_Elec_EZ_Sch_1 | 0
5 Occupant_USA_SD_Yankton-_Electric Storage_50-gallon | 4 | USA_SD_Yankton-Gurney.Muni.AP.726525_TMYx.2004-2018 | 0 | 1900 | 1 | 9 | 1.2 | 4-12 (Low-Moderate Slope) | Pre-Defined Construction | Wood-Framed - 2x6 - 24 in OC - R-19 Cavity |  | Pre-Defined Construction | Attic w R49 Cavity and Shingle Roof |  | Pre-Defined Construction | Vented Crawlspace - R19 Cavity Insulation | [6 empty] | 0.388 | 0.4 | No | 0.2 | 0.2 | 0.2 | 0.2 | 7 | Single Speed ASHP (7.5 HSPF2 14.3 SEER2) | Autosize |  |  |  |  | Electric |  |  | 35 | -30 |  |  | 0.075 | 4 | 0.075 | 4 | Heat_EZ_Sch_1 | Cool_EZ_Sch_1 | Electric Storage_50-gallon | DHW_EZ_Sch_1 | 5 | 0.75 | 0 | Gas | Gas | Yes | Yes | Yes | 0 | Misc_Elec_EZ_Sch_1 | 0
5 Occupant_USA_SD_Sioux.Fa_Electric Storage_50-gallon | 4 | USA_SD_Sioux.Falls.Rgnl.AP-Foss.Field.726510_TMYx.2004-2018 | 0 | 1900 | 1 | 9 | 1.2 | 4-12 (Low-Moderate Slope) | Pre-Defined Construction | Wood-Framed - 2x6 - 24 in OC - R-19 Cavity |  | Pre-Defined Construction | Attic w R49 Cavity and Shingle Roof |  | Pre-Defined Construction | Vented Crawlspace - R19 Cavity Insulation | [6 empty] | 0.388 | 0.4 | No | 0.2 | 0.2 | 0.2 | 0.2 | 7 | Single Speed ASHP (7.5 HSPF2 14.3 SEER2) | Autosize |  |  |  |  | Electric |  |  | 35 | -30 |  |  | 0.075 | 4 | 0.075 | 4 | Heat_EZ_Sch_1 | Cool_EZ_Sch_1 | Electric Storage_50-gallon | DHW_EZ_Sch_1 | 5 | 0.75 | 0 | Gas | Gas | Yes | Yes | Yes | 0 | Misc_Elec_EZ_Sch_1 | 0
5 Occupant_USA_TN_Memphis._Electric Storage_50-gallon | 4 | USA_TN_Memphis.Intl.AP.723340_TMYx.2004-2018 | 0 | 1900 | 1 | 9 | 1.2 | 4-12 (Low-Moderate Slope) | Pre-Defined Construction | Wood-Framed - 2x6 - 24 in OC - R-19 Cavity |  | Pre-Defined Construction | Attic w R49 Cavity and Shingle Roof |  | Pre-Defined Construction | Vented Crawlspace - R19 Cavity Insulation | [6 empty] | 0.388 | 0.4 | No | 0.2 | 0.2 | 0.2 | 0.2 | 7 | Single Speed ASHP (7.5 HSPF2 14.3 SEER2) | Autosize |  |  |  |  | Electric |  |  | 35 | -30 |  |  | 0.075 | 4 | 0.075 | 4 | Heat_EZ_Sch_1 | Cool_EZ_Sch_1 | Electric Storage_50-gallon | DHW_EZ_Sch_1 | 5 | 0.75 | 0 | Gas | Gas | Yes | Yes | Yes | 0 | Misc_Elec_EZ_Sch_1 | 0
5 Occupant_USA_TN_Nashvill_Electric Storage_50-gallon | 4 | USA_TN_Nashville.Intl.AP.723270_TMYx.2004-2018 | 0 | 1900 | 1 | 9 | 1.2 | 4-12 (Low-Moderate Slope) | Pre-Defined Construction | Wood-Framed - 2x6 - 24 in OC - R-19 Cavity |  | Pre-Defined Construction | Attic w R49 Cavity and Shingle Roof |  | Pre-Defined Construction | Vented Crawlspace - R19 Cavity Insulation | [6 empty] | 0.388 | 0.4 | No | 0.2 | 0.2 | 0.2 | 0.2 | 7 | Single Speed ASHP (7.5 HSPF2 14.3 SEER2) | Autosize |  |  |  |  | Electric |  |  | 35 | -30 |  |  | 0.075 | 4 | 0.075 | 4 | Heat_EZ_Sch_1 | Cool_EZ_Sch_1 | Electric Storage_50-gallon | DHW_EZ_Sch_1 | 5 | 0.75 | 0 | Gas | Gas | Yes | Yes | Yes | 0 | Misc_Elec_EZ_Sch_1 | 0
5 Occupant_USA_TX_Austin-C_Electric Storage_50-gallon | 4 | USA_TX_Austin-Camp.Mabry.ANGB.722544_TMYx.2004-2018 | 0 | 1900 | 1 | 9 | 1.2 | 4-12 (Low-Moderate Slope) | Pre-Defined Construction | Wood-Framed - 2x6 - 24 in OC - R-19 Cavity |  | Pre-Defined Construction | Attic w R49 Cavity and Shingle Roof |  | Pre-Defined Construction | Vented Crawlspace - R19 Cavity Insulation | [6 empty] | 0.388 | 0.4 | No | 0.2 | 0.2 | 0.2 | 0.2 | 7 | Single Speed ASHP (7.5 HSPF2 14.3 SEER2) | Autosize |  |  |  |  | Electric |  |  | 35 | -30 |  |  | 0.075 | 4 | 0.075 | 4 | Heat_EZ_Sch_1 | Cool_EZ_Sch_1 | Electric Storage_50-gallon | DHW_EZ_Sch_1 | 5 | 0.75 | 0 | Gas | Gas | Yes | Yes | Yes | 0 | Misc_Elec_EZ_Sch_1 | 0
5 Occupant_USA_TX_Dallas-F_Electric Storage_50-gallon | 4 | USA_TX_Dallas-Fort.Worth.Intl.AP.722590_TMYx.2004-2018 | 0 | 1900 | 1 | 9 | 1.2 | 4-12 (Low-Moderate Slope) | Pre-Defined Construction | Wood-Framed - 2x6 - 24 in OC - R-19 Cavity |  | Pre-Defined Construction | Attic w R49 Cavity and Shingle Roof |  | Pre-Defined Construction | Vented Crawlspace - R19 Cavity Insulation | [6 empty] | 0.388 | 0.4 | No | 0.2 | 0.2 | 0.2 | 0.2 | 7 | Single Speed ASHP (7.5 HSPF2 14.3 SEER2) | Autosize |  |  |  |  | Electric |  |  | 35 | -30 |  |  | 0.075 | 4 | 0.075 | 4 | Heat_EZ_Sch_1 | Cool_EZ_Sch_1 | Electric Storage_50-gallon | DHW_EZ_Sch_1 | 5 | 0.75 | 0 | Gas | Gas | Yes | Yes | Yes | 0 | Misc_Elec_EZ_Sch_1 | 0
5 Occupant_USA_TX_Houston-_Electric Storage_50-gallon | 4 | USA_TX_Houston-Ellington.AP.722436_TMYx.2004-2018 | 0 | 1900 | 1 | 9 | 1.2 | 4-12 (Low-Moderate Slope) | Pre-Defined Construction | Wood-Framed - 2x6 - 24 in OC - R-19 Cavity |  | Pre-Defined Construction | Attic w R49 Cavity and Shingle Roof |  | Pre-Defined Construction | Vented Crawlspace - R19 Cavity Insulation | [6 empty] | 0.388 | 0.4 | No | 0.2 | 0.2 | 0.2 | 0.2 | 7 | Single Speed ASHP (7.5 HSPF2 14.3 SEER2) | Autosize |  |  |  |  | Electric |  |  | 35 | -30 |  |  | 0.075 | 4 | 0.075 | 4 | Heat_EZ_Sch_1 | Cool_EZ_Sch_1 | Electric Storage_50-gallon | DHW_EZ_Sch_1 | 5 | 0.75 | 0 | Gas | Gas | Yes | Yes | Yes | 0 | Misc_Elec_EZ_Sch_1 | 0
5 Occupant_USA_TX_Lubbock._Electric Storage_50-gallon | 4 | USA_TX_Lubbock.Smith.Intl.AP.722670_TMYx.2004-2018 | 0 | 1900 | 1 | 9 | 1.2 | 4-12 (Low-Moderate Slope) | Pre-Defined Construction | Wood-Framed - 2x6 - 24 in OC - R-19 Cavity |  | Pre-Defined Construction | Attic w R49 Cavity and Shingle Roof |  | Pre-Defined Construction | Vented Crawlspace - R19 Cavity Insulation | [6 empty] | 0.388 | 0.4 | No | 0.2 | 0.2 | 0.2 | 0.2 | 7 | Single Speed ASHP (7.5 HSPF2 14.3 SEER2) | Autosize |  |  |  |  | Electric |  |  | 35 | -30 |  |  | 0.075 | 4 | 0.075 | 4 | Heat_EZ_Sch_1 | Cool_EZ_Sch_1 | Electric Storage_50-gallon | DHW_EZ_Sch_1 | 5 | 0.75 | 0 | Gas | Gas | Yes | Yes | Yes | 0 | Misc_Elec_EZ_Sch_1 | 0
5 Occupant_USA_TX_San.Anto_Electric Storage_50-gallon | 4 | USA_TX_San.Antonio.Intl.AP.722530_TMYx.2004-2018 | 0 | 1900 | 1 | 9 | 1.2 | 4-12 (Low-Moderate Slope) | Pre-Defined Construction | Wood-Framed - 2x6 - 24 in OC - R-19 Cavity |  | Pre-Defined Construction | Attic w R49 Cavity and Shingle Roof |  | Pre-Defined Construction | Vented Crawlspace - R19 Cavity Insulation | [6 empty] | 0.388 | 0.4 | No | 0.2 | 0.2 | 0.2 | 0.2 | 7 | Single Speed ASHP (7.5 HSPF2 14.3 SEER2) | Autosize |  |  |  |  | Electric |  |  | 35 | -30 |  |  | 0.075 | 4 | 0.075 | 4 | Heat_EZ_Sch_1 | Cool_EZ_Sch_1 | Electric Storage_50-gallon | DHW_EZ_Sch_1 | 5 | 0.75 | 0 | Gas | Gas | Yes | Yes | Yes | 0 | Misc_Elec_EZ_Sch_1 | 0
5 Occupant_USA_UT_Salt.Lak_Electric Storage_50-gallon | 4 | USA_UT_Salt.Lake.City.Intl.AP.725720_TMYx.2004-2018 | 0 | 1900 | 1 | 9 | 1.2 | 4-12 (Low-Moderate Slope) | Pre-Defined Construction | Wood-Framed - 2x6 - 24 in OC - R-19 Cavity |  | Pre-Defined Construction | Attic w R49 Cavity and Shingle Roof |  | Pre-Defined Construction | Vented Crawlspace - R19 Cavity Insulation | [6 empty] | 0.388 | 0.4 | No | 0.2 | 0.2 | 0.2 | 0.2 | 7 | Single Speed ASHP (7.5 HSPF2 14.3 SEER2) | Autosize |  |  |  |  | Electric |  |  | 35 | -30 |  |  | 0.075 | 4 | 0.075 | 4 | Heat_EZ_Sch_1 | Cool_EZ_Sch_1 | Electric Storage_50-gallon | DHW_EZ_Sch_1 | 5 | 0.75 | 0 | Gas | Gas | Yes | Yes | Yes | 0 | Misc_Elec_EZ_Sch_1 | 0
5 Occupant_USA_UT_St.Georg_Electric Storage_50-gallon | 4 | USA_UT_St.George.Rgnl.AP.724754_TMYx.2004-2018 | 0 | 1900 | 1 | 9 | 1.2 | 4-12 (Low-Moderate Slope) | Pre-Defined Construction | Wood-Framed - 2x6 - 24 in OC - R-19 Cavity |  | Pre-Defined Construction | Attic w R49 Cavity and Shingle Roof |  | Pre-Defined Construction | Vented Crawlspace - R19 Cavity Insulation | [6 empty] | 0.388 | 0.4 | No | 0.2 | 0.2 | 0.2 | 0.2 | 7 | Single Speed ASHP (7.5 HSPF2 14.3 SEER2) | Autosize |  |  |  |  | Electric |  |  | 35 | -30 |  |  | 0.075 | 4 | 0.075 | 4 | Heat_EZ_Sch_1 | Cool_EZ_Sch_1 | Electric Storage_50-gallon | DHW_EZ_Sch_1 | 5 | 0.75 | 0 | Gas | Gas | Yes | Yes | Yes | 0 | Misc_Elec_EZ_Sch_1 | 0
5 Occupant_USA_UT_Vernal.R_Electric Storage_50-gallon | 4 | USA_UT_Vernal.Rgnl.AP.725705_TMYx.2004-2018 | 0 | 1900 | 1 | 9 | 1.2 | 4-12 (Low-Moderate Slope) | Pre-Defined Construction | Wood-Framed - 2x6 - 24 in OC - R-19 Cavity |  | Pre-Defined Construction | Attic w R49 Cavity and Shingle Roof |  | Pre-Defined Construction | Vented Crawlspace - R19 Cavity Insulation | [6 empty] | 0.388 | 0.4 | No | 0.2 | 0.2 | 0.2 | 0.2 | 7 | Single Speed ASHP (7.5 HSPF2 14.3 SEER2) | Autosize |  |  |  |  | Electric |  |  | 35 | -30 |  |  | 0.075 | 4 | 0.075 | 4 | Heat_EZ_Sch_1 | Cool_EZ_Sch_1 | Electric Storage_50-gallon | DHW_EZ_Sch_1 | 5 | 0.75 | 0 | Gas | Gas | Yes | Yes | Yes | 0 | Misc_Elec_EZ_Sch_1 | 0
5 Occupant_USA_VA_Norfolk._Electric Storage_50-gallon | 4 | USA_VA_Norfolk.Intl.AP.723080_TMYx.2004-2018 | 0 | 1900 | 1 | 9 | 1.2 | 4-12 (Low-Moderate Slope) | Pre-Defined Construction | Wood-Framed - 2x6 - 24 in OC - R-19 Cavity |  | Pre-Defined Construction | Attic w R49 Cavity and Shingle Roof |  | Pre-Defined Construction | Vented Crawlspace - R19 Cavity Insulation | [6 empty] | 0.388 | 0.4 | No | 0.2 | 0.2 | 0.2 | 0.2 | 7 | Single Speed ASHP (7.5 HSPF2 14.3 SEER2) | Autosize |  |  |  |  | Electric |  |  | 35 | -30 |  |  | 0.075 | 4 | 0.075 | 4 | Heat_EZ_Sch_1 | Cool_EZ_Sch_1 | Electric Storage_50-gallon | DHW_EZ_Sch_1 | 5 | 0.75 | 0 | Gas | Gas | Yes | Yes | Yes | 0 | Misc_Elec_EZ_Sch_1 | 0
5 Occupant_USA_VT_Burlingt_Electric Storage_50-gallon | 4 | USA_VT_Burlington.Intl.AP.726170_TMYx.2004-2018 | 0 | 1900 | 1 | 9 | 1.2 | 4-12 (Low-Moderate Slope) | Pre-Defined Construction | Wood-Framed - 2x6 - 24 in OC - R-19 Cavity |  | Pre-Defined Construction | Attic w R49 Cavity and Shingle Roof |  | Pre-Defined Construction | Vented Crawlspace - R19 Cavity Insulation | [6 empty] | 0.388 | 0.4 | No | 0.2 | 0.2 | 0.2 | 0.2 | 7 | Single Speed ASHP (7.5 HSPF2 14.3 SEER2) | Autosize |  |  |  |  | Electric |  |  | 35 | -30 |  |  | 0.075 | 4 | 0.075 | 4 | Heat_EZ_Sch_1 | Cool_EZ_Sch_1 | Electric Storage_50-gallon | DHW_EZ_Sch_1 | 5 | 0.75 | 0 | Gas | Gas | Yes | Yes | Yes | 0 | Misc_Elec_EZ_Sch_1 | 0
5 Occupant_USA_WA_Seattle-_Electric Storage_50-gallon | 4 | USA_WA_Seattle-Tacoma.Intl.AP.727930_TMYx.2004-2018 | 0 | 1900 | 1 | 9 | 1.2 | 4-12 (Low-Moderate Slope) | Pre-Defined Construction | Wood-Framed - 2x6 - 24 in OC - R-19 Cavity |  | Pre-Defined Construction | Attic w R49 Cavity and Shingle Roof |  | Pre-Defined Construction | Vented Crawlspace - R19 Cavity Insulation | [6 empty] | 0.388 | 0.4 | No | 0.2 | 0.2 | 0.2 | 0.2 | 7 | Single Speed ASHP (7.5 HSPF2 14.3 SEER2) | Autosize |  |  |  |  | Electric |  |  | 35 | -30 |  |  | 0.075 | 4 | 0.075 | 4 | Heat_EZ_Sch_1 | Cool_EZ_Sch_1 | Electric Storage_50-gallon | DHW_EZ_Sch_1 | 5 | 0.75 | 0 | Gas | Gas | Yes | Yes | Yes | 0 | Misc_Elec_EZ_Sch_1 | 0
5 Occupant_USA_WA_Spokane._Electric Storage_50-gallon | 4 | USA_WA_Spokane.Intl.AP.727850_TMYx.2004-2018 | 0 | 1900 | 1 | 9 | 1.2 | 4-12 (Low-Moderate Slope) | Pre-Defined Construction | Wood-Framed - 2x6 - 24 in OC - R-19 Cavity |  | Pre-Defined Construction | Attic w R49 Cavity and Shingle Roof |  | Pre-Defined Construction | Vented Crawlspace - R19 Cavity Insulation | [6 empty] | 0.388 | 0.4 | No | 0.2 | 0.2 | 0.2 | 0.2 | 7 | Single Speed ASHP (7.5 HSPF2 14.3 SEER2) | Autosize |  |  |  |  | Electric |  |  | 35 | -30 |  |  | 0.075 | 4 | 0.075 | 4 | Heat_EZ_Sch_1 | Cool_EZ_Sch_1 | Electric Storage_50-gallon | DHW_EZ_Sch_1 | 5 | 0.75 | 0 | Gas | Gas | Yes | Yes | Yes | 0 | Misc_Elec_EZ_Sch_1 | 0
5 Occupant_USA_WI_Milwauke_Electric Storage_50-gallon | 4 | USA_WI_Milwaukee-Mitchell.Intl.AP.726400_TMYx.2004-2018 | 0 | 1900 | 1 | 9 | 1.2 | 4-12 (Low-Moderate Slope) | Pre-Defined Construction | Wood-Framed - 2x6 - 24 in OC - R-19 Cavity |  | Pre-Defined Construction | Attic w R49 Cavity and Shingle Roof |  | Pre-Defined Construction | Vented Crawlspace - R19 Cavity Insulation | [6 empty] | 0.388 | 0.4 | No | 0.2 | 0.2 | 0.2 | 0.2 | 7 | Single Speed ASHP (7.5 HSPF2 14.3 SEER2) | Autosize |  |  |  |  | Electric |  |  | 35 | -30 |  |  | 0.075 | 4 | 0.075 | 4 | Heat_EZ_Sch_1 | Cool_EZ_Sch_1 | Electric Storage_50-gallon | DHW_EZ_Sch_1 | 5 | 0.75 | 0 | Gas | Gas | Yes | Yes | Yes | 0 | Misc_Elec_EZ_Sch_1 | 0
5 Occupant_USA_WI_Rhinelan_Electric Storage_50-gallon | 4 | USA_WI_Rhinelander-Oneida.County.AP.727415_TMYx.2004-2018 | 0 | 1900 | 1 | 9 | 1.2 | 4-12 (Low-Moderate Slope) | Pre-Defined Construction | Wood-Framed - 2x6 - 24 in OC - R-19 Cavity |  | Pre-Defined Construction | Attic w R49 Cavity and Shingle Roof |  | Pre-Defined Construction | Vented Crawlspace - R19 Cavity Insulation | [6 empty] | 0.388 | 0.4 | No | 0.2 | 0.2 | 0.2 | 0.2 | 7 | Single Speed ASHP (7.5 HSPF2 14.3 SEER2) | Autosize |  |  |  |  | Electric |  |  | 35 | -30 |  |  | 0.075 | 4 | 0.075 | 4 | Heat_EZ_Sch_1 | Cool_EZ_Sch_1 | Electric Storage_50-gallon | DHW_EZ_Sch_1 | 5 | 0.75 | 0 | Gas | Gas | Yes | Yes | Yes | 0 | Misc_Elec_EZ_Sch_1 | 0
5 Occupant_USA_WV_Charlest_Electric Storage_50-gallon | 4 | USA_WV_Charleston-Yeager.AP.724140_TMYx.2004-2018 | 0 | 1900 | 1 | 9 | 1.2 | 4-12 (Low-Moderate Slope) | Pre-Defined Construction | Wood-Framed - 2x6 - 24 in OC - R-19 Cavity |  | Pre-Defined Construction | Attic w R49 Cavity and Shingle Roof |  | Pre-Defined Construction | Vented Crawlspace - R19 Cavity Insulation | [6 empty] | 0.388 | 0.4 | No | 0.2 | 0.2 | 0.2 | 0.2 | 7 | Single Speed ASHP (7.5 HSPF2 14.3 SEER2) | Autosize |  |  |  |  | Electric |  |  | 35 | -30 |  |  | 0.075 | 4 | 0.075 | 4 | Heat_EZ_Sch_1 | Cool_EZ_Sch_1 | Electric Storage_50-gallon | DHW_EZ_Sch_1 | 5 | 0.75 | 0 | Gas | Gas | Yes | Yes | Yes | 0 | Misc_Elec_EZ_Sch_1 | 0
5 Occupant_USA_WV_Morganto_Electric Storage_50-gallon | 4 | USA_WV_Morgantown.Muni.AP-Hart.Field.724176_TMYx.2004-2018 | 0 | 1900 | 1 | 9 | 1.2 | 4-12 (Low-Moderate Slope) | Pre-Defined Construction | Wood-Framed - 2x6 - 24 in OC - R-19 Cavity |  | Pre-Defined Construction | Attic w R49 Cavity and Shingle Roof |  | Pre-Defined Construction | Vented Crawlspace - R19 Cavity Insulation | [6 empty] | 0.388 | 0.4 | No | 0.2 | 0.2 | 0.2 | 0.2 | 7 | Single Speed ASHP (7.5 HSPF2 14.3 SEER2) | Autosize |  |  |  |  | Electric |  |  | 35 | -30 |  |  | 0.075 | 4 | 0.075 | 4 | Heat_EZ_Sch_1 | Cool_EZ_Sch_1 | Electric Storage_50-gallon | DHW_EZ_Sch_1 | 5 | 0.75 | 0 | Gas | Gas | Yes | Yes | Yes | 0 | Misc_Elec_EZ_Sch_1 | 0
5 Occupant_USA_WY_Cheyenne_Electric Storage_50-gallon | 4 | USA_WY_Cheyenne.Rgnl.AP.725640_TMYx.2004-2018 | 0 | 1900 | 1 | 9 | 1.2 | 4-12 (Low-Moderate Slope) | Pre-Defined Construction | Wood-Framed - 2x6 - 24 in OC - R-19 Cavity |  | Pre-Defined Construction | Attic w R49 Cavity and Shingle Roof |  | Pre-Defined Construction | Vented Crawlspace - R19 Cavity Insulation | [6 empty] | 0.388 | 0.4 | No | 0.2 | 0.2 | 0.2 | 0.2 | 7 | Single Speed ASHP (7.5 HSPF2 14.3 SEER2) | Autosize |  |  |  |  | Electric |  |  | 35 | -30 |  |  | 0.075 | 4 | 0.075 | 4 | Heat_EZ_Sch_1 | Cool_EZ_Sch_1 | Electric Storage_50-gallon | DHW_EZ_Sch_1 | 5 | 0.75 | 0 | Gas | Gas | Yes | Yes | Yes | 0 | Misc_Elec_EZ_Sch_1 | 0
5 Occupant_USA_WY_Jackson._Electric Storage_50-gallon | 4 | USA_WY_Jackson.Hole.AP.725776_TMYx.2004-2018 | 0 | 1900 | 1 | 9 | 1.2 | 4-12 (Low-Moderate Slope) | Pre-Defined Construction | Wood-Framed - 2x6 - 24 in OC - R-19 Cavity |  | Pre-Defined Construction | Attic w R49 Cavity and Shingle Roof |  | Pre-Defined Construction | Vented Crawlspace - R19 Cavity Insulation | [6 empty] | 0.388 | 0.4 | No | 0.2 | 0.2 | 0.2 | 0.2 | 7 | Single Speed ASHP (7.5 HSPF2 14.3 SEER2) | Autosize |  |  |  |  | Electric |  |  | 35 | -30 |  |  | 0.075 | 4 | 0.075 | 4 | Heat_EZ_Sch_1 | Cool_EZ_Sch_1 | Electric Storage_50-gallon | DHW_EZ_Sch_1 | 5 | 0.75 | 0 | Gas | Gas | Yes | Yes | Yes | 0 | Misc_Elec_EZ_Sch_1 | 0

## Run Characteristics
EnergyPlus Directory | C:\EnergyPlusV22-2-0\energyplus.exe
Model Input Template Directory | C:\Users\Christian\Repositories\REEDR\Model Input Template.xlsx
Simulation Type | Annual
Simulation Begin Month | 1
Simulation Begin Day | 1
Simulation End Month | 12
Simulation End Day | 31
Output Granularity | Annual
Output End Uses | All_End_Uses
Run Complete Timestamp | 2023-09-01 20:56:57.753135-07:00 US Pacific Time