## Sheet1
Column Labels
| Electric Storage_50-gallon |  | HPWH_50-gallon |  | Total Sum of Total HVAC | Total Sum of DHW Elec [kWh]
Row Labels | Sum of Total HVAC | Sum of DHW Elec [kWh] | Sum of Total HVAC | Sum of DHW Elec [kWh]
3 Occupant_USA_AL_Birmingh | 5142.7645 | 2600.0738 | 5158.1071 | 639.7356 | 10300.8715 | 3239.8094
3 Occupant_USA_AL_Mobile.R | 5414.6115 | 2440.1952 | 5276.7594 | 603.3559 | 10691.3709 | 3043.5511
3 Occupant_USA_AR_Fayettev | 5560.6013 | 2824.9202 | 5793.3994 | 687.5046 | 11354.0007 | 3512.4248
3 Occupant_USA_AR_Little.R | 5564.901 | 2664.2319 | 5657.8861 | 651.2197 | 11222.787 | 3315.4516
3 Occupant_USA_AZ_Flagstaf | 5654.0209 | 3267.0367 | 6294.9484 | 820.4094 | 11948.9693 | 4087.4461
3 Occupant_USA_AZ_Kingman. | 5531.5878 | 2600.7855 | 5576.6896 | 683.6236 | 11108.2774 | 3284.4091
3 Occupant_USA_AZ_Phoenix- | 8533.825 | 2077.8892 | 8352.6228 | 562.9884 | 16886.4478 | 2640.8776
3 Occupant_USA_AZ_Prescott | 4753.966 | 2850.1525 | 4904.9973 | 732.8235 | 9658.9633 | 3582.9759
3 Occupant_USA_CA_Bakersfi | 5511.817 | 2464.7177 | 5410.992 | 620.9422 | 10922.809 | 3085.6599
3 Occupant_USA_CA_Bishop-E | 5457.6751 | 2816.3435 | 5644.9731 | 734.9289 | 11102.6481 | 3551.2724
3 Occupant_USA_CA_Crescent | 1908.0701 | 3083.6044 | 2098.4174 | 713.7475 | 4006.4875 | 3797.3519
3 Occupant_USA_CA_Imperial | 8060.8551 | 2148.7053 | 7881.3129 | 567.8719 | 15942.168 | 2716.5772
3 Occupant_USA_CA_Los.Ange | 3448.7707 | 2605.9286 | 3233.0139 | 631.3657 | 6681.7846 | 3237.2943
3 Occupant_USA_CA_Riversid | 4872.6067 | 2510.5463 | 4690.7448 | 629.5178 | 9563.3516 | 3140.0641
3 Occupant_USA_CA_Sacramen | 4431.223 | 2700.9224 | 4428.8568 | 657.5326 | 8860.0799 | 3358.455
3 Occupant_USA_CA_San.Jose | 3320.8008 | 2755.1996 | 3248.7431 | 661.3186 | 6569.5439 | 3416.5182
3 Occupant_USA_CA_Santa.An | 3959.199 | 2561.2875 | 3744.1369 | 626.4432 | 7703.3358 | 3187.7307
3 Occupant_USA_CO_Alamosa- | 7975.7851 | 3434.677 | 8775.38 | 861.2394 | 16751.165 | 4295.9164
3 Occupant_USA_CO_Aspen-Pi | 7314.5507 | 3483.8677 | 8175.2457 | 867.5441 | 15489.7964 | 4351.4118
3 Occupant_USA_CO_Denver.I | 6370.9049 | 3097.4556 | 6813.584 | 781.3614 | 13184.489 | 3878.8169
3 Occupant_USA_CO_Trinidad | 5572.4742 | 3019.7601 | 5948.7288 | 772.0089 | 11521.203 | 3791.769
3 Occupant_USA_CT_Bridgepo | 5872.573 | 3007.3335 | 6381.7319 | 728.2252 | 12254.3049 | 3735.5586
3 Occupant_USA_DE_Wilmingt | 5817.667 | 2913.7535 | 6213.9624 | 708.7924 | 12031.6293 | 3622.5458
3 Occupant_USA_FL_Fort.Mye | 6804.4584 | 2155.3201 | 6576.5878 | 547.0903 | 13381.0461 | 2702.4104
3 Occupant_USA_FL_Jacksonv | 5509.1899 | 2423.5883 | 5352.6949 | 595.4521 | 10861.8849 | 3019.0404
3 Occupant_USA_FL_Miami.Na | 7565.7045 | 2058.1116 | 7320.2942 | 529.4987 | 14885.9987 | 2587.6103
3 Occupant_USA_GA_Atlanta- | 5058.3557 | 2621.0258 | 5075.729 | 648.0088 | 10134.0847 | 3269.0346
3 Occupant_USA_GA_Rome-Rus | 5082.053 | 2689.751 | 5158.6287 | 658.9245 | 10240.6817 | 3348.6755
3 Occupant_USA_GA_Savannah | 5427.1025 | 2475.9635 | 5318.522 | 611.1706 | 10745.6245 | 3087.1341
3 Occupant_USA_IA_Des.Moin | 9007.5467 | 3075.8016 | 9645.2111 | 746.8045 | 18652.7578 | 3822.6061
3 Occupant_USA_IA_Sioux.Ci | 10377.1566 | 3180.2484 | 11133.5799 | 767.792 | 21510.7365 | 3948.0404
3 Occupant_USA_ID_Boise.AP | 5823.1651 | 3019.7679 | 6250.1482 | 750.4275 | 12073.3133 | 3770.1954
3 Occupant_USA_ID_Idaho.Fa | 8729.0906 | 3336.9623 | 9603.8078 | 822.8394 | 18332.8984 | 4159.8018
3 Occupant_USA_IL_Bellevil | 6310.0705 | 2902.2369 | 6682.1947 | 701.7856 | 12992.2651 | 3604.0226
3 Occupant_USA_IL_Chicago. | 8298.3271 | 3094.7967 | 8912.2847 | 749.0068 | 17210.6118 | 3843.8035
3 Occupant_USA_IN_Evansvil | 5830.9979 | 2839.7469 | 6122.4609 | 692.3489 | 11953.4587 | 3532.0958
3 Occupant_USA_IN_Indianap | 7354.3104 | 2992.0499 | 7884.521 | 725.852 | 15238.8314 | 3717.9018
3 Occupant_USA_KS_Hays.Rgn | 7617.5003 | 2966.0784 | 8128.178 | 734.7955 | 15745.6783 | 3700.8739
3 Occupant_USA_KS_Wichita. | 6403.6103 | 2826.9709 | 6686.1954 | 696.5691 | 13089.8058 | 3523.54
3 Occupant_USA_KY_Louisvil | 5759.5249 | 2827.6624 | 6041.9012 | 691.7487 | 11801.4261 | 3519.4111
3 Occupant_USA_LA_New.Orle | 6114.7243 | 2329.0941 | 5965.7514 | 581.7651 | 12080.4757 | 2910.8592
3 Occupant_USA_LA_Shrevepo | 5798.3794 | 2500.5409 | 5747.0904 | 618.3879 | 11545.4698 | 3118.9288
3 Occupant_USA_MA_Boston-L | 6483.0349 | 3066.1588 | 7104.0927 | 740.6442 | 13587.1276 | 3806.803
3 Occupant_USA_MD_Baltimor | 5576.5077 | 2881.5442 | 5913.4903 | 702.4717 | 11489.998 | 3584.016
3 Occupant_USA_ME_Portland | 8091.7415 | 3261.7225 | 8945.6687 | 775.186 | 17037.4102 | 4036.9085
3 Occupant_USA_ME_Presque. | 14984.094 | 3517.1966 | 16380.9356 | 830.2337 | 31365.0296 | 4347.4302
3 Occupant_USA_MI_Detroit- | 7380.9834 | 3113.0942 | 8034.5404 | 751.7007 | 15415.5238 | 3864.7949
3 Occupant_USA_MI_Houghton | 9942.5339 | 3331.3342 | 10976.508 | 793.0234 | 20919.0419 | 4124.3576
3 Occupant_USA_MI_Traverse | 9246.0541 | 3264.6198 | 10173.2096 | 779.4797 | 19419.2637 | 4044.0995
3 Occupant_USA_MN_Duluth.I | 13476.9805 | 3497.5531 | 14758.6194 | 829.4497 | 28235.5999 | 4327.0027
3 Occupant_USA_MN_Minneapo | 11548.0914 | 3250.5609 | 12434.5717 | 782.2914 | 23982.6631 | 4032.8523
3 Occupant_USA_MO_Kansas.C | 6442.6811 | 2846.8914 | 6800.7731 | 700.7393 | 13243.4542 | 3547.6307
3 Occupant_USA_MO_St.Josep | 8062.6134 | 2987.1115 | 8606.4884 | 726.9924 | 16669.1019 | 3714.1039
3 Occupant_USA_MS_Gulfport | 5638.5426 | 2402.1628 | 5510.2081 | 595.0392 | 11148.7507 | 2997.2021
3 Occupant_USA_MS_Jackson- | 5424.4424 | 2529.0206 | 5382.4049 | 622.3833 | 10806.8473 | 3151.4039
3 Occupant_USA_MT_Billings | 8316.6581 | 3236.0583 | 9113.6725 | 800.4753 | 17430.3306 | 4036.5335
3 Occupant_USA_NC_Charlott | 4906.1578 | 2696.3684 | 4977.332 | 662.547 | 9883.4898 | 3358.9153
3 Occupant_USA_NC_Raleigh- | 5042.7649 | 2664.4887 | 5095.6966 | 653.9851 | 10138.4615 | 3318.4738
3 Occupant_USA_ND_Bismarck | 13217.7542 | 3412.4936 | 14418.757 | 816.348 | 27636.5112 | 4228.8416
3 Occupant_USA_ND_Fargo-He | 17492.6513 | 3424.9527 | 18718.4716 | 816.4344 | 36211.1229 | 4241.3871
3 Occupant_USA_NE_Omaha-Mi | 8344.4915 | 3062.5907 | 8987.1963 | 744.7178 | 17331.6878 | 3807.3084
3 Occupant_USA_NH_Concord. | 8110.0621 | 3239.4083 | 8939.8692 | 774.2194 | 17049.9313 | 4013.6276
3 Occupant_USA_NH_Manchest | 6824.6335 | 3128.6055 | 7461.9139 | 753.8926 | 14286.5474 | 3882.4981
3 Occupant_USA_NJ_Newark.L | 6033.1648 | 2918.2371 | 6447.6951 | 716.0774 | 12480.8599 | 3634.3145
3 Occupant_USA_NJ_Trenton- | 5572.6022 | 2937.9077 | 6008.2733 | 713.558 | 11580.8755 | 3651.4657
3 Occupant_USA_NM_Albuquer | 5097.9076 | 2824.2557 | 5222.3134 | 731.9851 | 10320.221 | 3556.2408
3 Occupant_USA_NM_Las.Cruc | 5130.3376 | 2625.0829 | 5116.2978 | 689.9167 | 10246.6354 | 3314.9995
3 Occupant_USA_NM_Santa.Fe | 5307.1433 | 3043.6023 | 5664.8786 | 780.6581 | 10972.0219 | 3824.2603
3 Occupant_USA_NV_Las.Vega | 7285.8398 | 2301.5456 | 7191.4434 | 624.0092 | 14477.2832 | 2925.5547
3 Occupant_USA_NV_Reno-Tah | 4771.2008 | 2969.4128 | 5037.396 | 751.2675 | 9808.5968 | 3720.6803
3 Occupant_USA_NY_Buffalo. | 7649.369 | 3183.3734 | 8367.2878 | 763.6869 | 16016.6568 | 3947.0603
3 Occupant_USA_NY_New.York | 6290.1143 | 2950.9684 | 6747.2562 | 720.7415 | 13037.3705 | 3671.7098
3 Occupant_USA_NY_Syracuse | 7936.4023 | 3176.7028 | 8664.1038 | 762.0655 | 16600.5061 | 3938.7683
3 Occupant_USA_OH_Cincinna | 6238.9104 | 2953.9057 | 6679.4215 | 713.1152 | 12918.3319 | 3667.0209
3 Occupant_USA_OH_Columbus | 7035.6275 | 2989.7332 | 7581.2678 | 726.4306 | 14616.8953 | 3716.1639
3 Occupant_USA_OK_Oklahoma | 6713.8871 | 2702.4078 | 6913.3302 | 672.3588 | 13627.2173 | 3374.7666
3 Occupant_USA_OR_Portland | 3799.3642 | 2958.0016 | 4058.5569 | 704.9672 | 7857.9211 | 3662.9688
3 Occupant_USA_OR_Redmond. | 5502.0531 | 3193.4593 | 6059.8912 | 779.4433 | 11561.9442 | 3972.9026
3 Occupant_USA_PA_Bradford | 9268.1917 | 3326.652 | 10277.1368 | 794.0591 | 19545.3286 | 4120.7111
3 Occupant_USA_PA_Philadel | 5727.8569 | 2859.352 | 6081.012 | 700.9257 | 11808.8689 | 3560.2777
3 Occupant_USA_PA_Pittsbur | 6509.1825 | 3060.5894 | 7091.2471 | 741.6222 | 13600.4296 | 3802.2116
3 Occupant_USA_RI_Providen | 6059.6977 | 3044.8187 | 6592.1636 | 734.3847 | 12651.8613 | 3779.2035
3 Occupant_USA_SC_Columbia | 5451.6619 | 2547.218 | 5450.4738 | 628.7111 | 10902.1356 | 3175.9291
3 Occupant_USA_SC_JB.Charl | 5422.3046 | 2495.7827 | 5335.0068 | 614.7783 | 10757.3114 | 3110.561
3 Occupant_USA_SD_Sioux.Fa | 10894.0385 | 3283.1827 | 11735.2062 | 787.757 | 22629.2447 | 4070.9397
3 Occupant_USA_SD_Yankton- | 10379.4304 | 3215.8683 | 11165.3119 | 775.519 | 21544.7423 | 3991.3873
3 Occupant_USA_TN_Memphis. | 5773.7246 | 2594.8474 | 5865.7797 | 640.9782 | 11639.5043 | 3235.8256
3 Occupant_USA_TN_Nashvill | 5252.959 | 2694.3333 | 5370.9714 | 662.5817 | 10623.9304 | 3356.915
3 Occupant_USA_TX_Austin-C | 6412.8255 | 2352.9725 | 6289.7397 | 595.1751 | 12702.5652 | 2948.1476
3 Occupant_USA_TX_Dallas-F | 6205.8479 | 2457.3659 | 6159.9228 | 617.0609 | 12365.7708 | 3074.4268
3 Occupant_USA_TX_Houston- | 6347.8919 | 2295.5129 | 6177.4737 | 574.4801 | 12525.3656 | 2869.993
3 Occupant_USA_TX_Lubbock. | 5997.343 | 2696.6427 | 6083.9147 | 688.4228 | 12081.2577 | 3385.0654
3 Occupant_USA_TX_San.Anto | 6821.8949 | 2332.8458 | 6692.3582 | 590.0573 | 13514.2531 | 2922.9031
3 Occupant_USA_UT_Salt.Lak | 6273.6326 | 3002.6706 | 6685.9192 | 754.0417 | 12959.5517 | 3756.7123
3 Occupant_USA_UT_St.Georg | 6140.5111 | 2561.3471 | 6192.6757 | 668.429 | 12333.1868 | 3229.7761
3 Occupant_USA_UT_Vernal.R | 7911.6838 | 3244.1141 | 8614.9508 | 809.8587 | 16526.6346 | 4053.9728
3 Occupant_USA_VA_Norfolk. | 5026.938 | 2682.2194 | 5124.969 | 654.0299 | 10151.907 | 3336.2493
3 Occupant_USA_VT_Burlingt | 9298.0003 | 3250.3632 | 10188.5507 | 777.7447 | 19486.551 | 4028.108
3 Occupant_USA_WA_Seattle- | 3625.0397 | 3038.4879 | 3945.9952 | 722.3191 | 7571.0349 | 3760.8071
3 Occupant_USA_WA_Spokane. | 6909.7555 | 3211.5913 | 7631.6664 | 778.1135 | 14541.4219 | 3989.7048
3 Occupant_USA_WI_Milwauke | 8137.007 | 3183.0444 | 8834.854 | 764.5765 | 16971.861 | 3947.6208
3 Occupant_USA_WI_Rhinelan | 12322.8242 | 3450.7132 | 13496.799 | 818.274 | 25819.6232 | 4268.9872
3 Occupant_USA_WV_Charlest | 5594.1899 | 2913.7546 | 5919.4892 | 706.2521 | 11513.6791 | 3620.0067
3 Occupant_USA_WV_Morganto | 6015.2393 | 3004.8296 | 6475.46 | 728.95 | 12490.6993 | 3733.7796
3 Occupant_USA_WY_Cheyenne | 6980.3521 | 3278.821 | 7703.0679 | 826.0806 | 14683.42 | 4104.9016
3 Occupant_USA_WY_Jackson. | 10710.4927 | 3593.0816 | 11930.8341 | 881.4 | 22641.3267 | 4474.4816
Grand Total | 727310.4334 | 306460.6607 | 766917.7976 | 75353.8862 | 1494228.2311 | 381814.5469

## Sheet2
| Electric Storage_50-gallon |  | HPWH_50-gallon
Row Labels | Sum of Total HVAC | Sum of DHW Elec [kWh] | Sum of Total HVAC | Sum of DHW Elec [kWh] | HPWH COP, Pre-HVAC Int Adj | HPWH COP, Post-HVAC Int Adj
3 Occupant_USA_AL_Birmingh | 5142.7645 | 2600.0738 | 5158.1071 | 639.7356 | 4.0643 | 3.9691
3 Occupant_USA_AL_Mobile.R | 5414.6115 | 2440.1952 | 5276.7594 | 603.3559 | 4.0444 | 5.2421
3 Occupant_USA_AR_Fayettev | 5560.6013 | 2824.9202 | 5793.3994 | 687.5046 | 4.1089 | 3.0696
3 Occupant_USA_AR_Little.R | 5564.901 | 2664.2319 | 5657.8861 | 651.2197 | 4.0911 | 3.58
3 Occupant_USA_AZ_Flagstaf | 5654.0209 | 3267.0367 | 6294.9484 | 820.4094 | 3.9822 | 2.2356
3 Occupant_USA_AZ_Kingman. | 5531.5878 | 2600.7855 | 5576.6896 | 683.6236 | 3.8044 | 3.569
3 Occupant_USA_AZ_Phoenix- | 8533.825 | 2077.8892 | 8352.6228 | 562.9884 | 3.6908 | 5.4425
3 Occupant_USA_AZ_Prescott | 4753.966 | 2850.1525 | 4904.9973 | 732.8235 | 3.8893 | 3.2247
3 Occupant_USA_CA_Bakersfi | 5511.817 | 2464.7177 | 5410.992 | 620.9422 | 3.9693 | 4.7388
3 Occupant_USA_CA_Bishop-E | 5457.6751 | 2816.3435 | 5644.9731 | 734.9289 | 3.8321 | 3.0539
3 Occupant_USA_CA_Crescent | 1908.0701 | 3083.6044 | 2098.4174 | 713.7475 | 4.3203 | 3.4107
3 Occupant_USA_CA_Imperial | 8060.8551 | 2148.7053 | 7881.3129 | 567.8719 | 3.7838 | 5.5332
3 Occupant_USA_CA_Los.Ange | 3448.7707 | 2605.9286 | 3233.0139 | 631.3657 | 4.1274 | 6.2701
3 Occupant_USA_CA_Riversid | 4872.6067 | 2510.5463 | 4690.7448 | 629.5178 | 3.988 | 5.6082
3 Occupant_USA_CA_Sacramen | 4431.223 | 2700.9224 | 4428.8568 | 657.5326 | 4.1077 | 4.1225
3 Occupant_USA_CA_San.Jose | 3320.8008 | 2755.1996 | 3248.7431 | 661.3186 | 4.1662 | 4.6757
3 Occupant_USA_CA_Santa.An | 3959.199 | 2561.2875 | 3744.1369 | 626.4432 | 4.0886 | 6.2261
3 Occupant_USA_CO_Alamosa- | 7975.7851 | 3434.677 | 8775.38 | 861.2394 | 3.9881 | 2.068
3 Occupant_USA_CO_Aspen-Pi | 7314.5507 | 3483.8677 | 8175.2457 | 867.5441 | 4.0158 | 2.0158
3 Occupant_USA_CO_Denver.I | 6370.9049 | 3097.4556 | 6813.584 | 781.3614 | 3.9642 | 2.5305
3 Occupant_USA_CO_Trinidad | 5572.4742 | 3019.7601 | 5948.7288 | 772.0089 | 3.9116 | 2.6298
3 Occupant_USA_CT_Bridgepo | 5872.573 | 3007.3335 | 6381.7319 | 728.2252 | 4.1297 | 2.4304
3 Occupant_USA_DE_Wilmingt | 5817.667 | 2913.7535 | 6213.9624 | 708.7924 | 4.1109 | 2.6367
3 Occupant_USA_FL_Fort.Mye | 6804.4584 | 2155.3201 | 6576.5878 | 547.0903 | 3.9396 | 6.7518
3 Occupant_USA_FL_Jacksonv | 5509.1899 | 2423.5883 | 5352.6949 | 595.4521 | 4.0702 | 5.5212
3 Occupant_USA_FL_Miami.Na | 7565.7045 | 2058.1116 | 7320.2942 | 529.4987 | 3.8869 | 7.2446
3 Occupant_USA_GA_Atlanta- | 5058.3557 | 2621.0258 | 5075.729 | 648.0088 | 4.0447 | 3.9391
3 Occupant_USA_GA_Rome-Rus | 5082.053 | 2689.751 | 5158.6287 | 658.9245 | 4.082 | 3.657
3 Occupant_USA_GA_Savannah | 5427.1025 | 2475.9635 | 5318.522 | 611.1706 | 4.0512 | 4.9264
3 Occupant_USA_IA_Des.Moin | 9007.5467 | 3075.8016 | 9645.2111 | 746.8045 | 4.1186 | 2.2216
3 Occupant_USA_IA_Sioux.Ci | 10377.1566 | 3180.2484 | 11133.5799 | 767.792 | 4.1421 | 2.0865
3 Occupant_USA_ID_Boise.AP | 5823.1651 | 3019.7679 | 6250.1482 | 750.4275 | 4.0241 | 2.5648
3 Occupant_USA_ID_Idaho.Fa | 8729.0906 | 3336.9623 | 9603.8078 | 822.8394 | 4.0554 | 1.9657
3 Occupant_USA_IL_Bellevil | 6310.0705 | 2902.2369 | 6682.1947 | 701.7856 | 4.1355 | 2.7025
3 Occupant_USA_IL_Chicago. | 8298.3271 | 3094.7967 | 8912.2847 | 749.0068 | 4.1319 | 2.2706
3 Occupant_USA_IN_Evansvil | 5830.9979 | 2839.7469 | 6122.4609 | 692.3489 | 4.1016 | 2.8865
3 Occupant_USA_IN_Indianap | 7354.3104 | 2992.0499 | 7884.521 | 725.852 | 4.1221 | 2.3821
3 Occupant_USA_KS_Hays.Rgn | 7617.5003 | 2966.0784 | 8128.178 | 734.7955 | 4.0366 | 2.3815
3 Occupant_USA_KS_Wichita. | 6403.6103 | 2826.9709 | 6686.1954 | 696.5691 | 4.0584 | 2.8872
3 Occupant_USA_KY_Louisvil | 5759.5249 | 2827.6624 | 6041.9012 | 691.7487 | 4.0877 | 2.9028
3 Occupant_USA_LA_New.Orle | 6114.7243 | 2329.0941 | 5965.7514 | 581.7651 | 4.0035 | 5.3816
3 Occupant_USA_LA_Shrevepo | 5798.3794 | 2500.5409 | 5747.0904 | 618.3879 | 4.0436 | 4.4094
3 Occupant_USA_MA_Boston-L | 6483.0349 | 3066.1588 | 7104.0927 | 740.6442 | 4.1399 | 2.2517
3 Occupant_USA_MD_Baltimor | 5576.5077 | 2881.5442 | 5913.4903 | 702.4717 | 4.102 | 2.7722
3 Occupant_USA_ME_Portland | 8091.7415 | 3261.7225 | 8945.6687 | 775.186 | 4.2077 | 2.0021
3 Occupant_USA_ME_Presque. | 14984.094 | 3517.1966 | 16380.9356 | 830.2337 | 4.2364 | 1.5793
3 Occupant_USA_MI_Detroit- | 7380.9834 | 3113.0942 | 8034.5404 | 751.7007 | 4.1414 | 2.2153
3 Occupant_USA_MI_Houghton | 9942.5339 | 3331.3342 | 10976.508 | 793.0234 | 4.2008 | 1.8234
3 Occupant_USA_MI_Traverse | 9246.0541 | 3264.6198 | 10173.2096 | 779.4797 | 4.1882 | 1.9129
3 Occupant_USA_MN_Duluth.I | 13476.9805 | 3497.5531 | 14758.6194 | 829.4497 | 4.2167 | 1.6568
3 Occupant_USA_MN_Minneapo | 11548.0914 | 3250.5609 | 12434.5717 | 782.2914 | 4.1552 | 1.9479
3 Occupant_USA_MO_Kansas.C | 6442.6811 | 2846.8914 | 6800.7731 | 700.7393 | 4.0627 | 2.6887
3 Occupant_USA_MO_St.Josep | 8062.6134 | 2987.1115 | 8606.4884 | 726.9924 | 4.1089 | 2.3505
3 Occupant_USA_MS_Gulfport | 5638.5426 | 2402.1628 | 5510.2081 | 595.0392 | 4.037 | 5.1471
3 Occupant_USA_MS_Jackson- | 5424.4424 | 2529.0206 | 5382.4049 | 622.3833 | 4.0634 | 4.3578
3 Occupant_USA_MT_Billings | 8316.6581 | 3236.0583 | 9113.6725 | 800.4753 | 4.0427 | 2.0257
3 Occupant_USA_NC_Charlott | 4906.1578 | 2696.3684 | 4977.332 | 662.547 | 4.0697 | 3.6749
3 Occupant_USA_NC_Raleigh- | 5042.7649 | 2664.4887 | 5095.6966 | 653.9851 | 4.0742 | 3.7692
3 Occupant_USA_ND_Bismarck | 13217.7542 | 3412.4936 | 14418.757 | 816.348 | 4.1802 | 1.6916
3 Occupant_USA_ND_Fargo-He | 17492.6513 | 3424.9527 | 18718.4716 | 816.4344 | 4.195 | 1.677
3 Occupant_USA_NE_Omaha-Mi | 8344.4915 | 3062.5907 | 8987.1963 | 744.7178 | 4.1124 | 2.2074
3 Occupant_USA_NH_Concord. | 8110.0621 | 3239.4083 | 8939.8692 | 774.2194 | 4.1841 | 2.0195
3 Occupant_USA_NH_Manchest | 6824.6335 | 3128.6055 | 7461.9139 | 753.8926 | 4.1499 | 2.2489
3 Occupant_USA_NJ_Newark.L | 6033.1648 | 2918.2371 | 6447.6951 | 716.0774 | 4.0753 | 2.5811
3 Occupant_USA_NJ_Trenton- | 5572.6022 | 2937.9077 | 6008.2733 | 713.558 | 4.1173 | 2.5564
3 Occupant_USA_NM_Albuquer | 5097.9076 | 2824.2557 | 5222.3134 | 731.9851 | 3.8584 | 3.2979
3 Occupant_USA_NM_Las.Cruc | 5130.3376 | 2625.0829 | 5116.2978 | 689.9167 | 3.8049 | 3.884
3 Occupant_USA_NM_Santa.Fe | 5307.1433 | 3043.6023 | 5664.8786 | 780.6581 | 3.8988 | 2.6736
3 Occupant_USA_NV_Las.Vega | 7285.8398 | 2301.5456 | 7191.4434 | 624.0092 | 3.6883 | 4.3457
3 Occupant_USA_NV_Reno-Tah | 4771.2008 | 2969.4128 | 5037.396 | 751.2675 | 3.9525 | 2.9184
3 Occupant_USA_NY_Buffalo. | 7649.369 | 3183.3734 | 8367.2878 | 763.6869 | 4.1684 | 2.1486
3 Occupant_USA_NY_New.York | 6290.1143 | 2950.9684 | 6747.2562 | 720.7415 | 4.0944 | 2.5053
3 Occupant_USA_NY_Syracuse | 7936.4023 | 3176.7028 | 8664.1038 | 762.0655 | 4.1685 | 2.1323
3 Occupant_USA_OH_Cincinna | 6238.9104 | 2953.9057 | 6679.4215 | 713.1152 | 4.1423 | 2.5605
3 Occupant_USA_OH_Columbus | 7035.6275 | 2989.7332 | 7581.2678 | 726.4306 | 4.1156 | 2.3503
3 Occupant_USA_OK_Oklahoma | 6713.8871 | 2702.4078 | 6913.3302 | 672.3588 | 4.0193 | 3.0998
3 Occupant_USA_OR_Portland | 3799.3642 | 2958.0016 | 4058.5569 | 704.9672 | 4.1959 | 3.068
3 Occupant_USA_OR_Redmond. | 5502.0531 | 3193.4593 | 6059.8912 | 779.4433 | 4.0971 | 2.388
3 Occupant_USA_PA_Bradford | 9268.1917 | 3326.652 | 10277.1368 | 794.0591 | 4.1894 | 1.8451
3 Occupant_USA_PA_Philadel | 5727.8569 | 2859.352 | 6081.012 | 700.9257 | 4.0794 | 2.7126
3 Occupant_USA_PA_Pittsbur | 6509.1825 | 3060.5894 | 7091.2471 | 741.6222 | 4.1269 | 2.3122
3 Occupant_USA_RI_Providen | 6059.6977 | 3044.8187 | 6592.1636 | 734.3847 | 4.1461 | 2.4035
3 Occupant_USA_SC_Columbia | 5451.6619 | 2547.218 | 5450.4738 | 628.7111 | 4.0515 | 4.0592
3 Occupant_USA_SC_JB.Charl | 5422.3046 | 2495.7827 | 5335.0068 | 614.7783 | 4.0596 | 4.7315
3 Occupant_USA_SD_Sioux.Fa | 10894.0385 | 3283.1827 | 11735.2062 | 787.757 | 4.1678 | 2.0156
3 Occupant_USA_SD_Yankton- | 10379.4304 | 3215.8683 | 11165.3119 | 775.519 | 4.1467 | 2.0596
3 Occupant_USA_TN_Memphis. | 5773.7246 | 2594.8474 | 5865.7797 | 640.9782 | 4.0483 | 3.5399
3 Occupant_USA_TN_Nashvill | 5252.959 | 2694.3333 | 5370.9714 | 662.5817 | 4.0664 | 3.4516
3 Occupant_USA_TX_Austin-C | 6412.8255 | 2352.9725 | 6289.7397 | 595.1751 | 3.9534 | 4.9842
3 Occupant_USA_TX_Dallas-F | 6205.8479 | 2457.3659 | 6159.9228 | 617.0609 | 3.9824 | 4.3026
3 Occupant_USA_TX_Houston- | 6347.8919 | 2295.5129 | 6177.4737 | 574.4801 | 3.9958 | 5.6811
3 Occupant_USA_TX_Lubbock. | 5997.343 | 2696.6427 | 6083.9147 | 688.4228 | 3.9171 | 3.4796
3 Occupant_USA_TX_San.Anto | 6821.8949 | 2332.8458 | 6692.3582 | 590.0573 | 3.9536 | 5.0657
3 Occupant_USA_UT_Salt.Lak | 6273.6326 | 3002.6706 | 6685.9192 | 754.0417 | 3.9821 | 2.5745
3 Occupant_USA_UT_St.Georg | 6140.5111 | 2561.3471 | 6192.6757 | 668.429 | 3.8319 | 3.5545
3 Occupant_USA_UT_Vernal.R | 7911.6838 | 3244.1141 | 8614.9508 | 809.8587 | 4.0058 | 2.144
3 Occupant_USA_VA_Norfolk. | 5026.938 | 2682.2194 | 5124.969 | 654.0299 | 4.1011 | 3.5665
3 Occupant_USA_VT_Burlingt | 9298.0003 | 3250.3632 | 10188.5507 | 777.7447 | 4.1792 | 1.9483
3 Occupant_USA_WA_Seattle- | 3625.0397 | 3038.4879 | 3945.9952 | 722.3191 | 4.2066 | 2.9125
3 Occupant_USA_WA_Spokane. | 6909.7555 | 3211.5913 | 7631.6664 | 778.1135 | 4.1274 | 2.141
3 Occupant_USA_WI_Milwauke | 8137.007 | 3183.0444 | 8834.854 | 764.5765 | 4.1631 | 2.1766
3 Occupant_USA_WI_Rhinelan | 12322.8242 | 3450.7132 | 13496.799 | 818.274 | 4.2171 | 1.7321
3 Occupant_USA_WV_Charlest | 5594.1899 | 2913.7546 | 5919.4892 | 706.2521 | 4.1257 | 2.8246
3 Occupant_USA_WV_Morganto | 6015.2393 | 3004.8296 | 6475.46 | 728.95 | 4.1221 | 2.5268
3 Occupant_USA_WY_Cheyenne | 6980.3521 | 3278.821 | 7703.0679 | 826.0806 | 3.9691 | 2.117
3 Occupant_USA_WY_Jackson. | 10710.4927 | 3593.0816 | 11930.8341 | 881.4 | 4.0766 | 1.7096
Grand Total | 727310.4334 | 306460.6607 | 766917.7976 | 75353.8862 | 4.067 | 2.6658
|  |  |  | min | 3.6883
|  |  |  | avg | 4.0621
|  |  |  | max | 4.3203

## Model Out
Run Label | Run Label No Water Heater | Water Heater | Total Elec [kWh] | Total Nat Gas [therm] | Total Propane [gal] | Total HVAC | Total Heat Elec [kWh] | Prim Furnace Heat Elec [kWh] | ASHP Compressor Heat Elec [kWh] | ASHP Compressor Heat Output [kWh] | ASHP Backup Heat Elec [kWh] | ASHP Defrost Elec [kWh] | ASHP Crankcase Heater Elec [kWh] | Baseboard Heat Elec [kWh] | Cool Elec [kWh] | Fan Elec [kWh] | Pump Elec [kWh] | HPWH HP Coil Heating [kWh] |  | HPWH ER Coil Heating [kWh] | ERWH ER Coil Heating [kWh] | ER Water Heater Heat Loss [kWh] | HP Water Heater Heat Loss [kWh] | DHW Elec [kWh] | IntLights Elec [kWh] | ExtLights Elec [kWh] | Total IntEquip Elec [kWh] | IntEquip Range Elec [kWh] | IntEquip Dryer Elec [kWh] | IntEquip Clotheswasher Elec [kWh] | IntEquip Dishwasher Elec [kWh] | IntEquip Refrigerator Elec [kWh] | IntEquip Misc Elec [kWh] | HeatRecov Elec [kWh] | Heat Nat Gas [therm] | DHW Nat Gas [therm] | Total IntEquip Nat Gas [therm] | IntEquip Range Nat Gas [therm] | IntEquip Dryer Nat Gas [therm] | IntEquip Misc Nat Gas [therm] | Heat Propane [gal] | UnmetHours Heating | UnmetHours Cooling | Infiltration Living [ACH] | Infiltration Attic [ACH] | Infiltration Crawlspace [ACH] | Infiltration UnheatedBasement [ACH]
3 Occupant_USA_AL_Birmingh_HPWH_50-gallon | 3 Occupant_USA_AL_Birmingh | HPWH_50-gallon | 11194.591 | 97.746 |  | 5158.1071 | 1045.9357 |  | 611.3908 | 2025.7516 | 117.3438 | 22.6472 | 294.5539 |  | 3521.0098 | 591.1615 | 0 | 2714.962 | 4.2439 | 0 |  |  | -448.7747 | 639.7356 | 4373.1167 | 0 | 1023.6317 |  |  | 94.3225 | 184.6933 | 668.673 | 0 |  |  |  | 97.746 |  | 52.803 | 0 |  | 8.75 | 909.5 | 0.16895 | 2.7916 | 0.024856
3 Occupant_USA_AL_Mobile.R_HPWH_50-gallon | 3 Occupant_USA_AL_Mobile.R | HPWH_50-gallon | 11276.8636 | 97.746 |  | 5276.7594 | 440.2102 |  | 244.1234 | 808.8917 | 16.6434 | 7.4423 | 172.001 |  | 4218.1123 | 618.4369 | 0 | 2553.0876 | 4.2315 | 0 |  |  | -445.4149 | 603.3559 | 4373.1167 | 0 | 1023.6317 |  |  | 94.3225 | 184.6933 | 668.673 | 0 |  |  |  | 97.746 |  | 52.803 | 0 |  | 2.25 | 993.5 | 0.17721 | 3.2632 | 0.027449
3 Occupant_USA_AR_Fayettev_HPWH_50-gallon | 3 Occupant_USA_AR_Fayettev | HPWH_50-gallon | 11877.6524 | 97.746 |  | 5793.3994 | 2322.1427 |  | 1476.9145 | 4676.164 | 394.7618 | 72.9756 | 377.4908 |  | 2859.116 | 612.1407 | 0 | 2941.5541 | 4.2786 | 0 |  |  | -451.2844 | 687.5046 | 4373.1167 | 0 | 1023.6317 |  |  | 94.3225 | 184.6933 | 668.673 | 0 |  |  |  | 97.746 |  | 52.803 | 0 |  | 8.75 | 351.75 | 0.21466 | 2.9803 | 0.026172
3 Occupant_USA_AR_Little.R_HPWH_50-gallon | 3 Occupant_USA_AR_Little.R | HPWH_50-gallon | 11705.8541 | 97.746 |  | 5657.8861 | 1462.364 |  | 914.3411 | 2977.5031 | 164.3528 | 35.1893 | 348.4808 |  | 3578.3301 | 617.192 | 0 | 2778.6027 | 4.2668 | 0 |  |  | -449.8043 | 651.2197 | 4373.1167 | 0 | 1023.6317 |  |  | 94.3225 | 184.6933 | 668.673 | 0 |  |  |  | 97.746 |  | 52.803 | 0 |  | 12.25 | 839.5 | 0.16711 | 2.6682 | 0.026461
3 Occupant_USA_AZ_Flagstaf_HPWH_50-gallon | 3 Occupant_USA_AZ_Flagstaf | HPWH_50-gallon | 12512.1062 | 97.746 |  | 6294.9484 | 4416.3108 |  | 2452.7948 | 7515.9949 | 1244.4181 | 115.8437 | 603.2542 |  | 1253.5083 | 625.1294 | 0 | 3372.1349 | 4.1103 | 0 |  |  | -448.3563 | 820.4094 | 4373.1167 | 0 | 1023.6317 |  |  | 94.3225 | 184.6933 | 668.673 | 0 |  |  |  | 97.746 |  | 52.803 | 0 |  | 26.25 | 8.75 | 0.27574 | 3.7989 | 0.024158
3 Occupant_USA_AZ_Kingman._HPWH_50-gallon | 3 Occupant_USA_AZ_Kingman. | HPWH_50-gallon | 11657.0616 | 97.746 |  | 5576.6896 | 1135.9906 |  | 691.4734 | 2272.734 | 14.64 | 15.3198 | 414.5574 |  | 3813.894 | 626.8051 | 0 | 2709.2251 | 3.963 | 0 |  |  | -454.4968 | 683.6236 | 4373.1167 | 0 | 1023.6317 |  |  | 94.3225 | 184.6933 | 668.673 | 0 |  |  |  | 97.746 |  | 52.803 | 0 |  | 4 | 195.75 | 0.27514 | 4.9751 | 0.028792
3 Occupant_USA_AZ_Phoenix-_HPWH_50-gallon | 3 Occupant_USA_AZ_Phoenix- | HPWH_50-gallon | 14312.3595 | 97.746 |  | 8352.6228 | 113.5089 |  | 30.6216 | 111.5091 | 0 | 0.23083 | 82.6565 |  | 7401.7527 | 837.3612 | 0 | 2189.4059 | 3.8889 | 0 |  |  | -449.9347 | 562.9884 | 4373.1167 | 0 | 1023.6317 |  |  | 94.3225 | 184.6933 | 668.673 | 0 |  |  |  | 97.746 |  | 52.803 | 0 |  | 2.5 | 1043.5 | 0.15209 | 3.5247 | 0.042281
3 Occupant_USA_AZ_Prescott_HPWH_50-gallon | 3 Occupant_USA_AZ_Prescott | HPWH_50-gallon | 11034.5691 | 97.746 |  | 4904.9973 | 1712.6569 |  | 1082.7952 | 3395.869 | 85.6535 | 43.5019 | 500.7063 |  | 2605.3554 | 586.9851 | 0 | 2957.7401 | 4.0361 | 0 |  |  | -449.6565 | 732.8235 | 4373.1167 | 0 | 1023.6317 |  |  | 94.3225 | 184.6933 | 668.673 | 0 |  |  |  | 97.746 |  | 52.803 | 0 |  | 3.5 | 44 | 0.22493 | 3.1829 | 0.024155
3 Occupant_USA_CA_Bakersfi_HPWH_50-gallon | 3 Occupant_USA_CA_Bakersfi | HPWH_50-gallon | 11428.6825 | 97.746 |  | 5410.992 | 450.1645 |  | 203.1565 | 712.2744 | 1.1787 | 6.8889 | 238.9405 |  | 4345.5782 | 615.2492 | 0 | 2581.1212 | 4.1568 | 0 |  |  | -448.8212 | 620.9422 | 4373.1167 | 0 | 1023.6317 |  |  | 94.3225 | 184.6933 | 668.673 | 0 |  |  |  | 97.746 |  | 52.803 | 0 |  | 2.25 | 660.5 | 0.1627 | 2.6291 | 0.027464
3 Occupant_USA_CA_Bishop-E_HPWH_50-gallon | 3 Occupant_USA_CA_Bishop-E | HPWH_50-gallon | 11776.6503 | 97.746 |  | 5644.9731 | 1977.5603 |  | 1309.283 | 4074.4865 | 157.3461 | 23.3603 | 487.5709 |  | 3033.8361 | 633.5766 | 0 | 2922.8626 | 3.9771 | 0 |  |  | -452.7659 | 734.9289 | 4373.1167 | 0 | 1023.6317 |  |  | 94.3225 | 184.6933 | 668.673 | 0 |  |  |  | 97.746 |  | 52.803 | 0 |  | 2.5 | 220.25 | 0.25336 | 3.6597 | 0.026928
3 Occupant_USA_CA_Crescent_HPWH_50-gallon | 3 Occupant_USA_CA_Crescent | HPWH_50-gallon | 8208.9132 | 97.746 |  | 2098.4174 | 1236.0733 |  | 820.9481 | 3188.5602 | 36.1874 | 17.4165 | 361.5214 |  | 556.6308 | 305.7133 | 0 | 3205.9965 | 4.4918 | 0 |  |  | -457.9368 | 713.7475 | 4373.1167 | 0 | 1023.6317 |  |  | 94.3225 | 184.6933 | 668.673 | 0 |  |  |  | 97.746 |  | 52.803 | 0 |  | 265.25 | 131.75 | 0.26132 | 3.7285 | 0.0094258
3 Occupant_USA_CA_Imperial_HPWH_50-gallon | 3 Occupant_USA_CA_Imperial | HPWH_50-gallon | 13845.9332 | 97.746 |  | 7881.3129 | 209.129 |  | 72.4446 | 250.1649 | 0.30599 | 1.0728 | 135.3056 |  | 6898.5537 | 773.6302 | 0 | 2261.4566 | 3.9823 | 0 |  |  | -448.9371 | 567.8719 | 4373.1167 | 0 | 1023.6317 |  |  | 94.3225 | 184.6933 | 668.673 | 0 |  |  |  | 97.746 |  | 52.803 | 0 |  | 2.25 | 1244.5 | 0.15931 | 3.7273 | 0.038024
3 Occupant_USA_CA_Los.Ange_HPWH_50-gallon | 3 Occupant_USA_CA_Los.Ange | HPWH_50-gallon | 9261.128 | 97.746 |  | 3233.0139 | 54.6094 |  | 23.0282 | 88.8469 | 0 | 0.0040858 | 31.5771 |  | 2708.2874 | 470.1172 | 0 | 2721.7091 | 4.3108 | 0 |  |  | -437.6927 | 631.3657 | 4373.1167 | 0 | 1023.6317 |  |  | 94.3225 | 184.6933 | 668.673 | 0 |  |  |  | 97.746 |  | 52.803 | 0 |  | 1.75 | 724.25 | 0.18075 | 4.1244 | 0.018284
3 Occupant_USA_CA_Riversid_HPWH_50-gallon | 3 Occupant_USA_CA_Riversid | HPWH_50-gallon | 10717.011 | 97.746 |  | 4690.7448 | 247.5731 |  | 87.7294 | 314.4226 | 0 | 1.6638 | 158.18 |  | 3868.7454 | 574.4263 | 0 | 2626.6226 | 4.1724 | 0 |  |  | -445.0361 | 629.5178 | 4373.1167 | 0 | 1023.6317 |  |  | 94.3225 | 184.6933 | 668.673 | 0 |  |  |  | 97.746 |  | 52.803 | 0 |  | 1.25 | 453 | 0.1379 | 2.5918 | 0.024714
3 Occupant_USA_CA_Sacramen_HPWH_50-gallon | 3 Occupant_USA_CA_Sacramen | HPWH_50-gallon | 10483.1378 | 97.746 |  | 4428.8568 | 848.6157 |  | 490.4865 | 1697.1943 | 10.3032 | 22.7988 | 325.0272 |  | 3050.4576 | 529.7836 | 0 | 2821.6124 | 4.2912 | 0 |  |  | -449.8501 | 657.5326 | 4373.1167 | 0 | 1023.6317 |  |  | 94.3225 | 184.6933 | 668.673 | 0 |  |  |  | 97.746 |  | 52.803 | 0 |  | 3.75 | 407.5 | 0.23661 | 3.4599 | 0.02301
3 Occupant_USA_CA_San.Jose_HPWH_50-gallon | 3 Occupant_USA_CA_San.Jose | HPWH_50-gallon | 9306.8101 | 97.746 |  | 3248.7431 | 481.8427 |  | 240.745 | 871.7581 | 3.0846 | 6.9969 | 231.0162 |  | 2322.0738 | 444.8266 | 0 | 2874.3022 | 4.3463 | 0 |  |  | -445.4827 | 661.3186 | 4373.1167 | 0 | 1023.6317 |  |  | 94.3225 | 184.6933 | 668.673 | 0 |  |  |  | 97.746 |  | 52.803 | 0 |  | 5.75 | 198 | 0.20721 | 3.3097 | 0.017407
3 Occupant_USA_CA_Santa.An_HPWH_50-gallon | 3 Occupant_USA_CA_Santa.An | HPWH_50-gallon | 9767.3285 | 97.746 |  | 3744.1369 | 93.0578 |  | 32.6359 | 122.9179 | 0 | 0.19723 | 60.2247 |  | 3138.4676 | 512.6115 | 0 | 2680.0945 | 4.2783 | 0 |  |  | -439.1319 | 626.4432 | 4373.1167 | 0 | 1023.6317 |  |  | 94.3225 | 184.6933 | 668.673 | 0 |  |  |  | 97.746 |  | 52.803 | 0 |  | 2 | 514 | 0.15763 | 2.3289 | 0.020705
3 Occupant_USA_CO_Alamosa-_HPWH_50-gallon | 3 Occupant_USA_CO_Alamosa- | HPWH_50-gallon | 15033.3677 | 97.746 |  | 8775.38 | 6940.3908 |  | 3337.5507 | 9411.5535 | 2891.6678 | 87.6954 | 623.4769 |  | 1110.7346 | 724.2546 | 0 | 3536.3019 | 4.1061 | 0 |  |  | -446.0317 | 861.2394 | 4373.1167 | 0 | 1023.6317 |  |  | 94.3225 | 184.6933 | 668.673 | 0 |  |  |  | 97.746 |  | 52.803 | 0 |  | 26.5 | 0.5 | 0.30181 | 3.7813 | 0.029264
3 Occupant_USA_CO_Aspen-Pi_HPWH_50-gallon | 3 Occupant_USA_CO_Aspen-Pi | HPWH_50-gallon | 14439.5382 | 97.746 |  | 8175.2457 | 6517.274 |  | 3768.3248 | 10882.0699 | 1948.6765 | 132.3465 | 667.9262 |  | 908.7716 | 749.2001 | 0 | 3582.3175 | 4.1293 | 0 |  |  | -447.3056 | 867.5441 | 4373.1167 | 0 | 1023.6317 |  |  | 94.3225 | 184.6933 | 668.673 | 0 |  |  |  | 97.746 |  | 52.803 | 0 |  | 13.25 | 1 | 0.27445 | 2.5163 | 0.030286
3 Occupant_USA_CO_Denver.I_HPWH_50-gallon | 3 Occupant_USA_CO_Denver.I | HPWH_50-gallon | 12991.6937 | 97.746 |  | 6813.584 | 4050.1441 |  | 2604.8461 | 7806.1761 | 845.1786 | 70.3608 | 529.7586 |  | 2061.3004 | 702.1395 | 0 | 3203.5562 | 4.1 | 0 |  |  | -451.6892 | 781.3614 | 4373.1167 | 0 | 1023.6317 |  |  | 94.3225 | 184.6933 | 668.673 | 0 |  |  |  | 97.746 |  | 52.803 | 0 |  | 12.75 | 4.5 | 0.31122 | 5.1209 | 0.031266
3 Occupant_USA_CO_Trinidad_HPWH_50-gallon | 3 Occupant_USA_CO_Trinidad | HPWH_50-gallon | 12117.4861 | 97.746 |  | 5948.7288 | 3233.064 |  | 1947.397 | 5949.1632 | 730.6254 | 51.1352 | 503.9065 |  | 2083.505 | 632.1598 | 0 | 3126.0098 | 4.0492 | 0 |  |  | -450.6356 | 772.0089 | 4373.1167 | 0 | 1023.6317 |  |  | 94.3225 | 184.6933 | 668.673 | 0 |  |  |  | 97.746 |  | 52.803 | 0 |  | 5.5 | 39 | 0.28451 | 5.5934 | 0.026289
3 Occupant_USA_CT_Bridgepo_HPWH_50-gallon | 3 Occupant_USA_CT_Bridgepo | HPWH_50-gallon | 12506.7054 | 97.746 |  | 6381.7319 | 3943.5033 |  | 2235.9899 | 7349.5415 | 1250.0314 | 53.8597 | 403.6223 |  | 1842.0111 | 596.2175 | 0 | 3119.9742 | 4.2844 | 0 |  |  | -454.436 | 728.2252 | 4373.1167 | 0 | 1023.6317 |  |  | 94.3225 | 184.6933 | 668.673 | 0 |  |  |  | 97.746 |  | 52.803 | 0 |  | 102.75 | 369.5 | 0.26297 | 4.5488 | 0.024323
3 Occupant_USA_DE_Wilmingt_HPWH_50-gallon | 3 Occupant_USA_DE_Wilmingt | HPWH_50-gallon | 12319.5031 | 97.746 |  | 6213.9624 | 3326.0421 |  | 2072.9986 | 6731.475 | 796.3946 | 60.3482 | 396.3006 |  | 2275.869 | 612.0512 | 0 | 3028.1801 | 4.2723 | 0 |  |  | -454.8433 | 708.7924 | 4373.1167 | 0 | 1023.6317 |  |  | 94.3225 | 184.6933 | 668.673 | 0 |  |  |  | 97.746 |  | 52.803 | 0 |  | 40.5 | 284.5 | 0.2521 | 4.425 | 0.025847
3 Occupant_USA_FL_Fort.Mye_HPWH_50-gallon | 3 Occupant_USA_FL_Fort.Mye | HPWH_50-gallon | 12520.4264 | 97.746 |  | 6576.5878 | 45.96 |  | 17.1916 | 61.5731 | 0 | 0.067305 | 28.7011 |  | 5787.0966 | 743.5311 | 0 | 2264.0443 | 4.1383 | 0 |  |  | -442.0563 | 547.0903 | 4373.1167 | 0 | 1023.6317 |  |  | 94.3225 | 184.6933 | 668.673 | 0 |  |  |  | 97.746 |  | 52.803 | 0 |  | 0.5 | 1831 | 0.1437 | 3.5229 | 0.034118
3 Occupant_USA_FL_Jacksonv_HPWH_50-gallon | 3 Occupant_USA_FL_Jacksonv | HPWH_50-gallon | 11344.8954 | 97.746 |  | 5352.6949 | 344.0205 |  | 177.7875 | 593.8529 | 4.3907 | 8.8582 | 152.9841 |  | 4392.8007 | 615.8737 | 0 | 2536.0228 | 4.259 | 0 |  |  | -444.6926 | 595.4521 | 4373.1167 | 0 | 1023.6317 |  |  | 94.3225 | 184.6933 | 668.673 | 0 |  |  |  | 97.746 |  | 52.803 | 0 |  | 2 | 903.25 | 0.16557 | 3.3573 | 0.02732
3 Occupant_USA_FL_Miami.Na_HPWH_50-gallon | 3 Occupant_USA_FL_Miami.Na | HPWH_50-gallon | 13246.5413 | 97.746 |  | 7320.2942 | 5.6429 |  | 1.6834 | 6.2358 | 0 | 0 | 3.9595 |  | 6514.0052 | 800.6462 | 0 | 2164.1859 | 4.0872 | 0 |  |  | -445.0507 | 529.4987 | 4373.1167 | 0 | 1023.6317 |  |  | 94.3225 | 184.6933 | 668.673 | 0 |  |  |  | 97.746 |  | 52.803 | 0 |  | 0 | 1515.75 | 0.15276 | 4.1932 | 0.038009
3 Occupant_USA_GA_Atlanta-_HPWH_50-gallon | 3 Occupant_USA_GA_Atlanta- | HPWH_50-gallon | 11120.4862 | 97.746 |  | 5075.729 | 1042.6383 |  | 654.3455 | 2211.1042 | 65.1792 | 21.0636 | 302.0499 |  | 3442.3853 | 590.7054 | 0 | 2734.3045 | 4.2195 | 0 |  |  | -450.2836 | 648.0088 | 4373.1167 | 0 | 1023.6317 |  |  | 94.3225 | 184.6933 | 668.673 | 0 |  |  |  | 97.746 |  | 52.803 | 0 |  | 8.25 | 610 | 0.20104 | 3.9758 | 0.025623
3 Occupant_USA_GA_Rome-Rus_HPWH_50-gallon | 3 Occupant_USA_GA_Rome-Rus | HPWH_50-gallon | 11214.3015 | 97.746 |  | 5158.6287 | 1338.407 |  | 804.5658 | 2637.9574 | 161.1427 | 24.8565 | 347.842 |  | 3234.77 | 585.4517 | 0 | 2806.383 | 4.259 | 0 |  |  | -449.641 | 658.9245 | 4373.1167 | 0 | 1023.6317 |  |  | 94.3225 | 184.6933 | 668.673 | 0 |  |  |  | 97.746 |  | 52.803 | 0 |  | 4.5 | 655.75 | 0.15102 | 1.9315 | 0.024329
3 Occupant_USA_GA_Savannah_HPWH_50-gallon | 3 Occupant_USA_GA_Savannah | HPWH_50-gallon | 11326.441 | 97.746 |  | 5318.522 | 537.2282 |  | 303.8085 | 1014.1339 | 8.6563 | 13.5635 | 211.1999 |  | 4192.7864 | 588.5074 | 0 | 2590.655 | 4.2388 | 0 |  |  | -448.0728 | 611.1706 | 4373.1167 | 0 | 1023.6317 |  |  | 94.3225 | 184.6933 | 668.673 | 0 |  |  |  | 97.746 |  | 52.803 | 0 |  | 1.25 | 559 | 0.17356 | 3.4044 | 0.026095
3 Occupant_USA_IA_Des.Moin_HPWH_50-gallon | 3 Occupant_USA_IA_Des.Moin | HPWH_50-gallon | 15788.7639 | 97.746 |  | 9645.2111 | 6613.2617 |  | 3201.7656 | 9768.163 | 2927.0966 | 95.8418 | 388.5578 |  | 2276.3704 | 755.579 | 0 | 3186.629 | 4.267 | 0 |  |  | -453.0675 | 746.8045 | 4373.1167 | 0 | 1023.6317 |  |  | 94.3225 | 184.6933 | 668.673 | 0 |  |  |  | 97.746 |  | 52.803 | 0 |  | 46.75 | 212.75 | 0.3008 | 4.8719 | 0.033809
3 Occupant_USA_IA_Sioux.Ci_HPWH_50-gallon | 3 Occupant_USA_IA_Sioux.Ci | HPWH_50-gallon | 17298.1203 | 97.746 |  | 11133.5799 | 8336.1339 |  | 3902.7385 | 11609.3922 | 3954.8454 | 119.7286 | 358.8213 |  | 2029.7097 | 767.7363 | 0 | 3291.0691 | 4.2864 | 0 |  |  | -451.6948 | 767.792 | 4373.1167 | 0 | 1023.6317 |  |  | 94.3225 | 184.6933 | 668.673 | 0 |  |  |  | 97.746 |  | 52.803 | 0 |  | 47 | 81 | 0.32658 | 5.1121 | 0.034508
3 Occupant_USA_ID_Boise.AP_HPWH_50-gallon | 3 Occupant_USA_ID_Boise.AP | HPWH_50-gallon | 12397.324 | 97.746 |  | 6250.1482 | 3362.7965 |  | 2379.5477 | 7578.8394 | 321.5427 | 107.5817 | 554.1243 |  | 2215.4367 | 671.9151 | 0 | 3132.0308 | 4.1737 | 0 |  |  | -455.1757 | 750.4275 | 4373.1167 | 0 | 1023.6317 |  |  | 94.3225 | 184.6933 | 668.673 | 0 |  |  |  | 97.746 |  | 52.803 | 0 |  | 7.25 | 123.25 | 0.24504 | 3.587 | 0.029059
3 Occupant_USA_ID_Idaho.Fa_HPWH_50-gallon | 3 Occupant_USA_ID_Idaho.Fa | HPWH_50-gallon | 15823.3956 | 97.746 |  | 9603.8078 | 7379.8037 |  | 4157.5335 | 12598.4124 | 2528.9272 | 176.2874 | 517.0557 |  | 1405.3331 | 818.671 | 0 | 3442.9016 | 4.1842 | 0 |  |  | -452.7338 | 822.8394 | 4373.1167 | 0 | 1023.6317 |  |  | 94.3225 | 184.6933 | 668.673 | 0 |  |  |  | 97.746 |  | 52.803 | 0 |  | 55.75 | 20.25 | 0.33652 | 4.3098 | 0.035873
3 Occupant_USA_IL_Bellevil_HPWH_50-gallon | 3 Occupant_USA_IL_Bellevil | HPWH_50-gallon | 12780.7286 | 97.746 |  | 6682.1947 | 3283.7275 |  | 2032.0258 | 6484.324 | 756.3926 | 99.4958 | 395.8134 |  | 2722.3271 | 676.1401 | 0 | 3019.0329 | 4.3019 | 0 |  |  | -452.0506 | 701.7856 | 4373.1167 | 0 | 1023.6317 |  |  | 94.3225 | 184.6933 | 668.673 | 0 |  |  |  | 97.746 |  | 52.803 | 0 |  | 19.75 | 524.75 | 0.22441 | 3.3662 | 0.029352
3 Occupant_USA_IL_Chicago._HPWH_50-gallon | 3 Occupant_USA_IL_Chicago. | HPWH_50-gallon | 15058.0398 | 97.746 |  | 8912.2847 | 6258.0581 |  | 3236.4379 | 9915.7618 | 2572.641 | 88.6439 | 360.3353 |  | 1976.5351 | 677.6915 | 0 | 3206.931 | 4.2816 | 0 |  |  | -453.8447 | 749.0068 | 4373.1167 | 0 | 1023.6317 |  |  | 94.3225 | 184.6933 | 668.673 | 0 |  |  |  | 97.746 |  | 52.803 | 0 |  | 47.5 | 97 | 0.29654 | 5.375 | 0.029385
3 Occupant_USA_IN_Evansvil_HPWH_50-gallon | 3 Occupant_USA_IN_Evansvil | HPWH_50-gallon | 12211.5581 | 97.746 |  | 6122.4609 | 2760.7979 |  | 1725.2418 | 5556.4138 | 608.0528 | 57.9407 | 369.5626 |  | 2724.0325 | 637.6304 | 0 | 2956.0748 | 4.2696 | 0 |  |  | -452.742 | 692.3489 | 4373.1167 | 0 | 1023.6317 |  |  | 94.3225 | 184.6933 | 668.673 | 0 |  |  |  | 97.746 |  | 52.803 | 0 |  | 21 | 501 | 0.21495 | 3.2797 | 0.027106
3 Occupant_USA_IN_Indianap_HPWH_50-gallon | 3 Occupant_USA_IN_Indianap | HPWH_50-gallon | 14007.1213 | 97.746 |  | 7884.521 | 4838.247 |  | 2577.5121 | 8116.9521 | 1817.0273 | 84.4376 | 359.27 |  | 2342.3341 | 703.94 | 0 | 3107.3873 | 4.281 | 0 |  |  | -453.3895 | 725.852 | 4373.1167 | 0 | 1023.6317 |  |  | 94.3225 | 184.6933 | 668.673 | 0 |  |  |  | 97.746 |  | 52.803 | 0 |  | 49 | 394.5 | 0.27784 | 5.0475 | 0.030891
3 Occupant_USA_KS_Hays.Rgn_HPWH_50-gallon | 3 Occupant_USA_KS_Hays.Rgn | HPWH_50-gallon | 14259.7218 | 97.746 |  | 8128.178 | 4655.4519 |  | 2709.606 | 8453.7178 | 1470.6923 | 80.0689 | 395.0847 |  | 2723.5266 | 749.1995 | 0 | 3081.3287 | 4.1935 | 0 |  |  | -453.6549 | 734.7955 | 4373.1167 | 0 | 1023.6317 |  |  | 94.3225 | 184.6933 | 668.673 | 0 |  |  |  | 97.746 |  | 52.803 | 0 |  | 26.75 | 433.5 | 0.3635 | 6.155 | 0.034899
3 Occupant_USA_KS_Wichita._HPWH_50-gallon | 3 Occupant_USA_KS_Wichita. | HPWH_50-gallon | 12779.5129 | 97.746 |  | 6686.1954 | 2782.3819 |  | 1975.2517 | 6217.2829 | 305.4897 | 81.1151 | 420.5255 |  | 3234.2419 | 669.5716 | 0 | 2939.6005 | 4.2201 | 0 |  |  | -454.7096 | 696.5691 | 4373.1167 | 0 | 1023.6317 |  |  | 94.3225 | 184.6933 | 668.673 | 0 |  |  |  | 97.746 |  | 52.803 | 0 |  | 4.5 | 242.25 | 0.34886 | 5.9556 | 0.031896
3 Occupant_USA_KY_Louisvil_HPWH_50-gallon | 3 Occupant_USA_KY_Louisvil | HPWH_50-gallon | 12130.3982 | 97.746 |  | 6041.9012 | 2633.1184 |  | 1686.9311 | 5474.1419 | 494.8113 | 56.1602 | 395.2158 |  | 2769.3323 | 639.4505 | 0 | 2943.9786 | 4.2558 | 0 |  |  | -452.7249 | 691.7487 | 4373.1167 | 0 | 1023.6317 |  |  | 94.3225 | 184.6933 | 668.673 | 0 |  |  |  | 97.746 |  | 52.803 | 0 |  | 18.5 | 450.5 | 0.18696 | 2.7549 | 0.026915
3 Occupant_USA_LA_New.Orle_HPWH_50-gallon | 3 Occupant_USA_LA_New.Orle | HPWH_50-gallon | 11944.2648 | 97.746 |  | 5965.7514 | 385.8137 |  | 242.7276 | 832.6326 | 5.5987 | 8.86 | 128.6274 |  | 4906.2917 | 673.646 | 0 | 2440.9177 | 4.1957 | 0 |  |  | -445.4201 | 581.7651 | 4373.1167 | 0 | 1023.6317 |  |  | 94.3225 | 184.6933 | 668.673 | 0 |  |  |  | 97.746 |  | 52.803 | 0 |  | 10.75 | 1307.75 | 0.19686 | 3.9374 | 0.030919
3 Occupant_USA_LA_Shrevepo_HPWH_50-gallon | 3 Occupant_USA_LA_Shrevepo | HPWH_50-gallon | 11762.2267 | 97.746 |  | 5747.0904 | 915.023 |  | 556.2906 | 1792.6734 | 98.8613 | 24.7781 | 235.0932 |  | 4206.2727 | 625.7947 | 0 | 2615.2415 | 4.2291 | 0 |  |  | -447.4151 | 618.3879 | 4373.1167 | 0 | 1023.6317 |  |  | 94.3225 | 184.6933 | 668.673 | 0 |  |  |  | 97.746 |  | 52.803 | 0 |  | 3.5 | 895.25 | 0.18409 | 3.1175 | 0.027758
3 Occupant_USA_MA_Boston-L_HPWH_50-gallon | 3 Occupant_USA_MA_Boston-L | HPWH_50-gallon | 13241.4852 | 97.746 |  | 7104.0927 | 4822.9995 |  | 2664.5236 | 8822.7298 | 1713.5395 | 80.0908 | 364.8456 |  | 1648.2012 | 632.8919 | 0 | 3178.2723 | 4.2912 | 0 |  |  | -456.0902 | 740.6442 | 4373.1167 | 0 | 1023.6317 |  |  | 94.3225 | 184.6933 | 668.673 | 0 |  |  |  | 97.746 |  | 52.803 | 0 |  | 141.5 | 325.25 | 0.31328 | 6.236 | 0.026812
3 Occupant_USA_MD_Baltimor_HPWH_50-gallon | 3 Occupant_USA_MD_Baltimor | HPWH_50-gallon | 12012.7104 | 97.746 |  | 5913.4903 | 2814.4925 |  | 1729.8387 | 5594.8358 | 630.2674 | 47.7844 | 406.602 |  | 2484.4685 | 614.5293 | 0 | 2995.8895 | 4.2648 | 0 |  |  | -452.6037 | 702.4717 | 4373.1167 | 0 | 1023.6317 |  |  | 94.3225 | 184.6933 | 668.673 | 0 |  |  |  | 97.746 |  | 52.803 | 0 |  | 22.5 | 533.75 | 0.2086 | 3.4824 | 0.025555
3 Occupant_USA_ME_Portland_HPWH_50-gallon | 3 Occupant_USA_ME_Portland | HPWH_50-gallon | 15117.6031 | 97.746 |  | 8945.6687 | 7039.1865 |  | 3170.5274 | 10114.5807 | 3386.2906 | 83.9047 | 398.4639 |  | 1246.1592 | 660.323 | 0 | 3374.606 | 4.3533 | 0 |  |  | -453.6971 | 775.186 | 4373.1167 | 0 | 1023.6317 |  |  | 94.3225 | 184.6933 | 668.673 | 0 |  |  |  | 97.746 |  | 52.803 | 0 |  | 125.75 | 206.5 | 0.27275 | 3.8507 | 0.026572
3 Occupant_USA_ME_Presque._HPWH_50-gallon | 3 Occupant_USA_ME_Presque. | HPWH_50-gallon | 22607.9176 | 97.746 |  | 16380.9356 | 14836.6489 |  | 3616.5374 | 11161.1709 | 10815.5128 | 98.6543 | 305.9443 |  | 845.666 | 698.6207 | 0 | 3626.1005 | 4.3676 | 0 |  |  | -450.8067 | 830.2337 | 4373.1167 | 0 | 1023.6317 |  |  | 94.3225 | 184.6933 | 668.673 | 0 |  |  |  | 97.746 |  | 52.803 | 0 |  | 465 | 275.75 | 0.29887 | 3.6428 | 0.026901
3 Occupant_USA_MI_Detroit-_HPWH_50-gallon | 3 Occupant_USA_MI_Detroit- | HPWH_50-gallon | 14182.9894 | 97.746 |  | 8034.5404 | 5587.1819 |  | 3022.4353 | 9536.2172 | 2096.4276 | 92.351 | 375.968 |  | 1749.761 | 697.5975 | 0 | 3227.7906 | 4.294 | 0 |  |  | -453.4121 | 751.7007 | 4373.1167 | 0 | 1023.6317 |  |  | 94.3225 | 184.6933 | 668.673 | 0 |  |  |  | 97.746 |  | 52.803 | 0 |  | 52 | 140.25 | 0.26229 | 4.2807 | 0.029664
3 Occupant_USA_MI_Houghton_HPWH_50-gallon | 3 Occupant_USA_MI_Houghton | HPWH_50-gallon | 17166.2797 | 97.746 |  | 10976.508 | 8936.0022 |  | 3753.6393 | 11552.555 | 4652.9744 | 148.5281 | 380.8604 |  | 1289.5679 | 750.9379 | 0 | 3442.6004 | 4.3411 | 0 |  |  | -452.1152 | 793.0234 | 4373.1167 | 0 | 1023.6317 |  |  | 94.3225 | 184.6933 | 668.673 | 0 |  |  |  | 97.746 |  | 52.803 | 0 |  | 116.25 | 122.5 | 0.28444 | 4.2455 | 0.031472
3 Occupant_USA_MI_Traverse_HPWH_50-gallon | 3 Occupant_USA_MI_Traverse | HPWH_50-gallon | 16349.4377 | 97.746 |  | 10173.2096 | 8045.0274 |  | 3406.2495 | 10760.4972 | 4147.4346 | 120.1309 | 371.2124 |  | 1411.9623 | 716.22 | 0 | 3378.3708 | 4.3341 | 0 |  |  | -452.9597 | 779.4797 | 4373.1167 | 0 | 1023.6317 |  |  | 94.3225 | 184.6933 | 668.673 | 0 |  |  |  | 97.746 |  | 52.803 | 0 |  | 189.75 | 278.5 | 0.25795 | 3.3083 | 0.02906
3 Occupant_USA_MN_Duluth.I_HPWH_50-gallon | 3 Occupant_USA_MN_Duluth.I | HPWH_50-gallon | 20984.8174 | 97.746 |  | 14758.6194 | 12944.404 |  | 4563.532 | 13607.829 | 7844.545 | 143.5106 | 392.8164 |  | 1006.0413 | 808.1741 | 0 | 3605.8823 | 4.3473 | 0 |  |  | -451.7162 | 829.4497 | 4373.1167 | 0 | 1023.6317 |  |  | 94.3225 | 184.6933 | 668.673 | 0 |  |  |  | 97.746 |  | 52.803 | 0 |  | 141 | 72 | 0.33407 | 5.5448 | 0.034618
3 Occupant_USA_MN_Minneapo_HPWH_50-gallon | 3 Occupant_USA_MN_Minneapo | HPWH_50-gallon | 18613.6115 | 97.746 |  | 12434.5717 | 9783.1196 |  | 3889.5377 | 11489.8512 | 5450.8667 | 99.889 | 342.8261 |  | 1831.2221 | 820.23 | 0 | 3361.4702 | 4.297 | 0 |  |  | -451.073 | 782.2914 | 4373.1167 | 0 | 1023.6317 |  |  | 94.3225 | 184.6933 | 668.673 | 0 |  |  |  | 97.746 |  | 52.803 | 0 |  | 120.25 | 149.75 | 0.30678 | 4.9735 | 0.036482
3 Occupant_USA_MO_Kansas.C_HPWH_50-gallon | 3 Occupant_USA_MO_Kansas.C | HPWH_50-gallon | 12898.2607 | 97.746 |  | 6800.7731 | 3314.3787 |  | 1976.0247 | 6223.7169 | 924.2491 | 53.0718 | 361.0331 |  | 2813.1715 | 673.2229 | 0 | 2963.1197 | 4.2286 | 0 |  |  | -453.852 | 700.7393 | 4373.1167 | 0 | 1023.6317 |  |  | 94.3225 | 184.6933 | 668.673 | 0 |  |  |  | 97.746 |  | 52.803 | 0 |  | 14.5 | 401.5 | 0.24624 | 3.9876 | 0.029567
3 Occupant_USA_MO_St.Josep_HPWH_50-gallon | 3 Occupant_USA_MO_St.Josep | HPWH_50-gallon | 14730.2292 | 97.746 |  | 8606.4884 | 5476.1147 |  | 2707.5683 | 8338.7518 | 2333.1145 | 85.4366 | 349.9954 |  | 2418.3913 | 711.9824 | 0 | 3104.7719 | 4.2707 | 0 |  |  | -453.1734 | 726.9924 | 4373.1167 | 0 | 1023.6317 |  |  | 94.3225 | 184.6933 | 668.673 | 0 |  |  |  | 97.746 |  | 52.803 | 0 |  | 45 | 311.75 | 0.28412 | 4.3099 | 0.031446
3 Occupant_USA_MS_Gulfport_HPWH_50-gallon | 3 Occupant_USA_MS_Gulfport | HPWH_50-gallon | 11501.9957 | 97.746 |  | 5510.2081 | 464.8802 |  | 258.5045 | 878.9199 | 18.2475 | 9.8749 | 178.2533 |  | 4428.992 | 616.3359 | 0 | 2515.1528 | 4.2269 | 0 |  |  | -446.2885 | 595.0392 | 4373.1167 | 0 | 1023.6317 |  |  | 94.3225 | 184.6933 | 668.673 | 0 |  |  |  | 97.746 |  | 52.803 | 0 |  | 4.5 | 1128 | 0.17635 | 3.3148 | 0.027137
3 Occupant_USA_MS_Jackson-_HPWH_50-gallon | 3 Occupant_USA_MS_Jackson- | HPWH_50-gallon | 11401.5365 | 97.746 |  | 5382.4049 | 833.04 |  | 502.6673 | 1678.7952 | 41.2431 | 23.7165 | 265.4132 |  | 3935.5203 | 613.8445 | 0 | 2644.4304 | 4.2489 | 0 |  |  | -448.8643 | 622.3833 | 4373.1167 | 0 | 1023.6317 |  |  | 94.3225 | 184.6933 | 668.673 | 0 |  |  |  | 97.746 |  | 52.803 | 0 |  | 5 | 832 | 0.16999 | 2.7562 | 0.026889
3 Occupant_USA_MT_Billings_HPWH_50-gallon | 3 Occupant_USA_MT_Billings | HPWH_50-gallon | 15310.8961 | 97.746 |  | 9113.6725 | 6859.6233 |  | 3626.5374 | 11211.2947 | 2657.3407 | 95.1366 | 480.6086 |  | 1503.4968 | 750.5525 | 0 | 3343.6715 | 4.1771 | 0 |  |  | -455.5234 | 800.4753 | 4373.1167 | 0 | 1023.6317 |  |  | 94.3225 | 184.6933 | 668.673 | 0 |  |  |  | 97.746 |  | 52.803 | 0 |  | 27.75 | 64.25 | 0.33057 | 5.8746 | 0.032666
3 Occupant_USA_NC_Charlott_HPWH_50-gallon | 3 Occupant_USA_NC_Charlott | HPWH_50-gallon | 11036.6273 | 97.746 |  | 4977.332 | 1293.6154 |  | 798.5174 | 2622.5175 | 132.5994 | 29.7274 | 332.7712 |  | 3106.8125 | 576.9041 | 0 | 2812.0984 | 4.2444 | 0 |  |  | -449.6854 | 662.547 | 4373.1167 | 0 | 1023.6317 |  |  | 94.3225 | 184.6933 | 668.673 | 0 |  |  |  | 97.746 |  | 52.803 | 0 |  | 11.25 | 554.5 | 0.1929 | 2.9367 | 0.024293
3 Occupant_USA_NC_Raleigh-_HPWH_50-gallon | 3 Occupant_USA_NC_Raleigh- | HPWH_50-gallon | 11146.43 | 97.746 |  | 5095.6966 | 1169.2573 |  | 716.1936 | 2360.7032 | 83.067 | 27.5639 | 342.4328 |  | 3339.2546 | 587.1847 | 0 | 2778.8663 | 4.2491 | 0 |  |  | -448.5236 | 653.9851 | 4373.1167 | 0 | 1023.6317 |  |  | 94.3225 | 184.6933 | 668.673 | 0 |  |  |  | 97.746 |  | 52.803 | 0 |  | 6.75 | 833.5 | 0.18655 | 2.9378 | 0.024856
3 Occupant_USA_ND_Bismarck_HPWH_50-gallon | 3 Occupant_USA_ND_Bismarck | HPWH_50-gallon | 20631.8533 | 97.746 |  | 14418.757 | 12101.5102 |  | 4384.7072 | 13062.632 | 7230.8056 | 143.713 | 342.2844 |  | 1466.1655 | 851.0813 | 0 | 3522.0315 | 4.3144 | 0 |  |  | -450.3184 | 816.348 | 4373.1167 | 0 | 1023.6317 |  |  | 94.3225 | 184.6933 | 668.673 | 0 |  |  |  | 97.746 |  | 52.803 | 0 |  | 64.25 | 206.25 | 0.3297 | 4.9239 | 0.036915
3 Occupant_USA_ND_Fargo-He_HPWH_50-gallon | 3 Occupant_USA_ND_Fargo-He | HPWH_50-gallon | 24931.6544 | 97.746 |  | 18718.4716 | 16375.0015 |  | 4472.6574 | 12941.6816 | 11502.0225 | 108.3233 | 291.9983 |  | 1480.3031 | 863.167 | 0 | 3532.2288 | 4.3264 | 0 |  |  | -449.645 | 816.4344 | 4373.1167 | 0 | 1023.6317 |  |  | 94.3225 | 184.6933 | 668.673 | 0 |  |  |  | 97.746 |  | 52.803 | 0 |  | 191 | 204.75 | 0.38865 | 5.7113 | 0.03878
3 Occupant_USA_NE_Omaha-Mi_HPWH_50-gallon | 3 Occupant_USA_NE_Omaha-Mi | HPWH_50-gallon | 15128.6624 | 97.746 |  | 8987.1963 | 5895.2431 |  | 2871.2917 | 8760.7083 | 2543.9799 | 94.4047 | 385.5667 |  | 2346.116 | 745.8372 | 0 | 3178.5576 | 4.2681 | 0 |  |  | -451.704 | 744.7178 | 4373.1167 | 0 | 1023.6317 |  |  | 94.3225 | 184.6933 | 668.673 | 0 |  |  |  | 97.746 |  | 52.803 | 0 |  | 39.75 | 377.5 | 0.2447 | 3.1542 | 0.032242
3 Occupant_USA_NH_Concord._HPWH_50-gallon | 3 Occupant_USA_NH_Concord. | HPWH_50-gallon | 15110.8369 | 97.746 |  | 8939.8692 | 6763.7728 |  | 3093.0995 | 9701.1477 | 3159.876 | 98.6721 | 412.1251 |  | 1491.0221 | 685.0744 | 0 | 3354.2209 | 4.3324 | 0 |  |  | -453.1083 | 774.2194 | 4373.1167 | 0 | 1023.6317 |  |  | 94.3225 | 184.6933 | 668.673 | 0 |  |  |  | 97.746 |  | 52.803 | 0 |  | 118 | 302.5 | 0.23597 | 2.7601 | 0.027214
3 Occupant_USA_NH_Manchest_HPWH_50-gallon | 3 Occupant_USA_NH_Manchest | HPWH_50-gallon | 13612.5548 | 97.746 |  | 7461.9139 | 5190.045 |  | 2744.5791 | 8707.0688 | 1945.7985 | 76.7979 | 422.8695 |  | 1621.4879 | 650.3809 | 0 | 3242.3596 | 4.3008 | 0 |  |  | -454.0702 | 753.8926 | 4373.1167 | 0 | 1023.6317 |  |  | 94.3225 | 184.6933 | 668.673 | 0 |  |  |  | 97.746 |  | 52.803 | 0 |  | 90.25 | 207.25 | 0.23598 | 2.992 | 0.026251
3 Occupant_USA_NJ_Newark.L_HPWH_50-gallon | 3 Occupant_USA_NJ_Newark.L | HPWH_50-gallon | 12560.5208 | 97.746 |  | 6447.6951 | 3478.0232 |  | 2138.081 | 6963.1736 | 927.4707 | 36.4451 | 376.0264 |  | 2328.388 | 641.2838 | 0 | 3030.9479 | 4.2327 | 0 |  |  | -454.2537 | 716.0774 | 4373.1167 | 0 | 1023.6317 |  |  | 94.3225 | 184.6933 | 668.673 | 0 |  |  |  | 97.746 |  | 52.803 | 0 |  | 31.5 | 442 | 0.27623 | 5.1043 | 0.027684
3 Occupant_USA_NJ_Trenton-_HPWH_50-gallon | 3 Occupant_USA_NJ_Trenton- | HPWH_50-gallon | 12118.5796 | 97.746 |  | 6008.2733 | 3277.25 |  | 1905.1373 | 6287.3949 | 916.5109 | 43.9397 | 411.6621 |  | 2132.9509 | 598.0724 | 0 | 3054.1153 | 4.2801 | 0 |  |  | -453.1482 | 713.558 | 4373.1167 | 0 | 1023.6317 |  |  | 94.3225 | 184.6933 | 668.673 | 0 |  |  |  | 97.746 |  | 52.803 | 0 |  | 57.75 | 580.5 | 0.2207 | 3.3453 | 0.024045
3 Occupant_USA_NM_Albuquer_HPWH_50-gallon | 3 Occupant_USA_NM_Albuquer | HPWH_50-gallon | 11351.0468 | 97.746 |  | 5222.3134 | 1711.7644 |  | 1104.2761 | 3385.6692 | 91.3125 | 24.201 | 491.9749 |  | 2891.2825 | 619.2665 | 0 | 2931.502 | 4.0049 | 0 |  |  | -449.1062 | 731.9851 | 4373.1167 | 0 | 1023.6317 |  |  | 94.3225 | 184.6933 | 668.673 | 0 |  |  |  | 97.746 |  | 52.803 | 0 |  | 4.5 | 30 | 0.25052 | 4.2352 | 0.026834
3 Occupant_USA_NM_Las.Cruc_HPWH_50-gallon | 3 Occupant_USA_NM_Las.Cruc | HPWH_50-gallon | 11202.9628 | 97.746 |  | 5116.2978 | 934.5088 |  | 517.9938 | 1650.7882 | 11.6816 | 11.341 | 393.4924 |  | 3575.4151 | 606.3738 | 0 | 2732.1781 | 3.9602 | 0 |  |  | -450.1666 | 689.9167 | 4373.1167 | 0 | 1023.6317 |  |  | 94.3225 | 184.6933 | 668.673 | 0 |  |  |  | 97.746 |  | 52.803 | 0 |  | 1.25 | 103.75 | 0.21235 | 4.2634 | 0.026389
3 Occupant_USA_NM_Santa.Fe_HPWH_50-gallon | 3 Occupant_USA_NM_Santa.Fe | HPWH_50-gallon | 11842.285 | 97.746 |  | 5664.8786 | 3011.0827 |  | 1997.659 | 6094.5807 | 397.7608 | 61.7006 | 553.9623 |  | 2017.1168 | 636.6791 | 0 | 3149.5009 | 4.0344 | 0 |  |  | -449.4219 | 780.6581 | 4373.1167 | 0 | 1023.6317 |  |  | 94.3225 | 184.6933 | 668.673 | 0 |  |  |  | 97.746 |  | 52.803 | 0 |  | 4.75 | 8.75 | 0.27727 | 4.3852 | 0.026655
3 Occupant_USA_NV_Las.Vega_HPWH_50-gallon | 3 Occupant_USA_NV_Las.Vega | HPWH_50-gallon | 13212.2009 | 97.746 |  | 7191.4434 | 506.8745 |  | 243.4447 | 818.6208 | 0.93072 | 2.635 | 259.8641 |  | 5932.2537 | 752.3151 | 0 | 2409.8702 | 3.8619 | 0 |  |  | -453.7567 | 624.0092 | 4373.1167 | 0 | 1023.6317 |  |  | 94.3225 | 184.6933 | 668.673 | 0 |  |  |  | 97.746 |  | 52.803 | 0 |  | 1.75 | 620.75 | 0.23575 | 4.0061 | 0.037146
3 Occupant_USA_NV_Reno-Tah_HPWH_50-gallon | 3 Occupant_USA_NV_Reno-Tah | HPWH_50-gallon | 11185.4119 | 97.746 |  | 5037.396 | 2176.3335 |  | 1420.131 | 4435.7381 | 93.3145 | 50.5321 | 612.356 |  | 2278.025 | 583.0375 | 0 | 3076.7317 | 4.0954 | 0 |  |  | -451.7943 | 751.2675 | 4373.1167 | 0 | 1023.6317 |  |  | 94.3225 | 184.6933 | 668.673 | 0 |  |  |  | 97.746 |  | 52.803 | 0 |  | 7.5 | 42 | 0.23319 | 3.3273 | 0.024119
3 Occupant_USA_NY_Buffalo._HPWH_50-gallon | 3 Occupant_USA_NY_Buffalo. | HPWH_50-gallon | 14527.723 | 97.746 |  | 8367.2878 | 6087.369 |  | 3818.4738 | 12011.0567 | 1745.4877 | 129.0542 | 394.3534 |  | 1598.8392 | 681.0795 | 0 | 3296.7678 | 4.3169 | 0 |  |  | -455.4858 | 763.6869 | 4373.1167 | 0 | 1023.6317 |  |  | 94.3225 | 184.6933 | 668.673 | 0 |  |  |  | 97.746 |  | 52.803 | 0 |  | 55.25 | 36.5 | 0.30319 | 5.4752 | 0.02908
3 Occupant_USA_NY_New.York_HPWH_50-gallon | 3 Occupant_USA_NY_New.York | HPWH_50-gallon | 12864.746 | 97.746 |  | 6747.2562 | 3981.7182 |  | 2315.8063 | 7622.7334 | 1256.8031 | 34.0821 | 375.0267 |  | 2152.3929 | 613.1452 | 0 | 3062.5798 | 4.2492 | 0 |  |  | -454.9291 | 720.7415 | 4373.1167 | 0 | 1023.6317 |  |  | 94.3225 | 184.6933 | 668.673 | 0 |  |  |  | 97.746 |  | 52.803 | 0 |  | 54.75 | 414.5 | 0.32778 | 6.3422 | 0.026655
3 Occupant_USA_NY_Syracuse_HPWH_50-gallon | 3 Occupant_USA_NY_Syracuse | HPWH_50-gallon | 14822.9177 | 97.746 |  | 8664.1038 | 6256.2361 |  | 3509.8587 | 10998.1358 | 2246.5039 | 111.0632 | 388.8103 |  | 1693.293 | 714.5747 | 0 | 3291.0852 | 4.3186 | 0 |  |  | -453.6002 | 762.0655 | 4373.1167 | 0 | 1023.6317 |  |  | 94.3225 | 184.6933 | 668.673 | 0 |  |  |  | 97.746 |  | 52.803 | 0 |  | 44.25 | 156 | 0.27172 | 4.5595 | 0.030486
3 Occupant_USA_OH_Cincinna_HPWH_50-gallon | 3 Occupant_USA_OH_Cincinna | HPWH_50-gallon | 12789.285 | 97.746 |  | 6679.4215 | 3695.6538 |  | 2105.2123 | 6706.9879 | 1135.7901 | 72.728 | 381.9234 |  | 2337.9006 | 645.8671 | 0 | 3072.2037 | 4.3081 | 0 |  |  | -452.9057 | 713.1152 | 4373.1167 | 0 | 1023.6317 |  |  | 94.3225 | 184.6933 | 668.673 | 0 |  |  |  | 97.746 |  | 52.803 | 0 |  | 27 | 446.25 | 0.2165 | 3.1193 | 0.026943
3 Occupant_USA_OH_Columbus_HPWH_50-gallon | 3 Occupant_USA_OH_Columbus | HPWH_50-gallon | 13704.4468 | 97.746 |  | 7581.2678 | 4616.0878 |  | 2438.2824 | 7765.4686 | 1757.3959 | 79.9338 | 340.4757 |  | 2282.2719 | 682.9081 | 0 | 3105.4486 | 4.2749 | 0 |  |  | -452.5077 | 726.4306 | 4373.1167 | 0 | 1023.6317 |  |  | 94.3225 | 184.6933 | 668.673 | 0 |  |  |  | 97.746 |  | 52.803 | 0 |  | 66.25 | 579.75 | 0.25211 | 4.2376 | 0.028838
3 Occupant_USA_OK_Oklahoma_HPWH_50-gallon | 3 Occupant_USA_OK_Oklahoma | HPWH_50-gallon | 12982.4373 | 97.746 |  | 6913.3302 | 2692.5456 |  | 1521.1047 | 4819.3383 | 805.3614 | 50.9668 | 315.1127 |  | 3533.2453 | 687.5392 | 0 | 2814.1909 | 4.1855 | 0 |  |  | -453.072 | 672.3588 | 4373.1167 | 0 | 1023.6317 |  |  | 94.3225 | 184.6933 | 668.673 | 0 |  |  |  | 97.746 |  | 52.803 | 0 |  | 14.25 | 657.75 | 0.34799 | 5.9203 | 0.032602
3 Occupant_USA_OR_Portland_HPWH_50-gallon | 3 Occupant_USA_OR_Portland | HPWH_50-gallon | 10160.2725 | 97.746 |  | 4058.5569 | 2001.2252 |  | 1412.3988 | 4964.5453 | 27.3205 | 56.2725 | 505.2335 |  | 1587.6083 | 469.7235 | 0 | 3076.937 | 4.3647 | 0 |  |  | -458.1467 | 704.9672 | 4373.1167 | 0 | 1023.6317 |  |  | 94.3225 | 184.6933 | 668.673 | 0 |  |  |  | 97.746 |  | 52.803 | 0 |  | 16.5 | 101 | 0.2304 | 3.8696 | 0.018631
3 Occupant_USA_OR_Redmond._HPWH_50-gallon | 3 Occupant_USA_OR_Redmond. | HPWH_50-gallon | 12236.0828 | 97.746 |  | 6059.8912 | 3998.4884 |  | 2617.0507 | 8286.7418 | 607.3274 | 117.0154 | 657.0948 |  | 1435.2537 | 626.1491 | 0 | 3303.6523 | 4.2385 | 0 |  |  | -455.8254 | 779.4433 | 4373.1167 | 0 | 1023.6317 |  |  | 94.3225 | 184.6933 | 668.673 | 0 |  |  |  | 97.746 |  | 52.803 | 0 |  | 13 | 42.25 | 0.25459 | 3.0688 | 0.025495
3 Occupant_USA_PA_Bradford_HPWH_50-gallon | 3 Occupant_USA_PA_Bradford | HPWH_50-gallon | 16467.9443 | 97.746 |  | 10277.1368 | 8408.171 |  | 3432.5104 | 10643.2198 | 4477.766 | 133.9516 | 363.943 |  | 1167.0219 | 701.9439 | 0 | 3438.0297 | 4.3297 | 0 |  |  | -451.8029 | 794.0591 | 4373.1167 | 0 | 1023.6317 |  |  | 94.3225 | 184.6933 | 668.673 | 0 |  |  |  | 97.746 |  | 52.803 | 0 |  | 140.25 | 166.75 | 0.26355 | 3.6609 | 0.028172
3 Occupant_USA_PA_Philadel_HPWH_50-gallon | 3 Occupant_USA_PA_Philadel | HPWH_50-gallon | 12178.686 | 97.746 |  | 6081.012 | 2963.7634 |  | 1812.428 | 5955.8204 | 738.7631 | 33.6273 | 378.9449 |  | 2496.9479 | 620.3007 | 0 | 2971.9299 | 4.24 | 0 |  |  | -453.6219 | 700.9257 | 4373.1167 | 0 | 1023.6317 |  |  | 94.3225 | 184.6933 | 668.673 | 0 |  |  |  | 97.746 |  | 52.803 | 0 |  | 36 | 582.5 | 0.25659 | 4.7563 | 0.026416
3 Occupant_USA_PA_Pittsbur_HPWH_50-gallon | 3 Occupant_USA_PA_Pittsbur | HPWH_50-gallon | 13229.6176 | 97.746 |  | 7091.2471 | 4535.0184 |  | 2595.6069 | 8282.6424 | 1475.1362 | 92.3296 | 371.9457 |  | 1892.6951 | 663.5336 | 0 | 3176.4891 | 4.2832 | 0 |  |  | -453.5239 | 741.6222 | 4373.1167 | 0 | 1023.6317 |  |  | 94.3225 | 184.6933 | 668.673 | 0 |  |  |  | 97.746 |  | 52.803 | 0 |  | 55.75 | 317.75 | 0.24586 | 3.8581 | 0.027468
3 Occupant_USA_RI_Providen_HPWH_50-gallon | 3 Occupant_USA_RI_Providen | HPWH_50-gallon | 12723.2967 | 97.746 |  | 6592.1636 | 4170.8533 |  | 2442.2177 | 7958.5936 | 1259.7214 | 71.4974 | 397.4168 |  | 1797.1434 | 624.1669 | 0 | 3160.0143 | 4.3029 | 0 |  |  | -454.577 | 734.3847 | 4373.1167 | 0 | 1023.6317 |  |  | 94.3225 | 184.6933 | 668.673 | 0 |  |  |  | 97.746 |  | 52.803 | 0 |  | 42.75 | 269.25 | 0.26856 | 4.3392 | 0.025987
3 Occupant_USA_SC_JB.Charl_HPWH_50-gallon | 3 Occupant_USA_SC_JB.Charl | HPWH_50-gallon | 11346.5334 | 97.746 |  | 5335.0068 | 653.72 |  | 387.1897 | 1290.4625 | 20.2734 | 16.9692 | 229.2877 |  | 4116.8785 | 564.4083 | 0 | 2609.9278 | 4.2453 | 0 |  |  | -449.4134 | 614.7783 | 4373.1167 | 0 | 1023.6317 |  |  | 94.3225 | 184.6933 | 668.673 | 0 |  |  |  | 97.746 |  | 52.803 | 0 |  | 1.75 | 382.75 | 0.18795 | 3.5344 | 0.024866
3 Occupant_USA_SC_Columbia_HPWH_50-gallon | 3 Occupant_USA_SC_Columbia | HPWH_50-gallon | 11475.9332 | 97.746 |  | 5450.4738 | 915.4594 |  | 546.1772 | 1813.0071 | 54.0891 | 24.2617 | 290.9314 |  | 3927.9586 | 607.0557 | 0 | 2661.0078 | 4.2325 | 0 |  |  | -448.9598 | 628.7111 | 4373.1167 | 0 | 1023.6317 |  |  | 94.3225 | 184.6933 | 668.673 | 0 |  |  |  | 97.746 |  | 52.803 | 0 |  | 3.25 | 891 | 0.15719 | 2.7561 | 0.026152
3 Occupant_USA_SD_Yankton-_HPWH_50-gallon | 3 Occupant_USA_SD_Yankton- | HPWH_50-gallon | 17337.5793 | 97.746 |  | 11165.3119 | 8567.2611 |  | 3941.1295 | 11676.3372 | 4107.5524 | 135.7878 | 382.7914 |  | 1870.3109 | 727.7399 | 0 | 3327.1841 | 4.2903 | 0 |  |  | -452.5196 | 775.519 | 4373.1167 | 0 | 1023.6317 |  |  | 94.3225 | 184.6933 | 668.673 | 0 |  |  |  | 97.746 |  | 52.803 | 0 |  | 90.5 | 77 | 0.33281 | 5.6234 | 0.032184
3 Occupant_USA_SD_Sioux.Fa_HPWH_50-gallon | 3 Occupant_USA_SD_Sioux.Fa | HPWH_50-gallon | 17919.7115 | 97.746 |  | 11735.2062 | 9218.2889 |  | 4380.0121 | 12680.2588 | 4310.7644 | 137.487 | 390.0254 |  | 1749.4629 | 767.4544 | 0 | 3391.9307 | 4.3058 | 0 |  |  | -451.1902 | 787.757 | 4373.1167 | 0 | 1023.6317 |  |  | 94.3225 | 184.6933 | 668.673 | 0 |  |  |  | 97.746 |  | 52.803 | 0 |  | 53.5 | 19 | 0.33734 | 5.0013 | 0.03437
3 Occupant_USA_TN_Memphis._HPWH_50-gallon | 3 Occupant_USA_TN_Memphis. | HPWH_50-gallon | 11903.5063 | 97.746 |  | 5865.7797 | 1463.7333 |  | 937.7735 | 3115.1804 | 187.5989 | 34.1741 | 304.1868 |  | 3761.1388 | 640.9076 | 0 | 2705.6573 | 4.2211 | 0 |  |  | -450.2815 | 640.9782 | 4373.1167 | 0 | 1023.6317 |  |  | 94.3225 | 184.6933 | 668.673 | 0 |  |  |  | 97.746 |  | 52.803 | 0 |  | 14.25 | 1040.5 | 0.22619 | 3.9005 | 0.028368
3 Occupant_USA_TN_Nashvill_HPWH_50-gallon | 3 Occupant_USA_TN_Nashvill | HPWH_50-gallon | 11430.3015 | 97.746 |  | 5370.9714 | 1562.1003 |  | 988.5442 | 3242.1974 | 200.1068 | 33.8121 | 339.6372 |  | 3207.7067 | 601.1644 | 0 | 2808.2279 | 4.2383 | 0 |  |  | -450.6816 | 662.5817 | 4373.1167 | 0 | 1023.6317 |  |  | 94.3225 | 184.6933 | 668.673 | 0 |  |  |  | 97.746 |  | 52.803 | 0 |  | 12.5 | 791 | 0.19879 | 2.9983 | 0.025373
3 Occupant_USA_TX_Austin-C_HPWH_50-gallon | 3 Occupant_USA_TX_Austin-C | HPWH_50-gallon | 12281.6631 | 97.746 |  | 6289.7397 | 581.6185 |  | 332.4065 | 1071.6853 | 56.9835 | 9.8301 | 182.3983 |  | 5015.0179 | 693.1033 | 0 | 2467.9172 | 4.1465 | 0 |  |  | -445.8582 | 595.1751 | 4373.1167 | 0 | 1023.6317 |  |  | 94.3225 | 184.6933 | 668.673 | 0 |  |  |  | 97.746 |  | 52.803 | 0 |  | 2.75 | 1221.25 | 0.14391 | 2.1951 | 0.031457
3 Occupant_USA_TX_Dallas-F_HPWH_50-gallon | 3 Occupant_USA_TX_Dallas-F | HPWH_50-gallon | 12173.732 | 97.746 |  | 6159.9228 | 830.8354 |  | 536.5073 | 1796.6721 | 6.6463 | 16.2169 | 271.4649 |  | 4676.2701 | 652.8173 | 0 | 2567.3671 | 4.1606 | 0 |  |  | -452.3915 | 617.0609 | 4373.1167 | 0 | 1023.6317 |  |  | 94.3225 | 184.6933 | 668.673 | 0 |  |  |  | 97.746 |  | 52.803 | 0 |  | 1.75 | 487.75 | 0.29363 | 5.2598 | 0.032039
3 Occupant_USA_TX_Houston-_HPWH_50-gallon | 3 Occupant_USA_TX_Houston- | HPWH_50-gallon | 12148.7021 | 97.746 |  | 6177.4737 | 278.0255 |  | 150.8409 | 529.0525 | 0.36909 | 4.5724 | 122.2431 |  | 5223.3311 | 676.1171 | 0 | 2408.5971 | 4.1927 | 0 |  |  | -446.6389 | 574.4801 | 4373.1167 | 0 | 1023.6317 |  |  | 94.3225 | 184.6933 | 668.673 | 0 |  |  |  | 97.746 |  | 52.803 | 0 |  | 1.25 | 1027 | 0.17686 | 3.566 | 0.031941
3 Occupant_USA_TX_Lubbock._HPWH_50-gallon | 3 Occupant_USA_TX_Lubbock. | HPWH_50-gallon | 12169.0858 | 97.746 |  | 6083.9147 | 1755.6437 |  | 1247.1751 | 3907.6432 | 76.4972 | 57.6193 | 374.3521 |  | 3647.3679 | 680.9031 | 0 | 2810.455 | 4.0825 | 0 |  |  | -452.8668 | 688.4228 | 4373.1167 | 0 | 1023.6317 |  |  | 94.3225 | 184.6933 | 668.673 | 0 |  |  |  | 97.746 |  | 52.803 | 0 |  | 2 | 125.25 | 0.33057 | 6.4418 | 0.033037
3 Occupant_USA_TX_San.Anto_HPWH_50-gallon | 3 Occupant_USA_TX_San.Anto | HPWH_50-gallon | 12679.1638 | 97.746 |  | 6692.3582 | 558.7348 |  | 336.1608 | 1082.6576 | 51.833 | 8.3336 | 162.4075 |  | 5398.8042 | 734.8191 | 0 | 2447.2416 | 4.1475 | 0 |  |  | -447.6148 | 590.0573 | 4373.1167 | 0 | 1023.6317 |  |  | 94.3225 | 184.6933 | 668.673 | 0 |  |  |  | 97.746 |  | 52.803 | 0 |  | 1.5 | 915.75 | 0.22837 | 4.2642 | 0.03582
3 Occupant_USA_UT_Salt.Lak_HPWH_50-gallon | 3 Occupant_USA_UT_Salt.Lak | HPWH_50-gallon | 12836.7092 | 97.746 |  | 6685.9192 | 3430.2797 |  | 2404.2726 | 7377.5461 | 399.1642 | 102.3378 | 524.505 |  | 2538.5 | 717.1395 | 0 | 3114.0861 | 4.1299 | 0 |  |  | -453.0762 | 754.0417 | 4373.1167 | 0 | 1023.6317 |  |  | 94.3225 | 184.6933 | 668.673 | 0 |  |  |  | 97.746 |  | 52.803 | 0 |  | 9.75 | 75.25 | 0.26146 | 3.5098 | 0.031693
3 Occupant_USA_UT_St.Georg_HPWH_50-gallon | 3 Occupant_USA_UT_St.Georg | HPWH_50-gallon | 12257.853 | 97.746 |  | 6192.6757 | 1150.6207 |  | 713.5137 | 2281.304 | 17.3568 | 18.0796 | 401.6705 |  | 4370.2528 | 671.8022 | 0 | 2672.1055 | 3.9976 | 0 |  |  | -453.3148 | 668.429 | 4373.1167 | 0 | 1023.6317 |  |  | 94.3225 | 184.6933 | 668.673 | 0 |  |  |  | 97.746 |  | 52.803 | 0 |  | 2.75 | 340 | 0.19427 | 3.2837 | 0.030707
3 Occupant_USA_UT_Vernal.R_HPWH_50-gallon | 3 Occupant_USA_UT_Vernal.R | HPWH_50-gallon | 14821.5578 | 97.746 |  | 8614.9508 | 5890.173 |  | 3249.7554 | 9396.0848 | 2012.9669 | 104.9848 | 522.466 |  | 1945.4616 | 779.3162 | 0 | 3348.5366 | 4.1347 | 0 |  |  | -448.314 | 809.8587 | 4373.1167 | 0 | 1023.6317 |  |  | 94.3225 | 184.6933 | 668.673 | 0 |  |  |  | 97.746 |  | 52.803 | 0 |  | 11 | 40 | 0.23891 | 2.4263 | 0.032796
3 Occupant_USA_VA_Norfolk._HPWH_50-gallon | 3 Occupant_USA_VA_Norfolk. | HPWH_50-gallon | 11175.7473 | 97.746 |  | 5124.969 | 1404.1845 |  | 928.9691 | 3162.4813 | 96.1662 | 27.1039 | 351.9453 |  | 3141.3398 | 579.4446 | 0 | 2796.3778 | 4.2756 | 0 |  |  | -451.0398 | 654.0299 | 4373.1167 | 0 | 1023.6317 |  |  | 94.3225 | 184.6933 | 668.673 | 0 |  |  |  | 97.746 |  | 52.803 | 0 |  | 32.75 | 779.25 | 0.25178 | 4.4628 | 0.025159
3 Occupant_USA_VT_Burlingt_HPWH_50-gallon | 3 Occupant_USA_VT_Burlingt | HPWH_50-gallon | 16363.0438 | 97.746 |  | 10188.5507 | 7971.263 |  | 3506.5532 | 10939.0858 | 4015.1887 | 97.6634 | 351.8577 |  | 1487.1335 | 730.1543 | 0 | 3363.5824 | 4.3248 | 0 |  |  | -453.9626 | 777.7447 | 4373.1167 | 0 | 1023.6317 |  |  | 94.3225 | 184.6933 | 668.673 | 0 |  |  |  | 97.746 |  | 52.803 | 0 |  | 153.25 | 238.25 | 0.28787 | 3.5751 | 0.030602
3 Occupant_USA_WA_Seattle-_HPWH_50-gallon | 3 Occupant_USA_WA_Seattle- | HPWH_50-gallon | 10065.0627 | 97.746 |  | 3945.9952 | 2330.1456 |  | 1699.9098 | 6182.5362 | 81.6244 | 59.2054 | 489.406 |  | 1148.5556 | 467.294 | 0 | 3157.1393 | 4.3708 | 0 |  |  | -459.3395 | 722.3191 | 4373.1167 | 0 | 1023.6317 |  |  | 94.3225 | 184.6933 | 668.673 | 0 |  |  |  | 97.746 |  | 52.803 | 0 |  | 185 | 230.75 | 0.25368 | 3.6267 | 0.017284
3 Occupant_USA_WA_Spokane._HPWH_50-gallon | 3 Occupant_USA_WA_Spokane. | HPWH_50-gallon | 13806.5282 | 97.746 |  | 7631.6664 | 5384.4524 |  | 3378.2036 | 10768.5653 | 1323.2766 | 188.3278 | 494.6443 |  | 1520.767 | 726.447 | 0 | 3320.9998 | 4.268 | 0 |  |  | -455.2395 | 778.1135 | 4373.1167 | 0 | 1023.6317 |  |  | 94.3225 | 184.6933 | 668.673 | 0 |  |  |  | 97.746 |  | 52.803 | 0 |  | 59.75 | 127.5 | 0.29176 | 3.9927 | 0.031014
3 Occupant_USA_WI_Milwauke_HPWH_50-gallon | 3 Occupant_USA_WI_Milwauke | HPWH_50-gallon | 14996.1788 | 97.746 |  | 8834.854 | 6520.8405 |  | 3472.7278 | 10871.9582 | 2546.6799 | 105.123 | 396.3098 |  | 1604.0987 | 709.9148 | 0 | 3293.9741 | 4.3082 | 0 |  |  | -453.994 | 764.5765 | 4373.1167 | 0 | 1023.6317 |  |  | 94.3225 | 184.6933 | 668.673 | 0 |  |  |  | 97.746 |  | 52.803 | 0 |  | 65 | 88.5 | 0.30342 | 5.0618 | 0.030752
3 Occupant_USA_WI_Rhinelan_HPWH_50-gallon | 3 Occupant_USA_WI_Rhinelan | HPWH_50-gallon | 19711.8214 | 97.746 |  | 13496.799 | 11522.1653 |  | 4031.6683 | 12029.9108 | 6985.4042 | 146.1533 | 358.9395 |  | 1187.5928 | 787.0409 | 0 | 3560.5803 | 4.3513 | 0 |  |  | -449.4696 | 818.274 | 4373.1167 | 0 | 1023.6317 |  |  | 94.3225 | 184.6933 | 668.673 | 0 |  |  |  | 97.746 |  | 52.803 | 0 |  | 140.5 | 145 | 0.2797 | 3.572 | 0.032476
3 Occupant_USA_WV_Charlest_HPWH_50-gallon | 3 Occupant_USA_WV_Charlest | HPWH_50-gallon | 12022.4897 | 97.746 |  | 5919.4892 | 2898.5203 |  | 1734.852 | 5488.5336 | 698.6242 | 69.4653 | 395.5789 |  | 2404.649 | 616.3199 | 0 | 3030.8616 | 4.2915 | 0 |  |  | -451.3747 | 706.2521 | 4373.1167 | 0 | 1023.6317 |  |  | 94.3225 | 184.6933 | 668.673 | 0 |  |  |  | 97.746 |  | 52.803 | 0 |  | 13.75 | 334.25 | 0.18413 | 2.2958 | 0.025326
3 Occupant_USA_WV_Morganto_HPWH_50-gallon | 3 Occupant_USA_WV_Morganto | HPWH_50-gallon | 12601.1584 | 97.746 |  | 6475.46 | 3761.282 |  | 2173.7999 | 6814.4033 | 1131.4963 | 66.8661 | 389.1197 |  | 2077.6071 | 636.5709 | 0 | 3120.9345 | 4.2814 | 0 |  |  | -451.8183 | 728.95 | 4373.1167 | 0 | 1023.6317 |  |  | 94.3225 | 184.6933 | 668.673 | 0 |  |  |  | 97.746 |  | 52.803 | 0 |  | 26.25 | 272.5 | 0.19195 | 2.1076 | 0.025749
3 Occupant_USA_WY_Cheyenne_HPWH_50-gallon | 3 Occupant_USA_WY_Cheyenne | HPWH_50-gallon | 13925.8969 | 97.746 |  | 7703.0679 | 5780.725 |  | 3522.6748 | 10851.148 | 1616.3556 | 85.1248 | 556.5699 |  | 1203.5773 | 718.7656 | 0 | 3382.9157 | 4.0951 | 0 |  |  | -453.8962 | 826.0806 | 4373.1167 | 0 | 1023.6317 |  |  | 94.3225 | 184.6933 | 668.673 | 0 |  |  |  | 97.746 |  | 52.803 | 0 |  | 18.5 | 3 | 0.35772 | 6.8771 | 0.030922
3 Occupant_USA_WY_Jackson._HPWH_50-gallon | 3 Occupant_USA_WY_Jackson. | HPWH_50-gallon | 18208.9824 | 97.746 |  | 11930.8341 | 10247.3098 |  | 4914.0737 | 14400.9716 | 4561.1575 | 199.5876 | 572.4911 |  | 811.5162 | 872.0081 | 0 | 3692.7468 | 4.1896 | 0 |  |  | -448.4468 | 881.4 | 4373.1167 | 0 | 1023.6317 |  |  | 94.3225 | 184.6933 | 668.673 | 0 |  |  |  | 97.746 |  | 52.803 | 0 |  | 86 | 0.75 | 0.32329 | 3.3978 | 0.036746
3 Occupant_USA_AL_Birmingh_Electric Storage_50-gallon | 3 Occupant_USA_AL_Birmingh | Electric Storage_50-gallon | 13139.5866 | 97.746 |  | 5142.7645 | 885.7368 |  | 481.2239 | 1559.0596 | 75.1922 | 19.1745 | 310.1462 |  | 3779.4784 | 477.5492 | 0 |  | 0 |  | 2600.0738 | -329.2007 |  | 2600.0738 | 4373.1167 | 0 | 1023.6317 |  |  | 94.3225 | 184.6933 | 668.673 | 0 |  |  |  | 97.746 |  | 52.803 | 0 |  | 4.75 | 989.5 | 0.17001 | 2.7878 | 0.025832
3 Occupant_USA_AL_Mobile.R_Electric Storage_50-gallon | 3 Occupant_USA_AL_Mobile.R | Electric Storage_50-gallon | 13251.555 | 97.746 |  | 5414.6115 | 374.0341 |  | 179.1225 | 576.7201 | 10.2592 | 5.8964 | 178.7559 |  | 4514.0698 | 526.5076 | 0 |  | 0 |  | 2440.1952 | -324.5519 |  | 2440.1952 | 4373.1167 | 0 | 1023.6317 |  |  | 94.3225 | 184.6933 | 668.673 | 0 |  |  |  | 97.746 |  | 52.803 | 0 |  | 1 | 1060.75 | 0.1785 | 3.2589 | 0.028998
3 Occupant_USA_AR_Fayettev_Electric Storage_50-gallon | 3 Occupant_USA_AR_Fayettev | Electric Storage_50-gallon | 13782.2698 | 97.746 |  | 5560.6013 | 1988.25 |  | 1251.5703 | 3893.9701 | 270.3822 | 62.8338 | 403.4637 |  | 3100.7113 | 471.6399 | 0 |  | 0 |  | 2824.9202 | -335.4458 |  | 2824.9202 | 4373.1167 | 0 | 1023.6317 |  |  | 94.3225 | 184.6933 | 668.673 | 0 |  |  |  | 97.746 |  | 52.803 | 0 |  | 4 | 392.5 | 0.21491 | 2.9764 | 0.026526
3 Occupant_USA_AR_Little.R_Electric Storage_50-gallon | 3 Occupant_USA_AR_Little.R | Electric Storage_50-gallon | 13625.8812 | 97.746 |  | 5564.901 | 1242.9446 |  | 742.2624 | 2367.1196 | 102.4405 | 29.9074 | 368.3342 |  | 3827.4801 | 494.4762 | 0 |  | 0 |  | 2664.2319 | -331.1167 |  | 2664.2319 | 4373.1167 | 0 | 1023.6317 |  |  | 94.3225 | 184.6933 | 668.673 | 0 |  |  |  | 97.746 |  | 52.803 | 0 |  | 5 | 899 | 0.16782 | 2.6642 | 0.027171
3 Occupant_USA_AZ_Flagstaf_Electric Storage_50-gallon | 3 Occupant_USA_AZ_Flagstaf | Electric Storage_50-gallon | 14317.8059 | 97.746 |  | 5654.0209 | 3779.4864 |  | 2138.1693 | 6456.5837 | 893.3244 | 103.6847 | 644.308 |  | 1446.3674 | 428.167 | 0 |  | 0 |  | 3267.0367 | -342.7589 |  | 3267.0367 | 4373.1167 | 0 | 1023.6317 |  |  | 94.3225 | 184.6933 | 668.673 | 0 |  |  |  | 97.746 |  | 52.803 | 0 |  | 8.5 | 27 | 0.27537 | 3.7961 | 0.023849
3 Occupant_USA_AZ_Kingman._Electric Storage_50-gallon | 3 Occupant_USA_AZ_Kingman. | Electric Storage_50-gallon | 13529.1216 | 97.746 |  | 5531.5878 | 973.1016 |  | 525.6687 | 1684.4172 | 7.79 | 12.6093 | 427.0335 |  | 4064.4663 | 494.0199 | 0 |  | 0 |  | 2600.7855 | -332.091 |  | 2600.7855 | 4373.1167 | 0 | 1023.6317 |  |  | 94.3225 | 184.6933 | 668.673 | 0 |  |  |  | 97.746 |  | 52.803 | 0 |  | 0 | 245.5 | 0.27598 | 4.9717 | 0.029632
3 Occupant_USA_AZ_Phoenix-_Electric Storage_50-gallon | 3 Occupant_USA_AZ_Phoenix- | Electric Storage_50-gallon | 16008.4626 | 97.746 |  | 8533.825 | 90.8035 |  | 6.2392 | 21.675 | 0 | 0.1169 | 84.4475 |  | 7687.2781 | 755.7433 | 0 |  | 0 |  | 2077.8892 | -319.9739 |  | 2077.8892 | 4373.1167 | 0 | 1023.6317 |  |  | 94.3225 | 184.6933 | 668.673 | 0 |  |  |  | 97.746 |  | 52.803 | 0 |  | 0 | 1082.25 | 0.15344 | 3.52 | 0.044039
3 Occupant_USA_AZ_Prescott_Electric Storage_50-gallon | 3 Occupant_USA_AZ_Prescott | Electric Storage_50-gallon | 13000.8668 | 97.746 |  | 4753.966 | 1465.6309 |  | 869.4208 | 2677.1042 | 36.7321 | 36.4134 | 523.0645 |  | 2853.109 | 435.2261 | 0 |  | 0 |  | 2850.1525 | -334.5111 |  | 2850.1525 | 4373.1167 | 0 | 1023.6317 |  |  | 94.3225 | 184.6933 | 668.673 | 0 |  |  |  | 97.746 |  | 52.803 | 0 |  | 0.5 | 65 | 0.22537 | 3.1788 | 0.024728
3 Occupant_USA_CA_Bakersfi_Electric Storage_50-gallon | 3 Occupant_USA_CA_Bakersfi | Electric Storage_50-gallon | 13373.2831 | 97.746 |  | 5511.817 | 369.6917 |  | 117.1972 | 397.7494 | 1.1492 | 5.0595 | 246.2858 |  | 4627.4613 | 514.6641 | 0 |  | 0 |  | 2464.7177 | -326.4548 |  | 2464.7177 | 4373.1167 | 0 | 1023.6317 |  |  | 94.3225 | 184.6933 | 668.673 | 0 |  |  |  | 97.746 |  | 52.803 | 0 |  | 0 | 708.75 | 0.16417 | 2.6248 | 0.028915
3 Occupant_USA_CA_Bishop-E_Electric Storage_50-gallon | 3 Occupant_USA_CA_Bishop-E | Electric Storage_50-gallon | 13670.7669 | 97.746 |  | 5457.6751 | 1709.2364 |  | 1082.1868 | 3309.0358 | 95.8361 | 19.9095 | 511.3039 |  | 3271.3594 | 477.0793 | 0 |  | 0 |  | 2816.3435 | -335.4675 |  | 2816.3435 | 4373.1167 | 0 | 1023.6317 |  |  | 94.3225 | 184.6933 | 668.673 | 0 |  |  |  | 97.746 |  | 52.803 | 0 |  | 0.5 | 289 | 0.25377 | 3.6554 | 0.027329
3 Occupant_USA_CA_Crescent_Electric Storage_50-gallon | 3 Occupant_USA_CA_Crescent | Electric Storage_50-gallon | 10388.4228 | 97.746 |  | 1908.0701 | 1027.8142 |  | 588.4744 | 2230.5941 | 30.5506 | 16.0325 | 392.7568 |  | 725.8041 | 154.4517 | 0 |  | 0 |  | 3083.6044 | -342.4486 |  | 3083.6044 | 4373.1167 | 0 | 1023.6317 |  |  | 94.3225 | 184.6933 | 668.673 | 0 |  |  |  | 97.746 |  | 52.803 | 0 |  | 153.5 | 194 | 0.2632 | 3.7246 | 0.0095363
3 Occupant_USA_CA_Imperial_Electric Storage_50-gallon | 3 Occupant_USA_CA_Imperial | Electric Storage_50-gallon | 15606.3087 | 97.746 |  | 8060.8551 | 174.9741 |  | 35.9704 | 118.3638 | 0.26521 | 0.75756 | 137.9809 |  | 7195.1447 | 690.7363 | 0 |  | 0 |  | 2148.7053 | -320.9053 |  | 2148.7053 | 4373.1167 | 0 | 1023.6317 |  |  | 94.3225 | 184.6933 | 668.673 | 0 |  |  |  | 97.746 |  | 52.803 | 0 |  | 0 | 1282.25 | 0.1606 | 3.7227 | 0.039716
3 Occupant_USA_CA_Los.Ange_Electric Storage_50-gallon | 3 Occupant_USA_CA_Los.Ange | Electric Storage_50-gallon | 11451.4476 | 97.746 |  | 3448.7707 | 38.0885 |  | 5.022 | 18.6722 | 0 | 0.0013746 | 33.0651 |  | 3029.4891 | 381.1931 | 0 |  | 0 |  | 2605.9286 | -323.4824 |  | 2605.9286 | 4373.1167 | 0 | 1023.6317 |  |  | 94.3225 | 184.6933 | 668.673 | 0 |  |  |  | 97.746 |  | 52.803 | 0 |  | 0 | 808.5 | 0.18258 | 4.1188 | 0.020247
3 Occupant_USA_CA_Riversid_Electric Storage_50-gallon | 3 Occupant_USA_CA_Riversid | Electric Storage_50-gallon | 12779.9014 | 97.746 |  | 4872.6067 | 206.8644 |  | 44.1393 | 152.3849 | 0 | 1.2662 | 161.459 |  | 4184.9233 | 480.819 | 0 |  | 0 |  | 2510.5463 | -325.3012 |  | 2510.5463 | 4373.1167 | 0 | 1023.6317 |  |  | 94.3225 | 184.6933 | 668.673 | 0 |  |  |  | 97.746 |  | 52.803 | 0 |  | 0 | 484.75 | 0.13963 | 2.5867 | 0.026649
3 Occupant_USA_CA_Sacramen_Electric Storage_50-gallon | 3 Occupant_USA_CA_Sacramen | Electric Storage_50-gallon | 12528.8938 | 97.746 |  | 4431.223 | 707.7352 |  | 344.9683 | 1165.0561 | 5.3251 | 18.0661 | 339.3757 |  | 3312.0343 | 411.4535 | 0 |  | 0 |  | 2700.9224 | -331.7904 |  | 2700.9224 | 4373.1167 | 0 | 1023.6317 |  |  | 94.3225 | 184.6933 | 668.673 | 0 |  |  |  | 97.746 |  | 52.803 | 0 |  | 1.25 | 456.75 | 0.23814 | 3.4557 | 0.024047
3 Occupant_USA_CA_San.Jose_Electric Storage_50-gallon | 3 Occupant_USA_CA_San.Jose | Electric Storage_50-gallon | 11472.7488 | 97.746 |  | 3320.8008 | 382.4448 |  | 136.0295 | 476.0207 | 0.45638 | 5.4168 | 240.5421 |  | 2604.1845 | 334.1715 | 0 |  | 0 |  | 2755.1996 | -330.0341 |  | 2755.1996 | 4373.1167 | 0 | 1023.6317 |  |  | 94.3225 | 184.6933 | 668.673 | 0 |  |  |  | 97.746 |  | 52.803 | 0 |  | 2 | 232 | 0.20893 | 3.3053 | 0.018822
3 Occupant_USA_CA_Santa.An_Electric Storage_50-gallon | 3 Occupant_USA_CA_Santa.An | Electric Storage_50-gallon | 11917.2348 | 97.746 |  | 3959.199 | 70.6047 |  | 8.1331 | 29.1245 | 0 | 0.14913 | 62.3225 |  | 3464.0324 | 424.5619 | 0 |  | 0 |  | 2561.2875 | -323.6162 |  | 2561.2875 | 4373.1167 | 0 | 1023.6317 |  |  | 94.3225 | 184.6933 | 668.673 | 0 |  |  |  | 97.746 |  | 52.803 | 0 |  | 0 | 552.25 | 0.15961 | 2.3246 | 0.022735
3 Occupant_USA_CO_Alamosa-_Electric Storage_50-gallon | 3 Occupant_USA_CO_Alamosa- | Electric Storage_50-gallon | 16807.2104 | 97.746 |  | 7975.7851 | 6181.8925 |  | 2940.819 | 8137.2906 | 2492.7743 | 77.383 | 670.9162 |  | 1291.1374 | 502.7552 | 0 |  | 0 |  | 3434.677 | -345.8171 |  | 3434.677 | 4373.1167 | 0 | 1023.6317 |  |  | 94.3225 | 184.6933 | 668.673 | 0 |  |  |  | 97.746 |  | 52.803 | 0 |  | 20.5 | 21 | 0.30076 | 3.7774 | 0.02843
3 Occupant_USA_CO_Aspen-Pi_Electric Storage_50-gallon | 3 Occupant_USA_CO_Aspen-Pi | Electric Storage_50-gallon | 16195.1667 | 97.746 |  | 7314.5507 | 5729.5595 |  | 3311.8843 | 9415.9495 | 1581.5329 | 115.7111 | 720.4312 |  | 1068.6401 | 516.3511 | 0 |  | 0 |  | 3483.8677 | -347.6328 |  | 3483.8677 | 4373.1167 | 0 | 1023.6317 |  |  | 94.3225 | 184.6933 | 668.673 | 0 |  |  |  | 97.746 |  | 52.803 | 0 |  | 6 | 23.5 | 0.27293 | 2.5124 | 0.028955
3 Occupant_USA_CO_Denver.I_Electric Storage_50-gallon | 3 Occupant_USA_CO_Denver.I | Electric Storage_50-gallon | 14865.1089 | 97.746 |  | 6370.9049 | 3578.2807 |  | 2284.4927 | 6742.7474 | 669.9805 | 61.6292 | 562.1783 |  | 2273.7096 | 518.9146 | 0 |  | 0 |  | 3097.4556 | -341.3213 |  | 3097.4556 | 4373.1167 | 0 | 1023.6317 |  |  | 94.3225 | 184.6933 | 668.673 | 0 |  |  |  | 97.746 |  | 52.803 | 0 |  | 5.75 | 23.75 | 0.31081 | 5.1177 | 0.031004
3 Occupant_USA_CO_Trinidad_Electric Storage_50-gallon | 3 Occupant_USA_CO_Trinidad | Electric Storage_50-gallon | 13988.9826 | 97.746 |  | 5572.4742 | 2809.2431 |  | 1678.6336 | 5044.0395 | 551.491 | 44.8929 | 534.2256 |  | 2304.5183 | 458.7129 | 0 |  | 0 |  | 3019.7601 | -338.9358 |  | 3019.7601 | 4373.1167 | 0 | 1023.6317 |  |  | 94.3225 | 184.6933 | 668.673 | 0 |  |  |  | 97.746 |  | 52.803 | 0 |  | 1.5 | 66.75 | 0.28454 | 5.5896 | 0.026396
3 Occupant_USA_CT_Bridgepo_Electric Storage_50-gallon | 3 Occupant_USA_CT_Bridgepo | Electric Storage_50-gallon | 14276.6548 | 97.746 |  | 5872.573 | 3405.045 |  | 1951.5435 | 6315.3994 | 959.8048 | 48.0945 | 445.6022 |  | 2034.7587 | 432.7693 | 0 |  | 0 |  | 3007.3335 | -341.2298 |  | 3007.3335 | 4373.1167 | 0 | 1023.6317 |  |  | 94.3225 | 184.6933 | 668.673 | 0 |  |  |  | 97.746 |  | 52.803 | 0 |  | 43.25 | 417 | 0.26288 | 4.5461 | 0.024155
3 Occupant_USA_DE_Wilmingt_Electric Storage_50-gallon | 3 Occupant_USA_DE_Wilmingt | Electric Storage_50-gallon | 14128.1688 | 97.746 |  | 5817.667 | 2875.3826 |  | 1802.6311 | 5763.9636 | 588.9474 | 53.484 | 430.3202 |  | 2485.009 | 457.2753 | 0 |  | 0 |  | 2913.7535 | -339.6687 |  | 2913.7535 | 4373.1167 | 0 | 1023.6317 |  |  | 94.3225 | 184.6933 | 668.673 | 0 |  |  |  | 97.746 |  | 52.803 | 0 |  | 12.25 | 332.75 | 0.2521 | 4.4219 | 0.025807
3 Occupant_USA_FL_Fort.Mye_Electric Storage_50-gallon | 3 Occupant_USA_FL_Fort.Mye | Electric Storage_50-gallon | 14356.5268 | 97.746 |  | 6804.4584 | 38.9023 |  | 9.1848 | 31.6571 | 0 | 0.053817 | 29.6637 |  | 6092.4225 | 673.1336 | 0 |  | 0 |  | 2155.3201 | -317.4142 |  | 2155.3201 | 4373.1167 | 0 | 1023.6317 |  |  | 94.3225 | 184.6933 | 668.673 | 0 |  |  |  | 97.746 |  | 52.803 | 0 |  | 0 | 1936.25 | 0.14488 | 3.5187 | 0.035951
3 Occupant_USA_FL_Jacksonv_Electric Storage_50-gallon | 3 Occupant_USA_FL_Jacksonv | Electric Storage_50-gallon | 13329.5265 | 97.746 |  | 5509.1899 | 290.1282 |  | 122.619 | 395.9345 | 2.2611 | 6.7492 | 158.4988 |  | 4691.9093 | 527.1524 | 0 |  | 0 |  | 2423.5883 | -323.6673 |  | 2423.5883 | 4373.1167 | 0 | 1023.6317 |  |  | 94.3225 | 184.6933 | 668.673 | 0 |  |  |  | 97.746 |  | 52.803 | 0 |  | 0.75 | 965.75 | 0.16693 | 3.3528 | 0.028911
3 Occupant_USA_FL_Miami.Na_Electric Storage_50-gallon | 3 Occupant_USA_FL_Miami.Na | Electric Storage_50-gallon | 15020.5644 | 97.746 |  | 7565.7045 | 4.4914 |  | 0.445 | 1.5903 | 0 | 0 | 4.0464 |  | 6825.923 | 735.29 | 0 |  | 0 |  | 2058.1116 | -317.203 |  | 2058.1116 | 4373.1167 | 0 | 1023.6317 |  |  | 94.3225 | 184.6933 | 668.673 | 0 |  |  |  | 97.746 |  | 52.803 | 0 |  | 0 | 1606.75 | 0.15384 | 4.189 | 0.039885
3 Occupant_USA_GA_Atlanta-_Electric Storage_50-gallon | 3 Occupant_USA_GA_Atlanta- | Electric Storage_50-gallon | 13076.1298 | 97.746 |  | 5058.3557 | 883.4981 |  | 511.0744 | 1689.1394 | 36.4756 | 18.2749 | 317.6732 |  | 3701.0648 | 473.7927 | 0 |  | 0 |  | 2621.0258 | -330.5379 |  | 2621.0258 | 4373.1167 | 0 | 1023.6317 |  |  | 94.3225 | 184.6933 | 668.673 | 0 |  |  |  | 97.746 |  | 52.803 | 0 |  | 2.75 | 681.75 | 0.20204 | 3.9716 | 0.026574
3 Occupant_USA_GA_Rome-Rus_Electric Storage_50-gallon | 3 Occupant_USA_GA_Rome-Rus | Electric Storage_50-gallon | 13168.5524 | 97.746 |  | 5082.053 | 1128.558 |  | 647.5172 | 2076.1159 | 95.598 | 20.9432 | 364.4995 |  | 3490.0593 | 463.4358 | 0 |  | 0 |  | 2689.751 | -331.634 |  | 2689.751 | 4373.1167 | 0 | 1023.6317 |  |  | 94.3225 | 184.6933 | 668.673 | 0 |  |  |  | 97.746 |  | 52.803 | 0 |  | 2.5 | 724.5 | 0.15212 | 1.9279 | 0.025186
3 Occupant_USA_GA_Savannah_Electric Storage_50-gallon | 3 Occupant_USA_GA_Savannah | Electric Storage_50-gallon | 13299.8143 | 97.746 |  | 5427.1025 | 452.6419 |  | 215.5661 | 701.591 | 6.732 | 10.4294 | 219.9145 |  | 4484.419 | 490.0416 | 0 |  | 0 |  | 2475.9635 | -326.6118 |  | 2475.9635 | 4373.1167 | 0 | 1023.6317 |  |  | 94.3225 | 184.6933 | 668.673 | 0 |  |  |  | 97.746 |  | 52.803 | 0 |  | 0.25 | 614.25 | 0.17475 | 3.4 | 0.027443
3 Occupant_USA_IA_Des.Moin_Electric Storage_50-gallon | 3 Occupant_USA_IA_Des.Moin | Electric Storage_50-gallon | 17480.0967 | 97.746 |  | 9007.5467 | 5939.3021 |  | 2912.9628 | 8746.4174 | 2515.6167 | 86.423 | 424.2996 |  | 2482.4787 | 585.7659 | 0 |  | 0 |  | 3075.8016 | -342.219 |  | 3075.8016 | 4373.1167 | 0 | 1023.6317 |  |  | 94.3225 | 184.6933 | 668.673 | 0 |  |  |  | 97.746 |  | 52.803 | 0 |  | 27.25 | 261.75 | 0.30048 | 4.8688 | 0.033639
3 Occupant_USA_IA_Sioux.Ci_Electric Storage_50-gallon | 3 Occupant_USA_IA_Sioux.Ci | Electric Storage_50-gallon | 18954.1533 | 97.746 |  | 10377.1566 | 7549.3226 |  | 3606.3147 | 10577.3425 | 3440.6799 | 109.0362 | 393.2917 |  | 2237.2111 | 590.6228 | 0 |  | 0 |  | 3180.2484 | -343.7617 |  | 3180.2484 | 4373.1167 | 0 | 1023.6317 |  |  | 94.3225 | 184.6933 | 668.673 | 0 |  |  |  | 97.746 |  | 52.803 | 0 |  | 29.75 | 108 | 0.32611 | 5.1089 | 0.034304
3 Occupant_USA_ID_Boise.AP_Electric Storage_50-gallon | 3 Occupant_USA_ID_Boise.AP | Electric Storage_50-gallon | 14239.6813 | 97.746 |  | 5823.1651 | 2911.7682 |  | 2026.2877 | 6353.0824 | 200.0886 | 93.9661 | 591.4258 |  | 2417.5383 | 493.8585 | 0 |  | 0 |  | 3019.7679 | -341.79 |  | 3019.7679 | 4373.1167 | 0 | 1023.6317 |  |  | 94.3225 | 184.6933 | 668.673 | 0 |  |  |  | 97.746 |  | 52.803 | 0 |  | 2.25 | 154.5 | 0.24438 | 3.5837 | 0.028518
3 Occupant_USA_ID_Idaho.Fa_Electric Storage_50-gallon | 3 Occupant_USA_ID_Idaho.Fa | Electric Storage_50-gallon | 17462.8013 | 97.746 |  | 8729.0906 | 6538.1642 |  | 3791.4763 | 11330.7292 | 2025.1494 | 161.3271 | 560.2114 |  | 1579.3194 | 611.607 | 0 |  | 0 |  | 3336.9623 | -347.3668 |  | 3336.9623 | 4373.1167 | 0 | 1023.6317 |  |  | 94.3225 | 184.6933 | 668.673 | 0 |  |  |  | 97.746 |  | 52.803 | 0 |  | 27.5 | 52.75 | 0.33548 | 4.3065 | 0.035073
3 Occupant_USA_IL_Bellevil_Electric Storage_50-gallon | 3 Occupant_USA_IL_Bellevil | Electric Storage_50-gallon | 14609.0557 | 97.746 |  | 6310.0705 | 2844.5789 |  | 1761.7806 | 5538.405 | 564.2821 | 87.5248 | 430.9914 |  | 2941.8601 | 523.6315 | 0 |  | 0 |  | 2902.2369 | -337.7014 |  | 2902.2369 | 4373.1167 | 0 | 1023.6317 |  |  | 94.3225 | 184.6933 | 668.673 | 0 |  |  |  | 97.746 |  | 52.803 | 0 |  | 8.25 | 596 | 0.22427 | 3.3626 | 0.029314
3 Occupant_USA_IL_Chicago._Electric Storage_50-gallon | 3 Occupant_USA_IL_Chicago. | Electric Storage_50-gallon | 16789.8722 | 97.746 |  | 8298.3271 | 5613.417 |  | 2942.9671 | 8876.3456 | 2195.8957 | 80.2272 | 394.3269 |  | 2177.532 | 507.3781 | 0 |  | 0 |  | 3094.7967 | -342.8701 |  | 3094.7967 | 4373.1167 | 0 | 1023.6317 |  |  | 94.3225 | 184.6933 | 668.673 | 0 |  |  |  | 97.746 |  | 52.803 | 0 |  | 27 | 115.25 | 0.29631 | 5.3723 | 0.029201
3 Occupant_USA_IN_Evansvil_Electric Storage_50-gallon | 3 Occupant_USA_IN_Evansvil | Electric Storage_50-gallon | 14067.4932 | 97.746 |  | 5830.9979 | 2387.4134 |  | 1476.7325 | 4678.0629 | 458.9839 | 50.6985 | 400.9985 |  | 2951.6227 | 491.9618 | 0 |  | 0 |  | 2839.7469 | -336.8523 |  | 2839.7469 | 4373.1167 | 0 | 1023.6317 |  |  | 94.3225 | 184.6933 | 668.673 | 0 |  |  |  | 97.746 |  | 52.803 | 0 |  | 10.5 | 559 | 0.21501 | 3.2764 | 0.027266
3 Occupant_USA_IN_Indianap_Electric Storage_50-gallon | 3 Occupant_USA_IN_Indianap | Electric Storage_50-gallon | 15743.1086 | 97.746 |  | 7354.3104 | 4260.1455 |  | 2327.5489 | 7217.9977 | 1464.116 | 76.9549 | 391.5257 |  | 2549.0477 | 545.1172 | 0 |  | 0 |  | 2992.0499 | -340.2749 |  | 2992.0499 | 4373.1167 | 0 | 1023.6317 |  |  | 94.3225 | 184.6933 | 668.673 | 0 |  |  |  | 97.746 |  | 52.803 | 0 |  | 19.75 | 447.75 | 0.27793 | 5.0446 | 0.030922
3 Occupant_USA_KS_Hays.Rgn_Electric Storage_50-gallon | 3 Occupant_USA_KS_Hays.Rgn | Electric Storage_50-gallon | 15980.327 | 97.746 |  | 7617.5003 | 4106.5054 |  | 2421.6535 | 7453.6247 | 1183.3697 | 72.4102 | 429.072 |  | 2928.59 | 582.4049 | 0 |  | 0 |  | 2966.0784 | -340.0543 |  | 2966.0784 | 4373.1167 | 0 | 1023.6317 |  |  | 94.3225 | 184.6933 | 668.673 | 0 |  |  |  | 97.746 |  | 52.803 | 0 |  | 10 | 491.75 | 0.36317 | 6.1523 | 0.034686
3 Occupant_USA_KS_Wichita._Electric Storage_50-gallon | 3 Occupant_USA_KS_Wichita. | Electric Storage_50-gallon | 14627.3296 | 97.746 |  | 6403.6103 | 2428.715 |  | 1701.2181 | 5275.0436 | 207.9217 | 71.5267 | 448.0485 |  | 3456.4144 | 518.481 | 0 |  | 0 |  | 2826.9709 | -337.6611 |  | 2826.9709 | 4373.1167 | 0 | 1023.6317 |  |  | 94.3225 | 184.6933 | 668.673 | 0 |  |  |  | 97.746 |  | 52.803 | 0 |  | 2.25 | 278 | 0.34875 | 5.9527 | 0.031865
3 Occupant_USA_KY_Louisvil_Electric Storage_50-gallon | 3 Occupant_USA_KY_Louisvil | Electric Storage_50-gallon | 13983.9356 | 97.746 |  | 5759.5249 | 2265.8558 |  | 1437.9207 | 4588.3978 | 352.9342 | 48.9361 | 426.0648 |  | 2999.4434 | 494.2257 | 0 |  | 0 |  | 2827.6624 | -336.538 |  | 2827.6624 | 4373.1167 | 0 | 1023.6317 |  |  | 94.3225 | 184.6933 | 668.673 | 0 |  |  |  | 97.746 |  | 52.803 | 0 |  | 8 | 506.25 | 0.18706 | 2.7513 | 0.027098
3 Occupant_USA_LA_New.Orle_Electric Storage_50-gallon | 3 Occupant_USA_LA_New.Orle | Electric Storage_50-gallon | 13840.5668 | 97.746 |  | 6114.7243 | 333.2958 |  | 188.9873 | 634.1852 | 2.2584 | 7.7308 | 134.3194 |  | 5194.1315 | 587.297 | 0 |  | 0 |  | 2329.0941 | -322.3583 |  | 2329.0941 | 4373.1167 | 0 | 1023.6317 |  |  | 94.3225 | 184.6933 | 668.673 | 0 |  |  |  | 97.746 |  | 52.803 | 0 |  | 2.25 | 1402.75 | 0.19814 | 3.9332 | 0.032449
3 Occupant_USA_LA_Shrevepo_Electric Storage_50-gallon | 3 Occupant_USA_LA_Shrevepo | Electric Storage_50-gallon | 13695.6687 | 97.746 |  | 5798.3794 | 790.5038 |  | 458.5069 | 1448.2926 | 64.6358 | 21.3993 | 245.9618 |  | 4484.9336 | 522.942 | 0 |  | 0 |  | 2500.5409 | -326.6577 |  | 2500.5409 | 4373.1167 | 0 | 1023.6317 |  |  | 94.3225 | 184.6933 | 668.673 | 0 |  |  |  | 97.746 |  | 52.803 | 0 |  | 1 | 954.25 | 0.18528 | 3.1133 | 0.028995
3 Occupant_USA_MA_Boston-L_Electric Storage_50-gallon | 3 Occupant_USA_MA_Boston-L | Electric Storage_50-gallon | 14945.9421 | 97.746 |  | 6483.0349 | 4195.7042 |  | 2368.2468 | 7737.7966 | 1346.291 | 73.3176 | 407.8488 |  | 1825.2367 | 462.094 | 0 |  | 0 |  | 3066.1588 | -343.3538 |  | 3066.1588 | 4373.1167 | 0 | 1023.6317 |  |  | 94.3225 | 184.6933 | 668.673 | 0 |  |  |  | 97.746 |  | 52.803 | 0 |  | 59 | 381.75 | 0.31311 | 6.2333 | 0.026467
3 Occupant_USA_MD_Baltimor_Electric Storage_50-gallon | 3 Occupant_USA_MD_Baltimor | Electric Storage_50-gallon | 13854.8002 | 97.746 |  | 5576.5077 | 2414.0316 |  | 1479.5498 | 4703.0695 | 453.9636 | 41.5274 | 438.9908 |  | 2698.2282 | 464.2479 | 0 |  | 0 |  | 2881.5442 | -337.3679 |  | 2881.5442 | 4373.1167 | 0 | 1023.6317 |  |  | 94.3225 | 184.6933 | 668.673 | 0 |  |  |  | 97.746 |  | 52.803 | 0 |  | 10.25 | 603.5 | 0.20879 | 3.479 | 0.025651
3 Occupant_USA_ME_Portland_Electric Storage_50-gallon | 3 Occupant_USA_ME_Portland | Electric Storage_50-gallon | 16750.2123 | 97.746 |  | 8091.7415 | 6190.6506 |  | 2865.3215 | 9008.6881 | 2801.4115 | 76.8914 | 447.0262 |  | 1423.2466 | 477.8442 | 0 |  | 0 |  | 3261.7225 | -346.0748 |  | 3261.7225 | 4373.1167 | 0 | 1023.6317 |  |  | 94.3225 | 184.6933 | 668.673 | 0 |  |  |  | 97.746 |  | 52.803 | 0 |  | 54 | 231.5 | 0.27248 | 3.8473 | 0.026199
3 Occupant_USA_ME_Presque._Electric Storage_50-gallon | 3 Occupant_USA_ME_Presque. | Electric Storage_50-gallon | 23898.0389 | 97.746 |  | 14984.094 | 13483.6293 |  | 3397.7324 | 10322.3101 | 9641.9234 | 93.0613 | 350.9122 |  | 997.6092 | 502.8556 | 0 |  | 0 |  | 3517.1966 | -350.0859 |  | 3517.1966 | 4373.1167 | 0 | 1023.6317 |  |  | 94.3225 | 184.6933 | 668.673 | 0 |  |  |  | 97.746 |  | 52.803 | 0 |  | 316 | 344.5 | 0.29906 | 3.6383 | 0.026799
3 Occupant_USA_MI_Detroit-_Electric Storage_50-gallon | 3 Occupant_USA_MI_Detroit- | Electric Storage_50-gallon | 15890.826 | 97.746 |  | 7380.9834 | 4904.5396 |  | 2729.8102 | 8486.0324 | 1676.6721 | 83.7979 | 414.2594 |  | 1950.5092 | 525.9346 | 0 |  | 0 |  | 3113.0942 | -342.9192 |  | 3113.0942 | 4373.1167 | 0 | 1023.6317 |  |  | 94.3225 | 184.6933 | 668.673 | 0 |  |  |  | 97.746 |  | 52.803 | 0 |  | 15.75 | 165.5 | 0.26192 | 4.278 | 0.029456
3 Occupant_USA_MI_Houghton_Electric Storage_50-gallon | 3 Occupant_USA_MI_Houghton | Electric Storage_50-gallon | 18670.6164 | 97.746 |  | 9942.5339 | 7905.2128 |  | 3505.3305 | 10650.2582 | 3844.7897 | 138.2577 | 416.8348 |  | 1469.6916 | 567.6295 | 0 |  | 0 |  | 3331.3342 | -346.7956 |  | 3331.3342 | 4373.1167 | 0 | 1023.6317 |  |  | 94.3225 | 184.6933 | 668.673 | 0 |  |  |  | 97.746 |  | 52.803 | 0 |  | 61.25 | 164.5 | 0.28436 | 4.2419 | 0.031358
3 Occupant_USA_MI_Traverse_Electric Storage_50-gallon | 3 Occupant_USA_MI_Traverse | Electric Storage_50-gallon | 17907.4222 | 97.746 |  | 9246.0541 | 7114.9413 |  | 3149.7611 | 9813.8384 | 3443.8549 | 110.8127 | 410.5125 |  | 1593.9608 | 537.152 | 0 |  | 0 |  | 3264.6198 | -345.5934 |  | 3264.6198 | 4373.1167 | 0 | 1023.6317 |  |  | 94.3225 | 184.6933 | 668.673 | 0 |  |  |  | 97.746 |  | 52.803 | 0 |  | 74.75 | 352 | 0.25788 | 3.3041 | 0.028938
3 Occupant_USA_MN_Duluth.I_Electric Storage_50-gallon | 3 Occupant_USA_MN_Duluth.I | Electric Storage_50-gallon | 22371.2819 | 97.746 |  | 13476.9805 | 11712.3209 |  | 4286.1156 | 12591.1691 | 6860.4518 | 134.0695 | 431.684 |  | 1157.6051 | 607.0544 | 0 |  | 0 |  | 3497.5531 | -350.5163 |  | 3497.5531 | 4373.1167 | 0 | 1023.6317 |  |  | 94.3225 | 184.6933 | 668.673 | 0 |  |  |  | 97.746 |  | 52.803 | 0 |  | 86.75 | 89.5 | 0.3338 | 5.5417 | 0.034241
3 Occupant_USA_MN_Minneapo_Electric Storage_50-gallon | 3 Occupant_USA_MN_Minneapo | Electric Storage_50-gallon | 20195.4006 | 97.746 |  | 11548.0914 | 8883.8964 |  | 3622.9945 | 10536.5352 | 4791.4507 | 91.4587 | 377.9925 |  | 2024.7496 | 639.4454 | 0 |  | 0 |  | 3250.5609 | -344.8224 |  | 3250.5609 | 4373.1167 | 0 | 1023.6317 |  |  | 94.3225 | 184.6933 | 668.673 | 0 |  |  |  | 97.746 |  | 52.803 | 0 |  | 76.25 | 190.5 | 0.30647 | 4.9705 | 0.036352
3 Occupant_USA_MO_Kansas.C_Electric Storage_50-gallon | 3 Occupant_USA_MO_Kansas.C | Electric Storage_50-gallon | 14686.3209 | 97.746 |  | 6442.6811 | 2884.2638 |  | 1733.9689 | 5369.4774 | 712.3939 | 48.2175 | 389.6835 |  | 3033.9305 | 524.4869 | 0 |  | 0 |  | 2846.8914 | -337.5005 |  | 2846.8914 | 4373.1167 | 0 | 1023.6317 |  |  | 94.3225 | 184.6933 | 668.673 | 0 |  |  |  | 97.746 |  | 52.803 | 0 |  | 7.75 | 464.25 | 0.24636 | 3.9842 | 0.029729
3 Occupant_USA_MO_St.Josep_Electric Storage_50-gallon | 3 Occupant_USA_MO_St.Josep | Electric Storage_50-gallon | 16446.4733 | 97.746 |  | 8062.6134 | 4877.8958 |  | 2460.2625 | 7466.6006 | 1960.2117 | 77.6759 | 379.7456 |  | 2631.219 | 553.4986 | 0 |  | 0 |  | 2987.1115 | -340.2231 |  | 2987.1115 | 4373.1167 | 0 | 1023.6317 |  |  | 94.3225 | 184.6933 | 668.673 | 0 |  |  |  | 97.746 |  | 52.803 | 0 |  | 26 | 366.5 | 0.28408 | 4.3064 | 0.031521
3 Occupant_USA_MS_Gulfport_Electric Storage_50-gallon | 3 Occupant_USA_MS_Gulfport | Electric Storage_50-gallon | 13437.4538 | 97.746 |  | 5638.5426 | 396.0537 |  | 189.5903 | 629.2395 | 12.5829 | 7.9799 | 185.9006 |  | 4717.9991 | 524.4898 | 0 |  | 0 |  | 2402.1628 | -324.1919 |  | 2402.1628 | 4373.1167 | 0 | 1023.6317 |  |  | 94.3225 | 184.6933 | 668.673 | 0 |  |  |  | 97.746 |  | 52.803 | 0 |  | 2.25 | 1211.25 | 0.17753 | 3.3111 | 0.028556
3 Occupant_USA_MS_Jackson-_Electric Storage_50-gallon | 3 Occupant_USA_MS_Jackson- | Electric Storage_50-gallon | 13350.2114 | 97.746 |  | 5424.4424 | 706.9205 |  | 391.4123 | 1278.9112 | 17.896 | 19.6322 | 277.98 |  | 4208.7994 | 508.7226 | 0 |  | 0 |  | 2529.0206 | -328.0548 |  | 2529.0206 | 4373.1167 | 0 | 1023.6317 |  |  | 94.3225 | 184.6933 | 668.673 | 0 |  |  |  | 97.746 |  | 52.803 | 0 |  | 2.75 | 894 | 0.1711 | 2.7519 | 0.028056
3 Occupant_USA_MT_Billings_Electric Storage_50-gallon | 3 Occupant_USA_MT_Billings | Electric Storage_50-gallon | 16949.4647 | 97.746 |  | 8316.6581 | 6083.4306 |  | 3291.2694 | 10029.6821 | 2184.2369 | 86.9128 | 521.0115 |  | 1677.663 | 555.5644 | 0 |  | 0 |  | 3236.0583 | -346.6271 |  | 3236.0583 | 4373.1167 | 0 | 1023.6317 |  |  | 94.3225 | 184.6933 | 668.673 | 0 |  |  |  | 97.746 |  | 52.803 | 0 |  | 11.25 | 81.25 | 0.33006 | 5.8718 | 0.032117
3 Occupant_USA_NC_Charlott_Electric Storage_50-gallon | 3 Occupant_USA_NC_Charlott | Electric Storage_50-gallon | 12999.2746 | 97.746 |  | 4906.1578 | 1090.8361 |  | 638.0448 | 2052.4862 | 76.3037 | 24.8348 | 351.6529 |  | 3362.0252 | 453.2965 | 0 |  | 0 |  | 2696.3684 | -331.5559 |  | 2696.3684 | 4373.1167 | 0 | 1023.6317 |  |  | 94.3225 | 184.6933 | 668.673 | 0 |  |  |  | 97.746 |  | 52.803 | 0 |  | 3.75 | 631.25 | 0.19384 | 2.9322 | 0.025122
3 Occupant_USA_NC_Raleigh-_Electric Storage_50-gallon | 3 Occupant_USA_NC_Raleigh- | Electric Storage_50-gallon | 13104.0019 | 97.746 |  | 5042.7649 | 985.8779 |  | 561.5993 | 1811.1931 | 39.8494 | 22.8816 | 361.5476 |  | 3590.6182 | 466.2688 | 0 |  | 0 |  | 2664.4887 | -330.1707 |  | 2664.4887 | 4373.1167 | 0 | 1023.6317 |  |  | 94.3225 | 184.6933 | 668.673 | 0 |  |  |  | 97.746 |  | 52.803 | 0 |  | 2.5 | 907 | 0.18752 | 2.9337 | 0.025687
3 Occupant_USA_ND_Bismarck_Electric Storage_50-gallon | 3 Occupant_USA_ND_Bismarck | Electric Storage_50-gallon | 22026.9962 | 97.746 |  | 13217.7542 | 10921.5877 |  | 4121.9481 | 12126.8282 | 6286.5366 | 134.3781 | 378.725 |  | 1639.1172 | 657.0494 | 0 |  | 0 |  | 3412.4936 | -347.7926 |  | 3412.4936 | 4373.1167 | 0 | 1023.6317 |  |  | 94.3225 | 184.6933 | 668.673 | 0 |  |  |  | 97.746 |  | 52.803 | 0 |  | 30 | 254.25 | 0.32928 | 4.9207 | 0.036684
3 Occupant_USA_ND_Fargo-He_Electric Storage_50-gallon | 3 Occupant_USA_ND_Fargo-He | Electric Storage_50-gallon | 26314.3523 | 97.746 |  | 17492.6513 | 15162.6689 |  | 4268.2689 | 12171.8275 | 10472.8025 | 101.6947 | 319.9027 |  | 1654.6222 | 675.3602 | 0 |  | 0 |  | 3424.9527 | -347.8056 |  | 3424.9527 | 4373.1167 | 0 | 1023.6317 |  |  | 94.3225 | 184.6933 | 668.673 | 0 |  |  |  | 97.746 |  | 52.803 | 0 |  | 120 | 251.5 | 0.38872 | 5.7079 | 0.038874
3 Occupant_USA_NE_Omaha-Mi_Electric Storage_50-gallon | 3 Occupant_USA_NE_Omaha-Mi | Electric Storage_50-gallon | 16803.8305 | 97.746 |  | 8344.4915 | 5212.5893 |  | 2596.886 | 7799.0461 | 2107.8851 | 84.9878 | 422.8304 |  | 2553.9603 | 577.9419 | 0 |  | 0 |  | 3062.5907 | -340.8537 |  | 3062.5907 | 4373.1167 | 0 | 1023.6317 |  |  | 94.3225 | 184.6933 | 668.673 | 0 |  |  |  | 97.746 |  | 52.803 | 0 |  | 25 | 446 | 0.24431 | 3.1513 | 0.032119
3 Occupant_USA_NH_Concord._Electric Storage_50-gallon | 3 Occupant_USA_NH_Concord. | Electric Storage_50-gallon | 16746.2187 | 97.746 |  | 8110.0621 | 5926.8141 |  | 2783.1647 | 8601.7416 | 2592.1469 | 89.5897 | 461.9128 |  | 1680.4941 | 502.7538 | 0 |  | 0 |  | 3239.4083 | -345.2566 |  | 3239.4083 | 4373.1167 | 0 | 1023.6317 |  |  | 94.3225 | 184.6933 | 668.673 | 0 |  |  |  | 97.746 |  | 52.803 | 0 |  | 77.25 | 337 | 0.23547 | 2.7559 | 0.026835
3 Occupant_USA_NH_Manchest_Electric Storage_50-gallon | 3 Occupant_USA_NH_Manchest | Electric Storage_50-gallon | 15349.9874 | 97.746 |  | 6824.6335 | 4537.8883 |  | 2434.5943 | 7606.1243 | 1567.4972 | 68.5196 | 467.2773 |  | 1811.8184 | 474.9268 | 0 |  | 0 |  | 3128.6055 | -343.3317 |  | 3128.6055 | 4373.1167 | 0 | 1023.6317 |  |  | 94.3225 | 184.6933 | 668.673 | 0 |  |  |  | 97.746 |  | 52.803 | 0 |  | 47.75 | 233 | 0.23564 | 2.9886 | 0.025887
3 Occupant_USA_NJ_Newark.L_Electric Storage_50-gallon | 3 Occupant_USA_NJ_Newark.L | Electric Storage_50-gallon | 14348.1503 | 97.746 |  | 6033.1648 | 3015.916 |  | 1871.3572 | 6004.666 | 701.581 | 31.7445 | 411.2333 |  | 2533.3353 | 483.9135 | 0 |  | 0 |  | 2918.2371 | -339.4746 |  | 2918.2371 | 4373.1167 | 0 | 1023.6317 |  |  | 94.3225 | 184.6933 | 668.673 | 0 |  |  |  | 97.746 |  | 52.803 | 0 |  | 11 | 501.25 | 0.27633 | 5.1011 | 0.027645
3 Occupant_USA_NJ_Trenton-_Electric Storage_50-gallon | 3 Occupant_USA_NJ_Trenton- | Electric Storage_50-gallon | 13907.2583 | 97.746 |  | 5572.6022 | 2797.4997 |  | 1643.1392 | 5335.1637 | 666.5422 | 39.1904 | 448.6278 |  | 2332.9759 | 442.1266 | 0 |  | 0 |  | 2937.9077 | -339.0598 |  | 2937.9077 | 4373.1167 | 0 | 1023.6317 |  |  | 94.3225 | 184.6933 | 668.673 | 0 |  |  |  | 97.746 |  | 52.803 | 0 |  | 17.5 | 664 | 0.22081 | 3.342 | 0.024013
3 Occupant_USA_NM_Albuquer_Electric Storage_50-gallon | 3 Occupant_USA_NM_Albuquer | Electric Storage_50-gallon | 13318.9117 | 97.746 |  | 5097.9076 | 1489.4201 |  | 896.5669 | 2705.1107 | 60.2434 | 20.2131 | 512.3967 |  | 3140.2072 | 468.2803 | 0 |  | 0 |  | 2824.2557 | -333.6918 |  | 2824.2557 | 4373.1167 | 0 | 1023.6317 |  |  | 94.3225 | 184.6933 | 668.673 | 0 |  |  |  | 97.746 |  | 52.803 | 0 |  | 0.5 | 47 | 0.25109 | 4.2308 | 0.027481
3 Occupant_USA_NM_Las.Cruc_Electric Storage_50-gallon | 3 Occupant_USA_NM_Las.Cruc | Electric Storage_50-gallon | 13152.1688 | 97.746 |  | 5130.3376 | 802.6667 |  | 381.4445 | 1190.9092 | 6.4235 | 8.347 | 406.4517 |  | 3849.4951 | 478.1757 | 0 |  | 0 |  | 2625.0829 | -330.2271 |  | 2625.0829 | 4373.1167 | 0 | 1023.6317 |  |  | 94.3225 | 184.6933 | 668.673 | 0 |  |  |  | 97.746 |  | 52.803 | 0 |  | 0 | 134.25 | 0.21315 | 4.2587 | 0.027551
3 Occupant_USA_NM_Santa.Fe_Electric Storage_50-gallon | 3 Occupant_USA_NM_Santa.Fe | Electric Storage_50-gallon | 13747.4939 | 97.746 |  | 5307.1433 | 2619.618 |  | 1691.5695 | 5090.447 | 287.9187 | 53.912 | 586.2178 |  | 2231.7434 | 455.7818 | 0 |  | 0 |  | 3043.6023 | -338.8107 |  | 3043.6023 | 4373.1167 | 0 | 1023.6317 |  |  | 94.3225 | 184.6933 | 668.673 | 0 |  |  |  | 97.746 |  | 52.803 | 0 |  | 0.75 | 32.5 | 0.2769 | 4.3822 | 0.026517
3 Occupant_USA_NV_Las.Vega_Electric Storage_50-gallon | 3 Occupant_USA_NV_Las.Vega | Electric Storage_50-gallon | 14984.1337 | 97.746 |  | 7285.8398 | 432.5597 |  | 163.8401 | 536.8447 | 0.76318 | 1.9942 | 265.9623 |  | 6206.3299 | 646.9502 | 0 |  | 0 |  | 2301.5456 | -326.2377 |  | 2301.5456 | 4373.1167 | 0 | 1023.6317 |  |  | 94.3225 | 184.6933 | 668.673 | 0 |  |  |  | 97.746 |  | 52.803 | 0 |  | 0 | 661.25 | 0.23707 | 4.0017 | 0.038597
3 Occupant_USA_NV_Reno-Tah_Electric Storage_50-gallon | 3 Occupant_USA_NV_Reno-Tah | Electric Storage_50-gallon | 13137.3619 | 97.746 |  | 4771.2008 | 1859.9199 |  | 1127.6115 | 3459.9443 | 48.7135 | 41.5614 | 642.0335 |  | 2497.2754 | 414.0055 | 0 |  | 0 |  | 2969.4128 | -338.0541 |  | 2969.4128 | 4373.1167 | 0 | 1023.6317 |  |  | 94.3225 | 184.6933 | 668.673 | 0 |  |  |  | 97.746 |  | 52.803 | 0 |  | 0.25 | 53.75 | 0.23309 | 3.3233 | 0.024073
3 Occupant_USA_NY_Buffalo._Electric Storage_50-gallon | 3 Occupant_USA_NY_Buffalo. | Electric Storage_50-gallon | 16229.4908 | 97.746 |  | 7649.369 | 5359.9608 |  | 3478.4876 | 10803.8572 | 1329.7747 | 117.6171 | 434.0814 |  | 1788.2989 | 501.1093 | 0 |  | 0 |  | 3183.3734 | -345.6402 |  | 3183.3734 | 4373.1167 | 0 | 1023.6317 |  |  | 94.3225 | 184.6933 | 668.673 | 0 |  |  |  | 97.746 |  | 52.803 | 0 |  | 24 | 48.25 | 0.30269 | 5.4727 | 0.02863
3 Occupant_USA_NY_New.York_Electric Storage_50-gallon | 3 Occupant_USA_NY_New.York | Electric Storage_50-gallon | 14637.831 | 97.746 |  | 6290.1143 | 3488.6701 |  | 2033.1897 | 6594.1942 | 1012.5695 | 30.0975 | 412.8134 |  | 2348.6663 | 452.7779 | 0 |  | 0 |  | 2950.9684 | -340.6919 |  | 2950.9684 | 4373.1167 | 0 | 1023.6317 |  |  | 94.3225 | 184.6933 | 668.673 | 0 |  |  |  | 97.746 |  | 52.803 | 0 |  | 20 | 466.5 | 0.32779 | 6.3396 | 0.026532
3 Occupant_USA_NY_Syracuse_Electric Storage_50-gallon | 3 Occupant_USA_NY_Syracuse | Electric Storage_50-gallon | 16509.8534 | 97.746 |  | 7936.4023 | 5511.2022 |  | 3185.4731 | 9848.3775 | 1794.8335 | 99.5646 | 431.331 |  | 1889.1814 | 536.0187 | 0 |  | 0 |  | 3176.7028 | -344.5916 |  | 3176.7028 | 4373.1167 | 0 | 1023.6317 |  |  | 94.3225 | 184.6933 | 668.673 | 0 |  |  |  | 97.746 |  | 52.803 | 0 |  | 14.75 | 182 | 0.27117 | 4.5564 | 0.030094
3 Occupant_USA_OH_Cincinna_Electric Storage_50-gallon | 3 Occupant_USA_OH_Cincinna | Electric Storage_50-gallon | 14589.5644 | 97.746 |  | 6238.9104 | 3193.6698 |  | 1850.567 | 5798.4124 | 864.1117 | 64.7069 | 414.2842 |  | 2553.2501 | 491.9906 | 0 |  | 0 |  | 2953.9057 | -339.0612 |  | 2953.9057 | 4373.1167 | 0 | 1023.6317 |  |  | 94.3225 | 184.6933 | 668.673 | 0 |  |  |  | 97.746 |  | 52.803 | 0 |  | 8.75 | 510.5 | 0.21651 | 3.116 | 0.027008
3 Occupant_USA_OH_Columbus_Electric Storage_50-gallon | 3 Occupant_USA_OH_Columbus | Electric Storage_50-gallon | 15422.1091 | 97.746 |  | 7035.6275 | 4019.222 |  | 2210.4333 | 6936.5749 | 1362.3671 | 73.6283 | 372.7933 |  | 2489.8561 | 526.5493 | 0 |  | 0 |  | 2989.7332 | -339.5536 |  | 2989.7332 | 4373.1167 | 0 | 1023.6317 |  |  | 94.3225 | 184.6933 | 668.673 | 0 |  |  |  | 97.746 |  | 52.803 | 0 |  | 21.5 | 659.75 | 0.25237 | 4.2344 | 0.028996
3 Occupant_USA_OK_Oklahoma_Electric Storage_50-gallon | 3 Occupant_USA_OK_Oklahoma | Electric Storage_50-gallon | 14813.0432 | 97.746 |  | 6713.8871 | 2390.0621 |  | 1329.8507 | 4135.1995 | 679.1112 | 45.6417 | 335.4585 |  | 3769.6535 | 554.1714 | 0 |  | 0 |  | 2702.4078 | -333.9973 |  | 2702.4078 | 4373.1167 | 0 | 1023.6317 |  |  | 94.3225 | 184.6933 | 668.673 | 0 |  |  |  | 97.746 |  | 52.803 | 0 |  | 6 | 712.5 | 0.34848 | 5.917 | 0.033142
3 Occupant_USA_OR_Portland_Electric Storage_50-gallon | 3 Occupant_USA_OR_Portland | Electric Storage_50-gallon | 12154.1141 | 97.746 |  | 3799.3642 | 1706.5338 |  | 1114.8779 | 3855.8449 | 7.9928 | 48.4961 | 535.167 |  | 1778.2384 | 314.592 | 0 |  | 0 |  | 2958.0016 | -341.6783 |  | 2958.0016 | 4373.1167 | 0 | 1023.6317 |  |  | 94.3225 | 184.6933 | 668.673 | 0 |  |  |  | 97.746 |  | 52.803 | 0 |  | 7.75 | 119.5 | 0.23086 | 3.8664 | 0.01845
3 Occupant_USA_OR_Redmond._Electric Storage_50-gallon | 3 Occupant_USA_OR_Redmond. | Electric Storage_50-gallon | 14092.2607 | 97.746 |  | 5502.0531 | 3450.2921 |  | 2217.1043 | 6903.579 | 428.561 | 101.9827 | 702.6441 |  | 1619.144 | 432.6169 | 0 |  | 0 |  | 3193.4593 | -345.1791 |  | 3193.4593 | 4373.1167 | 0 | 1023.6317 |  |  | 94.3225 | 184.6933 | 668.673 | 0 |  |  |  | 97.746 |  | 52.803 | 0 |  | 4.75 | 72.5 | 0.25372 | 3.0654 | 0.024606
3 Occupant_USA_PA_Bradford_Electric Storage_50-gallon | 3 Occupant_USA_PA_Bradford | Electric Storage_50-gallon | 17991.5921 | 97.746 |  | 9268.1917 | 7402.8985 |  | 3183.7241 | 9736.1203 | 3689.7255 | 125.2793 | 404.1697 |  | 1346.6881 | 518.6051 | 0 |  | 0 |  | 3326.652 | -346.3828 |  | 3326.652 | 4373.1167 | 0 | 1023.6317 |  |  | 94.3225 | 184.6933 | 668.673 | 0 |  |  |  | 97.746 |  | 52.803 | 0 |  | 71.75 | 223.25 | 0.26351 | 3.6572 | 0.028073
3 Occupant_USA_PA_Philadel_Electric Storage_50-gallon | 3 Occupant_USA_PA_Philadel | Electric Storage_50-gallon | 13983.9572 | 97.746 |  | 5727.8569 | 2553.8719 |  | 1561.8763 | 5046.2598 | 550.1893 | 29.5679 | 412.2384 |  | 2704.0275 | 469.9576 | 0 |  | 0 |  | 2859.352 | -337.7641 |  | 2859.352 | 4373.1167 | 0 | 1023.6317 |  |  | 94.3225 | 184.6933 | 668.673 | 0 |  |  |  | 97.746 |  | 52.803 | 0 |  | 10.75 | 639.25 | 0.2568 | 4.7533 | 0.02649
3 Occupant_USA_PA_Pittsbur_Electric Storage_50-gallon | 3 Occupant_USA_PA_Pittsbur | Electric Storage_50-gallon | 14966.5203 | 97.746 |  | 6509.1825 | 3922.3433 |  | 2308.0342 | 7252.7957 | 1118.1164 | 83.346 | 412.8467 |  | 2091.5284 | 495.3108 | 0 |  | 0 |  | 3060.5894 | -341.5392 |  | 3060.5894 | 4373.1167 | 0 | 1023.6317 |  |  | 94.3225 | 184.6933 | 668.673 | 0 |  |  |  | 97.746 |  | 52.803 | 0 |  | 18.25 | 374.25 | 0.24565 | 3.8547 | 0.027262
3 Occupant_USA_RI_Providen_Electric Storage_50-gallon | 3 Occupant_USA_RI_Providen | Electric Storage_50-gallon | 14501.2648 | 97.746 |  | 6059.6977 | 3606.4221 |  | 2137.3865 | 6868.7351 | 965.2051 | 64.0898 | 439.7407 |  | 1996.0213 | 457.2543 | 0 |  | 0 |  | 3044.8187 | -342.1576 |  | 3044.8187 | 4373.1167 | 0 | 1023.6317 |  |  | 94.3225 | 184.6933 | 668.673 | 0 |  |  |  | 97.746 |  | 52.803 | 0 |  | 18.75 | 301.25 | 0.2683 | 4.3361 | 0.025731
3 Occupant_USA_SC_JB.Charl_Electric Storage_50-gallon | 3 Occupant_USA_SC_JB.Charl | Electric Storage_50-gallon | 13314.8357 | 97.746 |  | 5422.3046 | 555.5618 |  | 288.874 | 940.576 | 14.4067 | 13.6597 | 238.6214 |  | 4404.5232 | 462.2196 | 0 |  | 0 |  | 2495.7827 | -327.7559 |  | 2495.7827 | 4373.1167 | 0 | 1023.6317 |  |  | 94.3225 | 184.6933 | 668.673 | 0 |  |  |  | 97.746 |  | 52.803 | 0 |  | 1 | 431.25 | 0.18904 | 3.5302 | 0.026069
3 Occupant_USA_SC_Columbia_Electric Storage_50-gallon | 3 Occupant_USA_SC_Columbia | Electric Storage_50-gallon | 13395.6282 | 97.746 |  | 5451.6619 | 761.6037 |  | 421.1253 | 1364.2608 | 15.7043 | 19.6034 | 305.1706 |  | 4192.7051 | 497.3531 | 0 |  | 0 |  | 2547.218 | -328.1249 |  | 2547.218 | 4373.1167 | 0 | 1023.6317 |  |  | 94.3225 | 184.6933 | 668.673 | 0 |  |  |  | 97.746 |  | 52.803 | 0 |  | 1.5 | 942.75 | 0.15814 | 2.7521 | 0.02718
3 Occupant_USA_SD_Yankton-_Electric Storage_50-gallon | 3 Occupant_USA_SD_Yankton- | Electric Storage_50-gallon | 18992.047 | 97.746 |  | 10379.4304 | 7763.6009 |  | 3638.0651 | 10614.3764 | 3583.972 | 123.6057 | 417.9582 |  | 2068.8857 | 546.9438 | 0 |  | 0 |  | 3215.8683 | -344.7518 |  | 3215.8683 | 4373.1167 | 0 | 1023.6317 |  |  | 94.3225 | 184.6933 | 668.673 | 0 |  |  |  | 97.746 |  | 52.803 | 0 |  | 76.25 | 100 | 0.33239 | 5.6205 | 0.03191
3 Occupant_USA_SD_Sioux.Fa_Electric Storage_50-gallon | 3 Occupant_USA_SD_Sioux.Fa | Electric Storage_50-gallon | 19573.9696 | 97.746 |  | 10894.0385 | 8367.2537 |  | 4058.2284 | 11571.3594 | 3759.9271 | 124.9177 | 424.1805 |  | 1946.0449 | 580.7399 | 0 |  | 0 |  | 3283.1827 | -345.4603 |  | 3283.1827 | 4373.1167 | 0 | 1023.6317 |  |  | 94.3225 | 184.6933 | 668.673 | 0 |  |  |  | 97.746 |  | 52.803 | 0 |  | 39.75 | 32.75 | 0.33678 | 4.9985 | 0.034003
3 Occupant_USA_TN_Memphis._Electric Storage_50-gallon | 3 Occupant_USA_TN_Memphis. | Electric Storage_50-gallon | 13765.3203 | 97.746 |  | 5773.7246 | 1254.5522 |  | 772.405 | 2518.6119 | 127.5451 | 29.5762 | 325.0259 |  | 3998.9999 | 520.1726 | 0 |  | 0 |  | 2594.8474 | -330.1364 |  | 2594.8474 | 4373.1167 | 0 | 1023.6317 |  |  | 94.3225 | 184.6933 | 668.673 | 0 |  |  |  | 97.746 |  | 52.803 | 0 |  | 6 | 1116.75 | 0.22689 | 3.8966 | 0.029036
3 Occupant_USA_TN_Nashvill_Electric Storage_50-gallon | 3 Occupant_USA_TN_Nashvill | Electric Storage_50-gallon | 13344.0406 | 97.746 |  | 5252.959 | 1331.9857 |  | 804.8549 | 2590.6442 | 135.8478 | 28.3703 | 362.9128 |  | 3448.0497 | 472.9236 | 0 |  | 0 |  | 2694.3333 | -332.2244 |  | 2694.3333 | 4373.1167 | 0 | 1023.6317 |  |  | 94.3225 | 184.6933 | 668.673 | 0 |  |  |  | 97.746 |  | 52.803 | 0 |  | 5.75 | 863.75 | 0.19952 | 2.9939 | 0.025957
3 Occupant_USA_TX_Austin-C_Electric Storage_50-gallon | 3 Occupant_USA_TX_Austin-C | Electric Storage_50-gallon | 14162.5463 | 97.746 |  | 6412.8255 | 506.7882 |  | 264.1503 | 827.5614 | 44.9209 | 8.3029 | 189.4141 |  | 5304.5732 | 601.4642 | 0 |  | 0 |  | 2352.9725 | -322.9683 |  | 2352.9725 | 4373.1167 | 0 | 1023.6317 |  |  | 94.3225 | 184.6933 | 668.673 | 0 |  |  |  | 97.746 |  | 52.803 | 0 |  | 0.75 | 1272.25 | 0.14527 | 2.1908 | 0.032966
3 Occupant_USA_TX_Dallas-F_Electric Storage_50-gallon | 3 Occupant_USA_TX_Dallas-F | Electric Storage_50-gallon | 14059.9622 | 97.746 |  | 6205.8479 | 716.8921 |  | 416.0254 | 1366.6505 | 4.6898 | 13.7831 | 282.3939 |  | 4942.8932 | 546.0626 | 0 |  | 0 |  | 2457.3659 | -328.7459 |  | 2457.3659 | 4373.1167 | 0 | 1023.6317 |  |  | 94.3225 | 184.6933 | 668.673 | 0 |  |  |  | 97.746 |  | 52.803 | 0 |  | 0.75 | 534.25 | 0.29474 | 5.2558 | 0.03314
3 Occupant_USA_TX_Houston-_Electric Storage_50-gallon | 3 Occupant_USA_TX_Houston- | Electric Storage_50-gallon | 14040.1532 | 97.746 |  | 6347.8919 | 235.2866 |  | 104.7433 | 360.6461 | 0.36446 | 3.4699 | 126.709 |  | 5519.76 | 592.8453 | 0 |  | 0 |  | 2295.5129 | -322.6677 |  | 2295.5129 | 4373.1167 | 0 | 1023.6317 |  |  | 94.3225 | 184.6933 | 668.673 | 0 |  |  |  | 97.746 |  | 52.803 | 0 |  | 0 | 1080.25 | 0.17812 | 3.5619 | 0.033571
3 Occupant_USA_TX_Lubbock._Electric Storage_50-gallon | 3 Occupant_USA_TX_Lubbock. | Electric Storage_50-gallon | 14090.734 | 97.746 |  | 5997.343 | 1541.9128 |  | 1057.3551 | 3259.9445 | 42.6535 | 50.3381 | 391.5661 |  | 3910.0969 | 545.3333 | 0 |  | 0 |  | 2696.6427 | -333.619 |  | 2696.6427 | 4373.1167 | 0 | 1023.6317 |  |  | 94.3225 | 184.6933 | 668.673 | 0 |  |  |  | 97.746 |  | 52.803 | 0 |  | 0 | 152.5 | 0.3311 | 6.4383 | 0.033763
3 Occupant_USA_TX_San.Anto_Electric Storage_50-gallon | 3 Occupant_USA_TX_San.Anto | Electric Storage_50-gallon | 14551.4891 | 97.746 |  | 6821.8949 | 488.6763 |  | 273.2079 | 858.129 | 40.4413 | 7.0372 | 167.9899 |  | 5688.1903 | 645.0283 | 0 |  | 0 |  | 2332.8458 | -323.963 |  | 2332.8458 | 4373.1167 | 0 | 1023.6317 |  |  | 94.3225 | 184.6933 | 668.673 | 0 |  |  |  | 97.746 |  | 52.803 | 0 |  | 0 | 986.5 | 0.22975 | 4.2599 | 0.03739
3 Occupant_USA_UT_Salt.Lak_Electric Storage_50-gallon | 3 Occupant_USA_UT_Salt.Lak | Electric Storage_50-gallon | 14673.0515 | 97.746 |  | 6273.6326 | 2981.2521 |  | 2058.8004 | 6220.6348 | 272.3013 | 88.7476 | 561.4029 |  | 2753.2179 | 539.1625 | 0 |  | 0 |  | 3002.6706 | -340.2996 |  | 3002.6706 | 4373.1167 | 0 | 1023.6317 |  |  | 94.3225 | 184.6933 | 668.673 | 0 |  |  |  | 97.746 |  | 52.803 | 0 |  | 1 | 98 | 0.26068 | 3.5062 | 0.031227
3 Occupant_USA_UT_St.Georg_Electric Storage_50-gallon | 3 Occupant_USA_UT_St.Georg | Electric Storage_50-gallon | 14098.6066 | 97.746 |  | 6140.5111 | 978.7404 |  | 538.361 | 1684.3055 | 8.9021 | 14.3895 | 417.0877 |  | 4619.6967 | 542.0741 | 0 |  | 0 |  | 2561.3471 | -330.8672 |  | 2561.3471 | 4373.1167 | 0 | 1023.6317 |  |  | 94.3225 | 184.6933 | 668.673 | 0 |  |  |  | 97.746 |  | 52.803 | 0 |  | 0 | 394.75 | 0.19496 | 3.2799 | 0.031454
3 Occupant_USA_UT_Vernal.R_Electric Storage_50-gallon | 3 Occupant_USA_UT_Vernal.R | Electric Storage_50-gallon | 16552.5463 | 97.746 |  | 7911.6838 | 5177.0758 |  | 2908.5694 | 8292.3697 | 1612.2202 | 94.1732 | 562.113 |  | 2152.0495 | 582.5585 | 0 |  | 0 |  | 3244.1141 | -342.7504 |  | 3244.1141 | 4373.1167 | 0 | 1023.6317 |  |  | 94.3225 | 184.6933 | 668.673 | 0 |  |  |  | 97.746 |  | 52.803 | 0 |  | 5.25 | 60.25 | 0.23798 | 2.4215 | 0.032337
3 Occupant_USA_VA_Norfolk._Electric Storage_50-gallon | 3 Occupant_USA_VA_Norfolk. | Electric Storage_50-gallon | 13105.9058 | 97.746 |  | 5026.938 | 1196.4996 |  | 746.2375 | 2496.9559 | 53.4192 | 23.111 | 373.7319 |  | 3376.5019 | 453.9366 | 0 |  | 0 |  | 2682.2194 | -332.2774 |  | 2682.2194 | 4373.1167 | 0 | 1023.6317 |  |  | 94.3225 | 184.6933 | 668.673 | 0 |  |  |  | 97.746 |  | 52.803 | 0 |  | 14.5 | 849.25 | 0.25245 | 4.4594 | 0.025741
3 Occupant_USA_VT_Burlingt_Electric Storage_50-gallon | 3 Occupant_USA_VT_Burlingt | Electric Storage_50-gallon | 17945.1119 | 97.746 |  | 9298.0003 | 7080.8822 |  | 3223.5561 | 9908.6496 | 3375.169 | 88.8953 | 393.2619 |  | 1668.4891 | 548.629 | 0 |  | 0 |  | 3250.3632 | -346.0804 |  | 3250.3632 | 4373.1167 | 0 | 1023.6317 |  |  | 94.3225 | 184.6933 | 668.673 | 0 |  |  |  | 97.746 |  | 52.803 | 0 |  | 88.75 | 271.25 | 0.28756 | 3.5716 | 0.030325
3 Occupant_USA_WA_Seattle-_Electric Storage_50-gallon | 3 Occupant_USA_WA_Seattle- | Electric Storage_50-gallon | 12060.276 | 97.746 |  | 3625.0397 | 2003.5458 |  | 1371.7156 | 4908.0877 | 43.5324 | 52.5294 | 535.7684 |  | 1319.7236 | 301.7703 | 0 |  | 0 |  | 3038.4879 | -343.8084 |  | 3038.4879 | 4373.1167 | 0 | 1023.6317 |  |  | 94.3225 | 184.6933 | 668.673 | 0 |  |  |  | 97.746 |  | 52.803 | 0 |  | 65.75 | 283.75 | 0.25381 | 3.6236 | 0.016861
3 Occupant_USA_WA_Spokane._Electric Storage_50-gallon | 3 Occupant_USA_WA_Spokane. | Electric Storage_50-gallon | 15518.0952 | 97.746 |  | 6909.7555 | 4678.9952 |  | 3004.1268 | 9442.883 | 962.1296 | 168.5003 | 544.2384 |  | 1696.7588 | 534.0015 | 0 |  | 0 |  | 3211.5913 | -345.8372 |  | 3211.5913 | 4373.1167 | 0 | 1023.6317 |  |  | 94.3225 | 184.6933 | 668.673 | 0 |  |  |  | 97.746 |  | 52.803 | 0 |  | 26.5 | 153 | 0.29061 | 3.9898 | 0.030176
3 Occupant_USA_WI_Milwauke_Electric Storage_50-gallon | 3 Occupant_USA_WI_Milwauke | Electric Storage_50-gallon | 16716.7998 | 97.746 |  | 8137.007 | 5816.956 |  | 3129.1578 | 9651.5642 | 2153.225 | 94.8507 | 439.7225 |  | 1792.2418 | 527.8092 | 0 |  | 0 |  | 3183.0444 | -344.8477 |  | 3183.0444 | 4373.1167 | 0 | 1023.6317 |  |  | 94.3225 | 184.6933 | 668.673 | 0 |  |  |  | 97.746 |  | 52.803 | 0 |  | 34.5 | 119.5 | 0.30272 | 5.0595 | 0.030222
3 Occupant_USA_WI_Rhinelan_Electric Storage_50-gallon | 3 Occupant_USA_WI_Rhinelan | Electric Storage_50-gallon | 21170.2858 | 97.746 |  | 12322.8242 | 10359.5606 |  | 3788.0607 | 11150.3485 | 6038.5768 | 136.3231 | 396.6 |  | 1367.7085 | 595.5552 | 0 |  | 0 |  | 3450.7132 | -347.9668 |  | 3450.7132 | 4373.1167 | 0 | 1023.6317 |  |  | 94.3225 | 184.6933 | 668.673 | 0 |  |  |  | 97.746 |  | 52.803 | 0 |  | 96.25 | 173.75 | 0.27955 | 3.5679 | 0.032401
3 Occupant_USA_WV_Charlest_Electric Storage_50-gallon | 3 Occupant_USA_WV_Charlest | Electric Storage_50-gallon | 13904.6928 | 97.746 |  | 5594.1899 | 2485.8768 |  | 1492.3112 | 4635.7099 | 506.2477 | 60.3168 | 427.0011 |  | 2640.1807 | 468.1323 | 0 |  | 0 |  | 2913.7546 | -337.1715 |  | 2913.7546 | 4373.1167 | 0 | 1023.6317 |  |  | 94.3225 | 184.6933 | 668.673 | 0 |  |  |  | 97.746 |  | 52.803 | 0 |  | 6.25 | 402.75 | 0.18433 | 2.2919 | 0.025568
3 Occupant_USA_WV_Morganto_Electric Storage_50-gallon | 3 Occupant_USA_WV_Morganto | Electric Storage_50-gallon | 14416.8173 | 97.746 |  | 6015.2393 | 3243.0766 |  | 1915.2183 | 5901.2848 | 845.765 | 58.9505 | 423.1428 |  | 2294.48 | 477.6827 | 0 |  | 0 |  | 3004.8296 | -339.4279 |  | 3004.8296 | 4373.1167 | 0 | 1023.6317 |  |  | 94.3225 | 184.6933 | 668.673 | 0 |  |  |  | 97.746 |  | 52.803 | 0 |  | 11 | 326 | 0.19204 | 2.1034 | 0.025819
3 Occupant_USA_WY_Cheyenne_Electric Storage_50-gallon | 3 Occupant_USA_WY_Cheyenne | Electric Storage_50-gallon | 15655.9214 | 97.746 |  | 6980.3521 | 5099.0607 |  | 3129.0774 | 9502.0571 | 1291.627 | 75.8658 | 602.4905 |  | 1372.7942 | 508.4972 | 0 |  | 0 |  | 3278.821 | -346.7743 |  | 3278.821 | 4373.1167 | 0 | 1023.6317 |  |  | 94.3225 | 184.6933 | 668.673 | 0 |  |  |  | 97.746 |  | 52.803 | 0 |  | 7.75 | 11.25 | 0.35685 | 6.8748 | 0.030029
3 Occupant_USA_WY_Jackson._Electric Storage_50-gallon | 3 Occupant_USA_WY_Jackson. | Electric Storage_50-gallon | 19700.3226 | 97.746 |  | 10710.4927 | 9113.5238 |  | 4537.5474 | 13117.0434 | 3773.3317 | 182.2184 | 620.4263 |  | 956.5358 | 640.4331 | 0 |  | 0 |  | 3593.0816 | -350.8811 |  | 3593.0816 | 4373.1167 | 0 | 1023.6317 |  |  | 94.3225 | 184.6933 | 668.673 | 0 |  |  |  | 97.746 |  | 52.803 | 0 |  | 53.25 | 31.5 | 0.32208 | 3.3944 | 0.03574

## Model In
Run Label | Run Label No Water Heater | Timesteps Per Hour | Weather File | Building Orientation [deg] | Conditioned Footprint Area [ft^2] | Average Number of Stories Above Foundation | Average Ceiling Height Per Story [ft] | Building Width to Depth Ratio | Roof Pitch | Exterior Non-Foundation Wall Input Methd | Exterior Non-Foundation Wall Pre-Defined Constructions | Exterior Non-Foundation Wall Overall Effective R-Value [h-ft^2-F/Btu] | Ceiling And Roof Input Methd | Ceiling And Roof Construction | Ceiling Overall Effective R-Value [h-ft^2-F/Btu] | Floor and Foundation Input Methd | Foundation And Floor Construction | Foundation Type | Floor Overall Effective R-Value [h-ft^2-F/Btu] | Slab Perimeter Insulation R-Value [h-ft^2-F/Btu] | Full Under-Slab Insulation R-Value [h-ft^2-F/Btu] | Slab Thermal Break Insulation R-Value [h-ft^2-F/Btu] | Basement Wall Insulation R-Value [h-ft^2-F/Btu] | Window U-Value [Btu/h-ft^2-F] | Window Solar Heat Gain Coefficient | Window Shades | Window-to-Wall Ratio, Front [%] | Window-to-Wall Ratio, Back [%] | Window-to-Wall Ratio, Left [%] | Window-to-Wall Ratio, Right [%] | Conditioned Envelope Infiltration [ACH50] | Primary HVAC Type | HVAC Sizing Method | Primary Heating Capacity Units | Primary Rated Heating Capacity [@47F OAT] | Primary Cooling Capacity Units | Primary Rated Cooling Capacity [@95F OAT] | ASHP Backup Heat Type | ASHP Backup Heat Capacity Units | ASHP Backup Heat Capacity | ASHP Backup Heat Lockout Temp [deg F] | ASHP Compressor Lockout Temp [deg F] | Backup Electric Baseboard Heat Capacity [kW] | Non-Electric Furnace AFUE [%] | Supply Duct Leakage [%] | Supply Duct Insulation Nominal R-Value [h-ft^2-F/Btu] | Return Duct Leakage [%] | Return Duct Insulation Nominal R-Value [h-ft^2-F/Btu] | Heating Setpoint Schedule | Cooling Setpoint Schedule | Water Heater | Water Heater Setpoint Schedule | Number Of People | Interior Lighting Power Density [W/ft^2] | Exterior Lighting Power [W] | Range | Dryer | Refrigerator | Clothes Washer | Dishwasher | Misc Electric Gains [Max W] | Misc Electric Gains Schedule | Misc Gas Gains [Max Btu/h] | Misc Gas Gains Schedule
3 Occupant_USA_AL_Birmingh_HPWH_50-gallon | 3 Occupant_USA_AL_Birmingh | 4 | USA_AL_Birmingham-Shuttlesworth.Intl.AP.722280_TMYx.2004-2018 | 0 | 1900 | 1 | 9 | 1.2 | 4-12 (Low-Moderate Slope) | Pre-Defined Construction | Wood-Framed - 2x6 - 24 in OC - R-19 Cavity | 8.3333 | Pre-Defined Construction | Attic w R49 Cavity and Shingle Roof | 9.0909 | Pre-Defined Construction | Vented Crawlspace - R19 Cavity Insulation | Vented Crawlspace | 4.3478 | 0 | 0 | 0 | 1.75 | 0.388 | 0.4 | No | 0.2 | 0.2 | 0.2 | 0.2 | 7 | Single Speed ASHP (7.5 HSPF2 14.3 SEER2) | Autosize | kW | 20 | ton | 3.4393 | Electric | kW | 15 | 35 | -30 | 0 | 0.8 | 0.075 | 4 | 0.075 | 4 | Heat_EZ_Sch_1 | Cool_EZ_Sch_1 | HPWH_50-gallon | DHW_EZ_Sch_1 | 3 | 0.75 | 0 | Gas | Gas | Yes | Yes | Yes | 0 | Misc_Elec_EZ_Sch_1 | 0
3 Occupant_USA_AL_Mobile.R_HPWH_50-gallon | 3 Occupant_USA_AL_Mobile.R | 4 | USA_AL_Mobile.Rgnl.AP-Bates.Field.722230_TMYx.2004-2018 | 0 | 1900 | 1 | 9 | 1.2 | 4-12 (Low-Moderate Slope) | Pre-Defined Construction | Wood-Framed - 2x6 - 24 in OC - R-19 Cavity |  | Pre-Defined Construction | Attic w R49 Cavity and Shingle Roof |  | Pre-Defined Construction | Vented Crawlspace - R19 Cavity Insulation | [6 empty] | 0.388 | 0.4 | No | 0.2 | 0.2 | 0.2 | 0.2 | 7 | Single Speed ASHP (7.5 HSPF2 14.3 SEER2) | Autosize |  |  |  |  | Electric |  |  | 35 | -30 |  |  | 0.075 | 4 | 0.075 | 4 | Heat_EZ_Sch_1 | Cool_EZ_Sch_1 | HPWH_50-gallon | DHW_EZ_Sch_1 | 3 | 0.75 | 0 | Gas | Gas | Yes | Yes | Yes | 0 | Misc_Elec_EZ_Sch_1 | 0
3 Occupant_USA_AR_Fayettev_HPWH_50-gallon | 3 Occupant_USA_AR_Fayettev | 4 | USA_AR_Fayetteville.Exec.AP-Drake.Field.723445_TMYx.2004-2018 | 0 | 1900 | 1 | 9 | 1.2 | 4-12 (Low-Moderate Slope) | Pre-Defined Construction | Wood-Framed - 2x6 - 24 in OC - R-19 Cavity |  | Pre-Defined Construction | Attic w R49 Cavity and Shingle Roof |  | Pre-Defined Construction | Vented Crawlspace - R19 Cavity Insulation | [6 empty] | 0.388 | 0.4 | No | 0.2 | 0.2 | 0.2 | 0.2 | 7 | Single Speed ASHP (7.5 HSPF2 14.3 SEER2) | Autosize |  |  |  |  | Electric |  |  | 35 | -30 |  |  | 0.075 | 4 | 0.075 | 4 | Heat_EZ_Sch_1 | Cool_EZ_Sch_1 | HPWH_50-gallon | DHW_EZ_Sch_1 | 3 | 0.75 | 0 | Gas | Gas | Yes | Yes | Yes | 0 | Misc_Elec_EZ_Sch_1 | 0
3 Occupant_USA_AR_Little.R_HPWH_50-gallon | 3 Occupant_USA_AR_Little.R | 4 | USA_AR_Little.Rock.AFB.723405_TMYx.2004-2018 | 0 | 1900 | 1 | 9 | 1.2 | 4-12 (Low-Moderate Slope) | Pre-Defined Construction | Wood-Framed - 2x6 - 24 in OC - R-19 Cavity |  | Pre-Defined Construction | Attic w R49 Cavity and Shingle Roof |  | Pre-Defined Construction | Vented Crawlspace - R19 Cavity Insulation | [6 empty] | 0.388 | 0.4 | No | 0.2 | 0.2 | 0.2 | 0.2 | 7 | Single Speed ASHP (7.5 HSPF2 14.3 SEER2) | Autosize |  |  |  |  | Electric |  |  | 35 | -30 |  |  | 0.075 | 4 | 0.075 | 4 | Heat_EZ_Sch_1 | Cool_EZ_Sch_1 | HPWH_50-gallon | DHW_EZ_Sch_1 | 3 | 0.75 | 0 | Gas | Gas | Yes | Yes | Yes | 0 | Misc_Elec_EZ_Sch_1 | 0
3 Occupant_USA_AZ_Flagstaf_HPWH_50-gallon | 3 Occupant_USA_AZ_Flagstaf | 4 | USA_AZ_Flagstaff.Pulliam.AP.723750_TMYx.2004-2018 | 0 | 1900 | 1 | 9 | 1.2 | 4-12 (Low-Moderate Slope) | Pre-Defined Construction | Wood-Framed - 2x6 - 24 in OC - R-19 Cavity |  | Pre-Defined Construction | Attic w R49 Cavity and Shingle Roof |  | Pre-Defined Construction | Vented Crawlspace - R19 Cavity Insulation | [6 empty] | 0.388 | 0.4 | No | 0.2 | 0.2 | 0.2 | 0.2 | 7 | Single Speed ASHP (7.5 HSPF2 14.3 SEER2) | Autosize |  |  |  |  | Electric |  |  | 35 | -30 |  |  | 0.075 | 4 | 0.075 | 4 | Heat_EZ_Sch_1 | Cool_EZ_Sch_1 | HPWH_50-gallon | DHW_EZ_Sch_1 | 3 | 0.75 | 0 | Gas | Gas | Yes | Yes | Yes | 0 | Misc_Elec_EZ_Sch_1 | 0
3 Occupant_USA_AZ_Kingman._HPWH_50-gallon | 3 Occupant_USA_AZ_Kingman. | 4 | USA_AZ_Kingman.AP.723700_TMYx.2004-2018 | 0 | 1900 | 1 | 9 | 1.2 | 4-12 (Low-Moderate Slope) | Pre-Defined Construction | Wood-Framed - 2x6 - 24 in OC - R-19 Cavity |  | Pre-Defined Construction | Attic w R49 Cavity and Shingle Roof |  | Pre-Defined Construction | Vented Crawlspace - R19 Cavity Insulation | [6 empty] | 0.388 | 0.4 | No | 0.2 | 0.2 | 0.2 | 0.2 | 7 | Single Speed ASHP (7.5 HSPF2 14.3 SEER2) | Autosize |  |  |  |  | Electric |  |  | 35 | -30 |  |  | 0.075 | 4 | 0.075 | 4 | Heat_EZ_Sch_1 | Cool_EZ_Sch_1 | HPWH_50-gallon | DHW_EZ_Sch_1 | 3 | 0.75 | 0 | Gas | Gas | Yes | Yes | Yes | 0 | Misc_Elec_EZ_Sch_1 | 0
3 Occupant_USA_AZ_Phoenix-_HPWH_50-gallon | 3 Occupant_USA_AZ_Phoenix- | 4 | USA_AZ_Phoenix-Sky.Harbor.Intl.AP.722780_TMYx.2004-2018 | 0 | 1900 | 1 | 9 | 1.2 | 4-12 (Low-Moderate Slope) | Pre-Defined Construction | Wood-Framed - 2x6 - 24 in OC - R-19 Cavity |  | Pre-Defined Construction | Attic w R49 Cavity and Shingle Roof |  | Pre-Defined Construction | Vented Crawlspace - R19 Cavity Insulation | [6 empty] | 0.388 | 0.4 | No | 0.2 | 0.2 | 0.2 | 0.2 | 7 | Single Speed ASHP (7.5 HSPF2 14.3 SEER2) | Autosize |  |  |  |  | Electric |  |  | 35 | -30 |  |  | 0.075 | 4 | 0.075 | 4 | Heat_EZ_Sch_1 | Cool_EZ_Sch_1 | HPWH_50-gallon | DHW_EZ_Sch_1 | 3 | 0.75 | 0 | Gas | Gas | Yes | Yes | Yes | 0 | Misc_Elec_EZ_Sch_1 | 0
3 Occupant_USA_AZ_Prescott_HPWH_50-gallon | 3 Occupant_USA_AZ_Prescott | 4 | USA_AZ_Prescott.Muni.AP-Love.Field.723723_TMYx.2004-2018 | 0 | 1900 | 1 | 9 | 1.2 | 4-12 (Low-Moderate Slope) | Pre-Defined Construction | Wood-Framed - 2x6 - 24 in OC - R-19 Cavity |  | Pre-Defined Construction | Attic w R49 Cavity and Shingle Roof |  | Pre-Defined Construction | Vented Crawlspace - R19 Cavity Insulation | [6 empty] | 0.388 | 0.4 | No | 0.2 | 0.2 | 0.2 | 0.2 | 7 | Single Speed ASHP (7.5 HSPF2 14.3 SEER2) | Autosize |  |  |  |  | Electric |  |  | 35 | -30 |  |  | 0.075 | 4 | 0.075 | 4 | Heat_EZ_Sch_1 | Cool_EZ_Sch_1 | HPWH_50-gallon | DHW_EZ_Sch_1 | 3 | 0.75 | 0 | Gas | Gas | Yes | Yes | Yes | 0 | Misc_Elec_EZ_Sch_1 | 0
3 Occupant_USA_CA_Bakersfi_HPWH_50-gallon | 3 Occupant_USA_CA_Bakersfi | 4 | USA_CA_Bakersfield-Meadows.Field.AP.723840_TMYx.2004-2018 | 0 | 1900 | 1 | 9 | 1.2 | 4-12 (Low-Moderate Slope) | Pre-Defined Construction | Wood-Framed - 2x6 - 24 in OC - R-19 Cavity |  | Pre-Defined Construction | Attic w R49 Cavity and Shingle Roof |  | Pre-Defined Construction | Vented Crawlspace - R19 Cavity Insulation | [6 empty] | 0.388 | 0.4 | No | 0.2 | 0.2 | 0.2 | 0.2 | 7 | Single Speed ASHP (7.5 HSPF2 14.3 SEER2) | Autosize |  |  |  |  | Electric |  |  | 35 | -30 |  |  | 0.075 | 4 | 0.075 | 4 | Heat_EZ_Sch_1 | Cool_EZ_Sch_1 | HPWH_50-gallon | DHW_EZ_Sch_1 | 3 | 0.75 | 0 | Gas | Gas | Yes | Yes | Yes | 0 | Misc_Elec_EZ_Sch_1 | 0
3 Occupant_USA_CA_Bishop-E_HPWH_50-gallon | 3 Occupant_USA_CA_Bishop-E | 4 | USA_CA_Bishop-Eastern.Sierra.Rgnl.AP.724800_TMYx.2004-2018 | 0 | 1900 | 1 | 9 | 1.2 | 4-12 (Low-Moderate Slope) | Pre-Defined Construction | Wood-Framed - 2x6 - 24 in OC - R-19 Cavity |  | Pre-Defined Construction | Attic w R49 Cavity and Shingle Roof |  | Pre-Defined Construction | Vented Crawlspace - R19 Cavity Insulation | [6 empty] | 0.388 | 0.4 | No | 0.2 | 0.2 | 0.2 | 0.2 | 7 | Single Speed ASHP (7.5 HSPF2 14.3 SEER2) | Autosize |  |  |  |  | Electric |  |  | 35 | -30 |  |  | 0.075 | 4 | 0.075 | 4 | Heat_EZ_Sch_1 | Cool_EZ_Sch_1 | HPWH_50-gallon | DHW_EZ_Sch_1 | 3 | 0.75 | 0 | Gas | Gas | Yes | Yes | Yes | 0 | Misc_Elec_EZ_Sch_1 | 0
3 Occupant_USA_CA_Crescent_HPWH_50-gallon | 3 Occupant_USA_CA_Crescent | 4 | USA_CA_Crescent.City-Del.Norte.County.Rgnl.AP.725946_TMYx.2004-2018 | 0 | 1900 | 1 | 9 | 1.2 | 4-12 (Low-Moderate Slope) | Pre-Defined Construction | Wood-Framed - 2x6 - 24 in OC - R-19 Cavity |  | Pre-Defined Construction | Attic w R49 Cavity and Shingle Roof |  | Pre-Defined Construction | Vented Crawlspace - R19 Cavity Insulation | [6 empty] | 0.388 | 0.4 | No | 0.2 | 0.2 | 0.2 | 0.2 | 7 | Single Speed ASHP (7.5 HSPF2 14.3 SEER2) | Autosize |  |  |  |  | Electric |  |  | 35 | -30 |  |  | 0.075 | 4 | 0.075 | 4 | Heat_EZ_Sch_1 | Cool_EZ_Sch_1 | HPWH_50-gallon | DHW_EZ_Sch_1 | 3 | 0.75 | 0 | Gas | Gas | Yes | Yes | Yes | 0 | Misc_Elec_EZ_Sch_1 | 0
3 Occupant_USA_CA_Imperial_HPWH_50-gallon | 3 Occupant_USA_CA_Imperial | 4 | USA_CA_Imperial.County.AP.747185_TMYx.2004-2018 | 0 | 1900 | 1 | 9 | 1.2 | 4-12 (Low-Moderate Slope) | Pre-Defined Construction | Wood-Framed - 2x6 - 24 in OC - R-19 Cavity |  | Pre-Defined Construction | Attic w R49 Cavity and Shingle Roof |  | Pre-Defined Construction | Vented Crawlspace - R19 Cavity Insulation | [6 empty] | 0.388 | 0.4 | No | 0.2 | 0.2 | 0.2 | 0.2 | 7 | Single Speed ASHP (7.5 HSPF2 14.3 SEER2) | Autosize |  |  |  |  | Electric |  |  | 35 | -30 |  |  | 0.075 | 4 | 0.075 | 4 | Heat_EZ_Sch_1 | Cool_EZ_Sch_1 | HPWH_50-gallon | DHW_EZ_Sch_1 | 3 | 0.75 | 0 | Gas | Gas | Yes | Yes | Yes | 0 | Misc_Elec_EZ_Sch_1 | 0
3 Occupant_USA_CA_Los.Ange_HPWH_50-gallon | 3 Occupant_USA_CA_Los.Ange | 4 | USA_CA_Los.Angeles.Intl.AP.722950_TMYx.2004-2018 | 0 | 1900 | 1 | 9 | 1.2 | 4-12 (Low-Moderate Slope) | Pre-Defined Construction | Wood-Framed - 2x6 - 24 in OC - R-19 Cavity |  | Pre-Defined Construction | Attic w R49 Cavity and Shingle Roof |  | Pre-Defined Construction | Vented Crawlspace - R19 Cavity Insulation | [6 empty] | 0.388 | 0.4 | No | 0.2 | 0.2 | 0.2 | 0.2 | 7 | Single Speed ASHP (7.5 HSPF2 14.3 SEER2) | Autosize |  |  |  |  | Electric |  |  | 35 | -30 |  |  | 0.075 | 4 | 0.075 | 4 | Heat_EZ_Sch_1 | Cool_EZ_Sch_1 | HPWH_50-gallon | DHW_EZ_Sch_1 | 3 | 0.75 | 0 | Gas | Gas | Yes | Yes | Yes | 0 | Misc_Elec_EZ_Sch_1 | 0
3 Occupant_USA_CA_Riversid_HPWH_50-gallon | 3 Occupant_USA_CA_Riversid | 4 | USA_CA_Riverside.Muni.AP.722869_TMYx.2004-2018 | 0 | 1900 | 1 | 9 | 1.2 | 4-12 (Low-Moderate Slope) | Pre-Defined Construction | Wood-Framed - 2x6 - 24 in OC - R-19 Cavity |  | Pre-Defined Construction | Attic w R49 Cavity and Shingle Roof |  | Pre-Defined Construction | Vented Crawlspace - R19 Cavity Insulation | [6 empty] | 0.388 | 0.4 | No | 0.2 | 0.2 | 0.2 | 0.2 | 7 | Single Speed ASHP (7.5 HSPF2 14.3 SEER2) | Autosize |  |  |  |  | Electric |  |  | 35 | -30 |  |  | 0.075 | 4 | 0.075 | 4 | Heat_EZ_Sch_1 | Cool_EZ_Sch_1 | HPWH_50-gallon | DHW_EZ_Sch_1 | 3 | 0.75 | 0 | Gas | Gas | Yes | Yes | Yes | 0 | Misc_Elec_EZ_Sch_1 | 0
3 Occupant_USA_CA_Sacramen_HPWH_50-gallon | 3 Occupant_USA_CA_Sacramen | 4 | USA_CA_Sacramento.Intl.AP.724839_TMYx.2004-2018 | 0 | 1900 | 1 | 9 | 1.2 | 4-12 (Low-Moderate Slope) | Pre-Defined Construction | Wood-Framed - 2x6 - 24 in OC - R-19 Cavity |  | Pre-Defined Construction | Attic w R49 Cavity and Shingle Roof |  | Pre-Defined Construction | Vented Crawlspace - R19 Cavity Insulation | [6 empty] | 0.388 | 0.4 | No | 0.2 | 0.2 | 0.2 | 0.2 | 7 | Single Speed ASHP (7.5 HSPF2 14.3 SEER2) | Autosize |  |  |  |  | Electric |  |  | 35 | -30 |  |  | 0.075 | 4 | 0.075 | 4 | Heat_EZ_Sch_1 | Cool_EZ_Sch_1 | HPWH_50-gallon | DHW_EZ_Sch_1 | 3 | 0.75 | 0 | Gas | Gas | Yes | Yes | Yes | 0 | Misc_Elec_EZ_Sch_1 | 0
3 Occupant_USA_CA_San.Jose_HPWH_50-gallon | 3 Occupant_USA_CA_San.Jose | 4 | USA_CA_San.Jose-Mineta.Intl.AP.724945_TMYx.2004-2018 | 0 | 1900 | 1 | 9 | 1.2 | 4-12 (Low-Moderate Slope) | Pre-Defined Construction | Wood-Framed - 2x6 - 24 in OC - R-19 Cavity |  | Pre-Defined Construction | Attic w R49 Cavity and Shingle Roof |  | Pre-Defined Construction | Vented Crawlspace - R19 Cavity Insulation | [6 empty] | 0.388 | 0.4 | No | 0.2 | 0.2 | 0.2 | 0.2 | 7 | Single Speed ASHP (7.5 HSPF2 14.3 SEER2) | Autosize |  |  |  |  | Electric |  |  | 35 | -30 |  |  | 0.075 | 4 | 0.075 | 4 | Heat_EZ_Sch_1 | Cool_EZ_Sch_1 | HPWH_50-gallon | DHW_EZ_Sch_1 | 3 | 0.75 | 0 | Gas | Gas | Yes | Yes | Yes | 0 | Misc_Elec_EZ_Sch_1 | 0
3 Occupant_USA_CA_Santa.An_HPWH_50-gallon | 3 Occupant_USA_CA_Santa.An | 4 | USA_CA_Santa.Ana-Orange.County-Wayne.Intl.AP.722977_TMYx.2004-2018 | 0 | 1900 | 1 | 9 | 1.2 | 4-12 (Low-Moderate Slope) | Pre-Defined Construction | Wood-Framed - 2x6 - 24 in OC - R-19 Cavity |  | Pre-Defined Construction | Attic w R49 Cavity and Shingle Roof |  | Pre-Defined Construction | Vented Crawlspace - R19 Cavity Insulation | [6 empty] | 0.388 | 0.4 | No | 0.2 | 0.2 | 0.2 | 0.2 | 7 | Single Speed ASHP (7.5 HSPF2 14.3 SEER2) | Autosize |  |  |  |  | Electric |  |  | 35 | -30 |  |  | 0.075 | 4 | 0.075 | 4 | Heat_EZ_Sch_1 | Cool_EZ_Sch_1 | HPWH_50-gallon | DHW_EZ_Sch_1 | 3 | 0.75 | 0 | Gas | Gas | Yes | Yes | Yes | 0 | Misc_Elec_EZ_Sch_1 | 0
3 Occupant_USA_CO_Alamosa-_HPWH_50-gallon | 3 Occupant_USA_CO_Alamosa- | 4 | USA_CO_Alamosa-San.Luis.Valley.Rgnl.AP.724620_TMYx.2004-2018 | 0 | 1900 | 1 | 9 | 1.2 | 4-12 (Low-Moderate Slope) | Pre-Defined Construction | Wood-Framed - 2x6 - 24 in OC - R-19 Cavity |  | Pre-Defined Construction | Attic w R49 Cavity and Shingle Roof |  | Pre-Defined Construction | Vented Crawlspace - R19 Cavity Insulation | [6 empty] | 0.388 | 0.4 | No | 0.2 | 0.2 | 0.2 | 0.2 | 7 | Single Speed ASHP (7.5 HSPF2 14.3 SEER2) | Autosize |  |  |  |  | Electric |  |  | 35 | -30 |  |  | 0.075 | 4 | 0.075 | 4 | Heat_EZ_Sch_1 | Cool_EZ_Sch_1 | HPWH_50-gallon | DHW_EZ_Sch_1 | 3 | 0.75 | 0 | Gas | Gas | Yes | Yes | Yes | 0 | Misc_Elec_EZ_Sch_1 | 0
3 Occupant_USA_CO_Aspen-Pi_HPWH_50-gallon | 3 Occupant_USA_CO_Aspen-Pi | 4 | USA_CO_Aspen-Pitkin.County.AP-Sardy.Field.724676_TMYx.2004-2018 | 0 | 1900 | 1 | 9 | 1.2 | 4-12 (Low-Moderate Slope) | Pre-Defined Construction | Wood-Framed - 2x6 - 24 in OC - R-19 Cavity |  | Pre-Defined Construction | Attic w R49 Cavity and Shingle Roof |  | Pre-Defined Construction | Vented Crawlspace - R19 Cavity Insulation | [6 empty] | 0.388 | 0.4 | No | 0.2 | 0.2 | 0.2 | 0.2 | 7 | Single Speed ASHP (7.5 HSPF2 14.3 SEER2) | Autosize |  |  |  |  | Electric |  |  | 35 | -30 |  |  | 0.075 | 4 | 0.075 | 4 | Heat_EZ_Sch_1 | Cool_EZ_Sch_1 | HPWH_50-gallon | DHW_EZ_Sch_1 | 3 | 0.75 | 0 | Gas | Gas | Yes | Yes | Yes | 0 | Misc_Elec_EZ_Sch_1 | 0
3 Occupant_USA_CO_Denver.I_HPWH_50-gallon | 3 Occupant_USA_CO_Denver.I | 4 | USA_CO_Denver.Intl.AP.725650_TMYx.2004-2018 | 0 | 1900 | 1 | 9 | 1.2 | 4-12 (Low-Moderate Slope) | Pre-Defined Construction | Wood-Framed - 2x6 - 24 in OC - R-19 Cavity |  | Pre-Defined Construction | Attic w R49 Cavity and Shingle Roof |  | Pre-Defined Construction | Vented Crawlspace - R19 Cavity Insulation | [6 empty] | 0.388 | 0.4 | No | 0.2 | 0.2 | 0.2 | 0.2 | 7 | Single Speed ASHP (7.5 HSPF2 14.3 SEER2) | Autosize |  |  |  |  | Electric |  |  | 35 | -30 |  |  | 0.075 | 4 | 0.075 | 4 | Heat_EZ_Sch_1 | Cool_EZ_Sch_1 | HPWH_50-gallon | DHW_EZ_Sch_1 | 3 | 0.75 | 0 | Gas | Gas | Yes | Yes | Yes | 0 | Misc_Elec_EZ_Sch_1 | 0
3 Occupant_USA_CO_Trinidad_HPWH_50-gallon | 3 Occupant_USA_CO_Trinidad | 4 | USA_CO_Trinidad-Stokes.AP.724645_TMYx.2004-2018 | 0 | 1900 | 1 | 9 | 1.2 | 4-12 (Low-Moderate Slope) | Pre-Defined Construction | Wood-Framed - 2x6 - 24 in OC - R-19 Cavity |  | Pre-Defined Construction | Attic w R49 Cavity and Shingle Roof |  | Pre-Defined Construction | Vented Crawlspace - R19 Cavity Insulation | [6 empty] | 0.388 | 0.4 | No | 0.2 | 0.2 | 0.2 | 0.2 | 7 | Single Speed ASHP (7.5 HSPF2 14.3 SEER2) | Autosize |  |  |  |  | Electric |  |  | 35 | -30 |  |  | 0.075 | 4 | 0.075 | 4 | Heat_EZ_Sch_1 | Cool_EZ_Sch_1 | HPWH_50-gallon | DHW_EZ_Sch_1 | 3 | 0.75 | 0 | Gas | Gas | Yes | Yes | Yes | 0 | Misc_Elec_EZ_Sch_1 | 0
3 Occupant_USA_CT_Bridgepo_HPWH_50-gallon | 3 Occupant_USA_CT_Bridgepo | 4 | USA_CT_Bridgeport-Sikorsky.Meml.AP.725040_TMYx.2004-2018 | 0 | 1900 | 1 | 9 | 1.2 | 4-12 (Low-Moderate Slope) | Pre-Defined Construction | Wood-Framed - 2x6 - 24 in OC - R-19 Cavity |  | Pre-Defined Construction | Attic w R49 Cavity and Shingle Roof |  | Pre-Defined Construction | Vented Crawlspace - R19 Cavity Insulation | [6 empty] | 0.388 | 0.4 | No | 0.2 | 0.2 | 0.2 | 0.2 | 7 | Single Speed ASHP (7.5 HSPF2 14.3 SEER2) | Autosize |  |  |  |  | Electric |  |  | 35 | -30 |  |  | 0.075 | 4 | 0.075 | 4 | Heat_EZ_Sch_1 | Cool_EZ_Sch_1 | HPWH_50-gallon | DHW_EZ_Sch_1 | 3 | 0.75 | 0 | Gas | Gas | Yes | Yes | Yes | 0 | Misc_Elec_EZ_Sch_1 | 0
3 Occupant_USA_DE_Wilmingt_HPWH_50-gallon | 3 Occupant_USA_DE_Wilmingt | 4 | USA_DE_Wilmington.AP.724180_TMYx.2004-2018 | 0 | 1900 | 1 | 9 | 1.2 | 4-12 (Low-Moderate Slope) | Pre-Defined Construction | Wood-Framed - 2x6 - 24 in OC - R-19 Cavity |  | Pre-Defined Construction | Attic w R49 Cavity and Shingle Roof |  | Pre-Defined Construction | Vented Crawlspace - R19 Cavity Insulation | [6 empty] | 0.388 | 0.4 | No | 0.2 | 0.2 | 0.2 | 0.2 | 7 | Single Speed ASHP (7.5 HSPF2 14.3 SEER2) | Autosize |  |  |  |  | Electric |  |  | 35 | -30 |  |  | 0.075 | 4 | 0.075 | 4 | Heat_EZ_Sch_1 | Cool_EZ_Sch_1 | HPWH_50-gallon | DHW_EZ_Sch_1 | 3 | 0.75 | 0 | Gas | Gas | Yes | Yes | Yes | 0 | Misc_Elec_EZ_Sch_1 | 0
3 Occupant_USA_FL_Fort.Mye_HPWH_50-gallon | 3 Occupant_USA_FL_Fort.Mye | 4 | USA_FL_Fort.Myers-Page.Field.AP.722106_TMYx.2004-2018 | 0 | 1900 | 1 | 9 | 1.2 | 4-12 (Low-Moderate Slope) | Pre-Defined Construction | Wood-Framed - 2x6 - 24 in OC - R-19 Cavity |  | Pre-Defined Construction | Attic w R49 Cavity and Shingle Roof |  | Pre-Defined Construction | Vented Crawlspace - R19 Cavity Insulation | [6 empty] | 0.388 | 0.4 | No | 0.2 | 0.2 | 0.2 | 0.2 | 7 | Single Speed ASHP (7.5 HSPF2 14.3 SEER2) | Autosize |  |  |  |  | Electric |  |  | 35 | -30 |  |  | 0.075 | 4 | 0.075 | 4 | Heat_EZ_Sch_1 | Cool_EZ_Sch_1 | HPWH_50-gallon | DHW_EZ_Sch_1 | 3 | 0.75 | 0 | Gas | Gas | Yes | Yes | Yes | 0 | Misc_Elec_EZ_Sch_1 | 0
3 Occupant_USA_FL_Jacksonv_HPWH_50-gallon | 3 Occupant_USA_FL_Jacksonv | 4 | USA_FL_Jacksonville.Intl.AP.722060_TMYx.2004-2018 | 0 | 1900 | 1 | 9 | 1.2 | 4-12 (Low-Moderate Slope) | Pre-Defined Construction | Wood-Framed - 2x6 - 24 in OC - R-19 Cavity |  | Pre-Defined Construction | Attic w R49 Cavity and Shingle Roof |  | Pre-Defined Construction | Vented Crawlspace - R19 Cavity Insulation | [6 empty] | 0.388 | 0.4 | No | 0.2 | 0.2 | 0.2 | 0.2 | 7 | Single Speed ASHP (7.5 HSPF2 14.3 SEER2) | Autosize |  |  |  |  | Electric |  |  | 35 | -30 |  |  | 0.075 | 4 | 0.075 | 4 | Heat_EZ_Sch_1 | Cool_EZ_Sch_1 | HPWH_50-gallon | DHW_EZ_Sch_1 | 3 | 0.75 | 0 | Gas | Gas | Yes | Yes | Yes | 0 | Misc_Elec_EZ_Sch_1 | 0
3 Occupant_USA_FL_Miami.Na_HPWH_50-gallon | 3 Occupant_USA_FL_Miami.Na | 4 | USA_FL_Miami.Natl.Hurricane.Center.722020_TMYx.2004-2018 | 0 | 1900 | 1 | 9 | 1.2 | 4-12 (Low-Moderate Slope) | Pre-Defined Construction | Wood-Framed - 2x6 - 24 in OC - R-19 Cavity |  | Pre-Defined Construction | Attic w R49 Cavity and Shingle Roof |  | Pre-Defined Construction | Vented Crawlspace - R19 Cavity Insulation | [6 empty] | 0.388 | 0.4 | No | 0.2 | 0.2 | 0.2 | 0.2 | 7 | Single Speed ASHP (7.5 HSPF2 14.3 SEER2) | Autosize |  |  |  |  | Electric |  |  | 35 | -30 |  |  | 0.075 | 4 | 0.075 | 4 | Heat_EZ_Sch_1 | Cool_EZ_Sch_1 | HPWH_50-gallon | DHW_EZ_Sch_1 | 3 | 0.75 | 0 | Gas | Gas | Yes | Yes | Yes | 0 | Misc_Elec_EZ_Sch_1 | 0
3 Occupant_USA_GA_Atlanta-_HPWH_50-gallon | 3 Occupant_USA_GA_Atlanta- | 4 | USA_GA_Atlanta-Hartsfield-Jackson.Intl.AP.722190_TMYx.2004-2018 | 0 | 1900 | 1 | 9 | 1.2 | 4-12 (Low-Moderate Slope) | Pre-Defined Construction | Wood-Framed - 2x6 - 24 in OC - R-19 Cavity |  | Pre-Defined Construction | Attic w R49 Cavity and Shingle Roof |  | Pre-Defined Construction | Vented Crawlspace - R19 Cavity Insulation | [6 empty] | 0.388 | 0.4 | No | 0.2 | 0.2 | 0.2 | 0.2 | 7 | Single Speed ASHP (7.5 HSPF2 14.3 SEER2) | Autosize |  |  |  |  | Electric |  |  | 35 | -30 |  |  | 0.075 | 4 | 0.075 | 4 | Heat_EZ_Sch_1 | Cool_EZ_Sch_1 | HPWH_50-gallon | DHW_EZ_Sch_1 | 3 | 0.75 | 0 | Gas | Gas | Yes | Yes | Yes | 0 | Misc_Elec_EZ_Sch_1 | 0
3 Occupant_USA_GA_Rome-Rus_HPWH_50-gallon | 3 Occupant_USA_GA_Rome-Rus | 4 | USA_GA_Rome-Russell.AP.723200_TMYx.2004-2018 | 0 | 1900 | 1 | 9 | 1.2 | 4-12 (Low-Moderate Slope) | Pre-Defined Construction | Wood-Framed - 2x6 - 24 in OC - R-19 Cavity |  | Pre-Defined Construction | Attic w R49 Cavity and Shingle Roof |  | Pre-Defined Construction | Vented Crawlspace - R19 Cavity Insulation | [6 empty] | 0.388 | 0.4 | No | 0.2 | 0.2 | 0.2 | 0.2 | 7 | Single Speed ASHP (7.5 HSPF2 14.3 SEER2) | Autosize |  |  |  |  | Electric |  |  | 35 | -30 |  |  | 0.075 | 4 | 0.075 | 4 | Heat_EZ_Sch_1 | Cool_EZ_Sch_1 | HPWH_50-gallon | DHW_EZ_Sch_1 | 3 | 0.75 | 0 | Gas | Gas | Yes | Yes | Yes | 0 | Misc_Elec_EZ_Sch_1 | 0
3 Occupant_USA_GA_Savannah_HPWH_50-gallon | 3 Occupant_USA_GA_Savannah | 4 | USA_GA_Savannah-Hilton.Head.Intl.AP.722070_TMYx.2004-2018 | 0 | 1900 | 1 | 9 | 1.2 | 4-12 (Low-Moderate Slope) | Pre-Defined Construction | Wood-Framed - 2x6 - 24 in OC - R-19 Cavity |  | Pre-Defined Construction | Attic w R49 Cavity and Shingle Roof |  | Pre-Defined Construction | Vented Crawlspace - R19 Cavity Insulation | [6 empty] | 0.388 | 0.4 | No | 0.2 | 0.2 | 0.2 | 0.2 | 7 | Single Speed ASHP (7.5 HSPF2 14.3 SEER2) | Autosize |  |  |  |  | Electric |  |  | 35 | -30 |  |  | 0.075 | 4 | 0.075 | 4 | Heat_EZ_Sch_1 | Cool_EZ_Sch_1 | HPWH_50-gallon | DHW_EZ_Sch_1 | 3 | 0.75 | 0 | Gas | Gas | Yes | Yes | Yes | 0 | Misc_Elec_EZ_Sch_1 | 0
3 Occupant_USA_IA_Des.Moin_HPWH_50-gallon | 3 Occupant_USA_IA_Des.Moin | 4 | USA_IA_Des.Moines.Intl.AP.725460_TMYx.2004-2018 | 0 | 1900 | 1 | 9 | 1.2 | 4-12 (Low-Moderate Slope) | Pre-Defined Construction | Wood-Framed - 2x6 - 24 in OC - R-19 Cavity |  | Pre-Defined Construction | Attic w R49 Cavity and Shingle Roof |  | Pre-Defined Construction | Vented Crawlspace - R19 Cavity Insulation | [6 empty] | 0.388 | 0.4 | No | 0.2 | 0.2 | 0.2 | 0.2 | 7 | Single Speed ASHP (7.5 HSPF2 14.3 SEER2) | Autosize |  |  |  |  | Electric |  |  | 35 | -30 |  |  | 0.075 | 4 | 0.075 | 4 | Heat_EZ_Sch_1 | Cool_EZ_Sch_1 | HPWH_50-gallon | DHW_EZ_Sch_1 | 3 | 0.75 | 0 | Gas | Gas | Yes | Yes | Yes | 0 | Misc_Elec_EZ_Sch_1 | 0
3 Occupant_USA_IA_Sioux.Ci_HPWH_50-gallon | 3 Occupant_USA_IA_Sioux.Ci | 4 | USA_IA_Sioux.City-Sioux.Gateway.AP.725570_TMYx.2004-2018 | 0 | 1900 | 1 | 9 | 1.2 | 4-12 (Low-Moderate Slope) | Pre-Defined Construction | Wood-Framed - 2x6 - 24 in OC - R-19 Cavity |  | Pre-Defined Construction | Attic w R49 Cavity and Shingle Roof |  | Pre-Defined Construction | Vented Crawlspace - R19 Cavity Insulation | [6 empty] | 0.388 | 0.4 | No | 0.2 | 0.2 | 0.2 | 0.2 | 7 | Single Speed ASHP (7.5 HSPF2 14.3 SEER2) | Autosize |  |  |  |  | Electric |  |  | 35 | -30 |  |  | 0.075 | 4 | 0.075 | 4 | Heat_EZ_Sch_1 | Cool_EZ_Sch_1 | HPWH_50-gallon | DHW_EZ_Sch_1 | 3 | 0.75 | 0 | Gas | Gas | Yes | Yes | Yes | 0 | Misc_Elec_EZ_Sch_1 | 0
3 Occupant_USA_ID_Boise.AP_HPWH_50-gallon | 3 Occupant_USA_ID_Boise.AP | 4 | USA_ID_Boise.AP-Gowen.Field.ANGB.726810_TMYx.2004-2018 | 0 | 1900 | 1 | 9 | 1.2 | 4-12 (Low-Moderate Slope) | Pre-Defined Construction | Wood-Framed - 2x6 - 24 in OC - R-19 Cavity |  | Pre-Defined Construction | Attic w R49 Cavity and Shingle Roof |  | Pre-Defined Construction | Vented Crawlspace - R19 Cavity Insulation | [6 empty] | 0.388 | 0.4 | No | 0.2 | 0.2 | 0.2 | 0.2 | 7 | Single Speed ASHP (7.5 HSPF2 14.3 SEER2) | Autosize |  |  |  |  | Electric |  |  | 35 | -30 |  |  | 0.075 | 4 | 0.075 | 4 | Heat_EZ_Sch_1 | Cool_EZ_Sch_1 | HPWH_50-gallon | DHW_EZ_Sch_1 | 3 | 0.75 | 0 | Gas | Gas | Yes | Yes | Yes | 0 | Misc_Elec_EZ_Sch_1 | 0
3 Occupant_USA_ID_Idaho.Fa_HPWH_50-gallon | 3 Occupant_USA_ID_Idaho.Fa | 4 | USA_ID_Idaho.Falls.Rgnl.AP-Fanning.Field.725785_TMYx.2004-2018 | 0 | 1900 | 1 | 9 | 1.2 | 4-12 (Low-Moderate Slope) | Pre-Defined Construction | Wood-Framed - 2x6 - 24 in OC - R-19 Cavity |  | Pre-Defined Construction | Attic w R49 Cavity and Shingle Roof |  | Pre-Defined Construction | Vented Crawlspace - R19 Cavity Insulation | [6 empty] | 0.388 | 0.4 | No | 0.2 | 0.2 | 0.2 | 0.2 | 7 | Single Speed ASHP (7.5 HSPF2 14.3 SEER2) | Autosize |  |  |  |  | Electric |  |  | 35 | -30 |  |  | 0.075 | 4 | 0.075 | 4 | Heat_EZ_Sch_1 | Cool_EZ_Sch_1 | HPWH_50-gallon | DHW_EZ_Sch_1 | 3 | 0.75 | 0 | Gas | Gas | Yes | Yes | Yes | 0 | Misc_Elec_EZ_Sch_1 | 0
3 Occupant_USA_IL_Bellevil_HPWH_50-gallon | 3 Occupant_USA_IL_Bellevil | 4 | USA_IL_Belleville-Scott.AFB-MidAmerica.St.Louis.AP.724338_TMYx.2004-2018 | 0 | 1900 | 1 | 9 | 1.2 | 4-12 (Low-Moderate Slope) | Pre-Defined Construction | Wood-Framed - 2x6 - 24 in OC - R-19 Cavity |  | Pre-Defined Construction | Attic w R49 Cavity and Shingle Roof |  | Pre-Defined Construction | Vented Crawlspace - R19 Cavity Insulation | [6 empty] | 0.388 | 0.4 | No | 0.2 | 0.2 | 0.2 | 0.2 | 7 | Single Speed ASHP (7.5 HSPF2 14.3 SEER2) | Autosize |  |  |  |  | Electric |  |  | 35 | -30 |  |  | 0.075 | 4 | 0.075 | 4 | Heat_EZ_Sch_1 | Cool_EZ_Sch_1 | HPWH_50-gallon | DHW_EZ_Sch_1 | 3 | 0.75 | 0 | Gas | Gas | Yes | Yes | Yes | 0 | Misc_Elec_EZ_Sch_1 | 0
3 Occupant_USA_IL_Chicago._HPWH_50-gallon | 3 Occupant_USA_IL_Chicago. | 4 | USA_IL_Chicago.Midway.Intl.AP.725340_TMYx.2004-2018 | 0 | 1900 | 1 | 9 | 1.2 | 4-12 (Low-Moderate Slope) | Pre-Defined Construction | Wood-Framed - 2x6 - 24 in OC - R-19 Cavity |  | Pre-Defined Construction | Attic w R49 Cavity and Shingle Roof |  | Pre-Defined Construction | Vented Crawlspace - R19 Cavity Insulation | [6 empty] | 0.388 | 0.4 | No | 0.2 | 0.2 | 0.2 | 0.2 | 7 | Single Speed ASHP (7.5 HSPF2 14.3 SEER2) | Autosize |  |  |  |  | Electric |  |  | 35 | -30 |  |  | 0.075 | 4 | 0.075 | 4 | Heat_EZ_Sch_1 | Cool_EZ_Sch_1 | HPWH_50-gallon | DHW_EZ_Sch_1 | 3 | 0.75 | 0 | Gas | Gas | Yes | Yes | Yes | 0 | Misc_Elec_EZ_Sch_1 | 0
3 Occupant_USA_IN_Evansvil_HPWH_50-gallon | 3 Occupant_USA_IN_Evansvil | 4 | USA_IN_Evansville.Rgnl.AP.724320_TMYx.2004-2018 | 0 | 1900 | 1 | 9 | 1.2 | 4-12 (Low-Moderate Slope) | Pre-Defined Construction | Wood-Framed - 2x6 - 24 in OC - R-19 Cavity |  | Pre-Defined Construction | Attic w R49 Cavity and Shingle Roof |  | Pre-Defined Construction | Vented Crawlspace - R19 Cavity Insulation | [6 empty] | 0.388 | 0.4 | No | 0.2 | 0.2 | 0.2 | 0.2 | 7 | Single Speed ASHP (7.5 HSPF2 14.3 SEER2) | Autosize |  |  |  |  | Electric |  |  | 35 | -30 |  |  | 0.075 | 4 | 0.075 | 4 | Heat_EZ_Sch_1 | Cool_EZ_Sch_1 | HPWH_50-gallon | DHW_EZ_Sch_1 | 3 | 0.75 | 0 | Gas | Gas | Yes | Yes | Yes | 0 | Misc_Elec_EZ_Sch_1 | 0
3 Occupant_USA_IN_Indianap_HPWH_50-gallon | 3 Occupant_USA_IN_Indianap | 4 | USA_IN_Indianapolis.Intl.AP.724380_TMYx.2004-2018 | 0 | 1900 | 1 | 9 | 1.2 | 4-12 (Low-Moderate Slope) | Pre-Defined Construction | Wood-Framed - 2x6 - 24 in OC - R-19 Cavity |  | Pre-Defined Construction | Attic w R49 Cavity and Shingle Roof |  | Pre-Defined Construction | Vented Crawlspace - R19 Cavity Insulation | [6 empty] | 0.388 | 0.4 | No | 0.2 | 0.2 | 0.2 | 0.2 | 7 | Single Speed ASHP (7.5 HSPF2 14.3 SEER2) | Autosize |  |  |  |  | Electric |  |  | 35 | -30 |  |  | 0.075 | 4 | 0.075 | 4 | Heat_EZ_Sch_1 | Cool_EZ_Sch_1 | HPWH_50-gallon | DHW_EZ_Sch_1 | 3 | 0.75 | 0 | Gas | Gas | Yes | Yes | Yes | 0 | Misc_Elec_EZ_Sch_1 | 0
3 Occupant_USA_KS_Hays.Rgn_HPWH_50-gallon | 3 Occupant_USA_KS_Hays.Rgn | 4 | USA_KS_Hays.Rgnl.AP.724518_TMYx.2004-2018 | 0 | 1900 | 1 | 9 | 1.2 | 4-12 (Low-Moderate Slope) | Pre-Defined Construction | Wood-Framed - 2x6 - 24 in OC - R-19 Cavity |  | Pre-Defined Construction | Attic w R49 Cavity and Shingle Roof |  | Pre-Defined Construction | Vented Crawlspace - R19 Cavity Insulation | [6 empty] | 0.388 | 0.4 | No | 0.2 | 0.2 | 0.2 | 0.2 | 7 | Single Speed ASHP (7.5 HSPF2 14.3 SEER2) | Autosize |  |  |  |  | Electric |  |  | 35 | -30 |  |  | 0.075 | 4 | 0.075 | 4 | Heat_EZ_Sch_1 | Cool_EZ_Sch_1 | HPWH_50-gallon | DHW_EZ_Sch_1 | 3 | 0.75 | 0 | Gas | Gas | Yes | Yes | Yes | 0 | Misc_Elec_EZ_Sch_1 | 0
3 Occupant_USA_KS_Wichita._HPWH_50-gallon | 3 Occupant_USA_KS_Wichita. | 4 | USA_KS_Wichita.Eisenhower.Natl.AP.724500_TMYx.2004-2018 | 0 | 1900 | 1 | 9 | 1.2 | 4-12 (Low-Moderate Slope) | Pre-Defined Construction | Wood-Framed - 2x6 - 24 in OC - R-19 Cavity |  | Pre-Defined Construction | Attic w R49 Cavity and Shingle Roof |  | Pre-Defined Construction | Vented Crawlspace - R19 Cavity Insulation | [6 empty] | 0.388 | 0.4 | No | 0.2 | 0.2 | 0.2 | 0.2 | 7 | Single Speed ASHP (7.5 HSPF2 14.3 SEER2) | Autosize |  |  |  |  | Electric |  |  | 35 | -30 |  |  | 0.075 | 4 | 0.075 | 4 | Heat_EZ_Sch_1 | Cool_EZ_Sch_1 | HPWH_50-gallon | DHW_EZ_Sch_1 | 3 | 0.75 | 0 | Gas | Gas | Yes | Yes | Yes | 0 | Misc_Elec_EZ_Sch_1 | 0
3 Occupant_USA_KY_Louisvil_HPWH_50-gallon | 3 Occupant_USA_KY_Louisvil | 4 | USA_KY_Louisville-Bowman.Rgnl.AP.724235_TMYx.2004-2018 | 0 | 1900 | 1 | 9 | 1.2 | 4-12 (Low-Moderate Slope) | Pre-Defined Construction | Wood-Framed - 2x6 - 24 in OC - R-19 Cavity |  | Pre-Defined Construction | Attic w R49 Cavity and Shingle Roof |  | Pre-Defined Construction | Vented Crawlspace - R19 Cavity Insulation | [6 empty] | 0.388 | 0.4 | No | 0.2 | 0.2 | 0.2 | 0.2 | 7 | Single Speed ASHP (7.5 HSPF2 14.3 SEER2) | Autosize |  |  |  |  | Electric |  |  | 35 | -30 |  |  | 0.075 | 4 | 0.075 | 4 | Heat_EZ_Sch_1 | Cool_EZ_Sch_1 | HPWH_50-gallon | DHW_EZ_Sch_1 | 3 | 0.75 | 0 | Gas | Gas | Yes | Yes | Yes | 0 | Misc_Elec_EZ_Sch_1 | 0
3 Occupant_USA_LA_New.Orle_HPWH_50-gallon | 3 Occupant_USA_LA_New.Orle | 4 | USA_LA_New.Orleans-Armstrong.Intl.AP.722310_TMYx.2004-2018 | 0 | 1900 | 1 | 9 | 1.2 | 4-12 (Low-Moderate Slope) | Pre-Defined Construction | Wood-Framed - 2x6 - 24 in OC - R-19 Cavity |  | Pre-Defined Construction | Attic w R49 Cavity and Shingle Roof |  | Pre-Defined Construction | Vented Crawlspace - R19 Cavity Insulation | [6 empty] | 0.388 | 0.4 | No | 0.2 | 0.2 | 0.2 | 0.2 | 7 | Single Speed ASHP (7.5 HSPF2 14.3 SEER2) | Autosize |  |  |  |  | Electric |  |  | 35 | -30 |  |  | 0.075 | 4 | 0.075 | 4 | Heat_EZ_Sch_1 | Cool_EZ_Sch_1 | HPWH_50-gallon | DHW_EZ_Sch_1 | 3 | 0.75 | 0 | Gas | Gas | Yes | Yes | Yes | 0 | Misc_Elec_EZ_Sch_1 | 0
3 Occupant_USA_LA_Shrevepo_HPWH_50-gallon | 3 Occupant_USA_LA_Shrevepo | 4 | USA_LA_Shreveport.Downtown.AP.722484_TMYx.2004-2018 | 0 | 1900 | 1 | 9 | 1.2 | 4-12 (Low-Moderate Slope) | Pre-Defined Construction | Wood-Framed - 2x6 - 24 in OC - R-19 Cavity |  | Pre-Defined Construction | Attic w R49 Cavity and Shingle Roof |  | Pre-Defined Construction | Vented Crawlspace - R19 Cavity Insulation | [6 empty] | 0.388 | 0.4 | No | 0.2 | 0.2 | 0.2 | 0.2 | 7 | Single Speed ASHP (7.5 HSPF2 14.3 SEER2) | Autosize |  |  |  |  | Electric |  |  | 35 | -30 |  |  | 0.075 | 4 | 0.075 | 4 | Heat_EZ_Sch_1 | Cool_EZ_Sch_1 | HPWH_50-gallon | DHW_EZ_Sch_1 | 3 | 0.75 | 0 | Gas | Gas | Yes | Yes | Yes | 0 | Misc_Elec_EZ_Sch_1 | 0
3 Occupant_USA_MA_Boston-L_HPWH_50-gallon | 3 Occupant_USA_MA_Boston-L | 4 | USA_MA_Boston-Logan.Intl.AP.725090_TMYx.2004-2018 | 0 | 1900 | 1 | 9 | 1.2 | 4-12 (Low-Moderate Slope) | Pre-Defined Construction | Wood-Framed - 2x6 - 24 in OC - R-19 Cavity |  | Pre-Defined Construction | Attic w R49 Cavity and Shingle Roof |  | Pre-Defined Construction | Vented Crawlspace - R19 Cavity Insulation | [6 empty] | 0.388 | 0.4 | No | 0.2 | 0.2 | 0.2 | 0.2 | 7 | Single Speed ASHP (7.5 HSPF2 14.3 SEER2) | Autosize |  |  |  |  | Electric |  |  | 35 | -30 |  |  | 0.075 | 4 | 0.075 | 4 | Heat_EZ_Sch_1 | Cool_EZ_Sch_1 | HPWH_50-gallon | DHW_EZ_Sch_1 | 3 | 0.75 | 0 | Gas | Gas | Yes | Yes | Yes | 0 | Misc_Elec_EZ_Sch_1 | 0
3 Occupant_USA_MD_Baltimor_HPWH_50-gallon | 3 Occupant_USA_MD_Baltimor | 4 | USA_MD_Baltimore-Washington.Intl-Marshall.AP.724060_TMYx.2004-2018 | 0 | 1900 | 1 | 9 | 1.2 | 4-12 (Low-Moderate Slope) | Pre-Defined Construction | Wood-Framed - 2x6 - 24 in OC - R-19 Cavity |  | Pre-Defined Construction | Attic w R49 Cavity and Shingle Roof |  | Pre-Defined Construction | Vented Crawlspace - R19 Cavity Insulation | [6 empty] | 0.388 | 0.4 | No | 0.2 | 0.2 | 0.2 | 0.2 | 7 | Single Speed ASHP (7.5 HSPF2 14.3 SEER2) | Autosize |  |  |  |  | Electric |  |  | 35 | -30 |  |  | 0.075 | 4 | 0.075 | 4 | Heat_EZ_Sch_1 | Cool_EZ_Sch_1 | HPWH_50-gallon | DHW_EZ_Sch_1 | 3 | 0.75 | 0 | Gas | Gas | Yes | Yes | Yes | 0 | Misc_Elec_EZ_Sch_1 | 0
3 Occupant_USA_ME_Portland_HPWH_50-gallon | 3 Occupant_USA_ME_Portland | 4 | USA_ME_Portland.Intl.Jetport.726060_TMYx.2004-2018 | 0 | 1900 | 1 | 9 | 1.2 | 4-12 (Low-Moderate Slope) | Pre-Defined Construction | Wood-Framed - 2x6 - 24 in OC - R-19 Cavity |  | Pre-Defined Construction | Attic w R49 Cavity and Shingle Roof |  | Pre-Defined Construction | Vented Crawlspace - R19 Cavity Insulation | [6 empty] | 0.388 | 0.4 | No | 0.2 | 0.2 | 0.2 | 0.2 | 7 | Single Speed ASHP (7.5 HSPF2 14.3 SEER2) | Autosize |  |  |  |  | Electric |  |  | 35 | -30 |  |  | 0.075 | 4 | 0.075 | 4 | Heat_EZ_Sch_1 | Cool_EZ_Sch_1 | HPWH_50-gallon | DHW_EZ_Sch_1 | 3 | 0.75 | 0 | Gas | Gas | Yes | Yes | Yes | 0 | Misc_Elec_EZ_Sch_1 | 0
3 Occupant_USA_ME_Presque._HPWH_50-gallon | 3 Occupant_USA_ME_Presque. | 4 | USA_ME_Presque.Isle.Intl.AP.727130_TMYx.2004-2018 | 0 | 1900 | 1 | 9 | 1.2 | 4-12 (Low-Moderate Slope) | Pre-Defined Construction | Wood-Framed - 2x6 - 24 in OC - R-19 Cavity |  | Pre-Defined Construction | Attic w R49 Cavity and Shingle Roof |  | Pre-Defined Construction | Vented Crawlspace - R19 Cavity Insulation | [6 empty] | 0.388 | 0.4 | No | 0.2 | 0.2 | 0.2 | 0.2 | 7 | Single Speed ASHP (7.5 HSPF2 14.3 SEER2) | Autosize |  |  |  |  | Electric |  |  | 35 | -30 |  |  | 0.075 | 4 | 0.075 | 4 | Heat_EZ_Sch_1 | Cool_EZ_Sch_1 | HPWH_50-gallon | DHW_EZ_Sch_1 | 3 | 0.75 | 0 | Gas | Gas | Yes | Yes | Yes | 0 | Misc_Elec_EZ_Sch_1 | 0
3 Occupant_USA_MI_Detroit-_HPWH_50-gallon | 3 Occupant_USA_MI_Detroit- | 4 | USA_MI_Detroit-Young.Intl.AP.725375_TMYx.2004-2018 | 0 | 1900 | 1 | 9 | 1.2 | 4-12 (Low-Moderate Slope) | Pre-Defined Construction | Wood-Framed - 2x6 - 24 in OC - R-19 Cavity |  | Pre-Defined Construction | Attic w R49 Cavity and Shingle Roof |  | Pre-Defined Construction | Vented Crawlspace - R19 Cavity Insulation | [6 empty] | 0.388 | 0.4 | No | 0.2 | 0.2 | 0.2 | 0.2 | 7 | Single Speed ASHP (7.5 HSPF2 14.3 SEER2) | Autosize |  |  |  |  | Electric |  |  | 35 | -30 |  |  | 0.075 | 4 | 0.075 | 4 | Heat_EZ_Sch_1 | Cool_EZ_Sch_1 | HPWH_50-gallon | DHW_EZ_Sch_1 | 3 | 0.75 | 0 | Gas | Gas | Yes | Yes | Yes | 0 | Misc_Elec_EZ_Sch_1 | 0
3 Occupant_USA_MI_Houghton_HPWH_50-gallon | 3 Occupant_USA_MI_Houghton | 4 | USA_MI_Houghton.Lake-Roscommon.County.AP.726380_TMYx.2004-2018 | 0 | 1900 | 1 | 9 | 1.2 | 4-12 (Low-Moderate Slope) | Pre-Defined Construction | Wood-Framed - 2x6 - 24 in OC - R-19 Cavity |  | Pre-Defined Construction | Attic w R49 Cavity and Shingle Roof |  | Pre-Defined Construction | Vented Crawlspace - R19 Cavity Insulation | [6 empty] | 0.388 | 0.4 | No | 0.2 | 0.2 | 0.2 | 0.2 | 7 | Single Speed ASHP (7.5 HSPF2 14.3 SEER2) | Autosize |  |  |  |  | Electric |  |  | 35 | -30 |  |  | 0.075 | 4 | 0.075 | 4 | Heat_EZ_Sch_1 | Cool_EZ_Sch_1 | HPWH_50-gallon | DHW_EZ_Sch_1 | 3 | 0.75 | 0 | Gas | Gas | Yes | Yes | Yes | 0 | Misc_Elec_EZ_Sch_1 | 0
3 Occupant_USA_MI_Traverse_HPWH_50-gallon | 3 Occupant_USA_MI_Traverse | 4 | USA_MI_Traverse.City-Cherry.Capital.AP.726387_TMYx.2004-2018 | 0 | 1900 | 1 | 9 | 1.2 | 4-12 (Low-Moderate Slope) | Pre-Defined Construction | Wood-Framed - 2x6 - 24 in OC - R-19 Cavity |  | Pre-Defined Construction | Attic w R49 Cavity and Shingle Roof |  | Pre-Defined Construction | Vented Crawlspace - R19 Cavity Insulation | [6 empty] | 0.388 | 0.4 | No | 0.2 | 0.2 | 0.2 | 0.2 | 7 | Single Speed ASHP (7.5 HSPF2 14.3 SEER2) | Autosize |  |  |  |  | Electric |  |  | 35 | -30 |  |  | 0.075 | 4 | 0.075 | 4 | Heat_EZ_Sch_1 | Cool_EZ_Sch_1 | HPWH_50-gallon | DHW_EZ_Sch_1 | 3 | 0.75 | 0 | Gas | Gas | Yes | Yes | Yes | 0 | Misc_Elec_EZ_Sch_1 | 0
3 Occupant_USA_MN_Duluth.I_HPWH_50-gallon | 3 Occupant_USA_MN_Duluth.I | 4 | USA_MN_Duluth.Intl.AP-Duluth.ANGB.727450_TMYx.2004-2018 | 0 | 1900 | 1 | 9 | 1.2 | 4-12 (Low-Moderate Slope) | Pre-Defined Construction | Wood-Framed - 2x6 - 24 in OC - R-19 Cavity |  | Pre-Defined Construction | Attic w R49 Cavity and Shingle Roof |  | Pre-Defined Construction | Vented Crawlspace - R19 Cavity Insulation | [6 empty] | 0.388 | 0.4 | No | 0.2 | 0.2 | 0.2 | 0.2 | 7 | Single Speed ASHP (7.5 HSPF2 14.3 SEER2) | Autosize |  |  |  |  | Electric |  |  | 35 | -30 |  |  | 0.075 | 4 | 0.075 | 4 | Heat_EZ_Sch_1 | Cool_EZ_Sch_1 | HPWH_50-gallon | DHW_EZ_Sch_1 | 3 | 0.75 | 0 | Gas | Gas | Yes | Yes | Yes | 0 | Misc_Elec_EZ_Sch_1 | 0
3 Occupant_USA_MN_Minneapo_HPWH_50-gallon | 3 Occupant_USA_MN_Minneapo | 4 | USA_MN_Minneapolis-St.Paul.Intl.AP.726580_TMYx.2004-2018 | 0 | 1900 | 1 | 9 | 1.2 | 4-12 (Low-Moderate Slope) | Pre-Defined Construction | Wood-Framed - 2x6 - 24 in OC - R-19 Cavity |  | Pre-Defined Construction | Attic w R49 Cavity and Shingle Roof |  | Pre-Defined Construction | Vented Crawlspace - R19 Cavity Insulation | [6 empty] | 0.388 | 0.4 | No | 0.2 | 0.2 | 0.2 | 0.2 | 7 | Single Speed ASHP (7.5 HSPF2 14.3 SEER2) | Autosize |  |  |  |  | Electric |  |  | 35 | -30 |  |  | 0.075 | 4 | 0.075 | 4 | Heat_EZ_Sch_1 | Cool_EZ_Sch_1 | HPWH_50-gallon | DHW_EZ_Sch_1 | 3 | 0.75 | 0 | Gas | Gas | Yes | Yes | Yes | 0 | Misc_Elec_EZ_Sch_1 | 0
3 Occupant_USA_MO_Kansas.C_HPWH_50-gallon | 3 Occupant_USA_MO_Kansas.C | 4 | USA_MO_Kansas.City-Wheeler.Downtown.AP.724463_TMYx.2004-2018 | 0 | 1900 | 1 | 9 | 1.2 | 4-12 (Low-Moderate Slope) | Pre-Defined Construction | Wood-Framed - 2x6 - 24 in OC - R-19 Cavity |  | Pre-Defined Construction | Attic w R49 Cavity and Shingle Roof |  | Pre-Defined Construction | Vented Crawlspace - R19 Cavity Insulation | [6 empty] | 0.388 | 0.4 | No | 0.2 | 0.2 | 0.2 | 0.2 | 7 | Single Speed ASHP (7.5 HSPF2 14.3 SEER2) | Autosize |  |  |  |  | Electric |  |  | 35 | -30 |  |  | 0.075 | 4 | 0.075 | 4 | Heat_EZ_Sch_1 | Cool_EZ_Sch_1 | HPWH_50-gallon | DHW_EZ_Sch_1 | 3 | 0.75 | 0 | Gas | Gas | Yes | Yes | Yes | 0 | Misc_Elec_EZ_Sch_1 | 0
3 Occupant_USA_MO_St.Josep_HPWH_50-gallon | 3 Occupant_USA_MO_St.Josep | 4 | USA_MO_St.Joseph-Rosecrans.Meml.AP.724490_TMYx.2004-2018 | 0 | 1900 | 1 | 9 | 1.2 | 4-12 (Low-Moderate Slope) | Pre-Defined Construction | Wood-Framed - 2x6 - 24 in OC - R-19 Cavity |  | Pre-Defined Construction | Attic w R49 Cavity and Shingle Roof |  | Pre-Defined Construction | Vented Crawlspace - R19 Cavity Insulation | [6 empty] | 0.388 | 0.4 | No | 0.2 | 0.2 | 0.2 | 0.2 | 7 | Single Speed ASHP (7.5 HSPF2 14.3 SEER2) | Autosize |  |  |  |  | Electric |  |  | 35 | -30 |  |  | 0.075 | 4 | 0.075 | 4 | Heat_EZ_Sch_1 | Cool_EZ_Sch_1 | HPWH_50-gallon | DHW_EZ_Sch_1 | 3 | 0.75 | 0 | Gas | Gas | Yes | Yes | Yes | 0 | Misc_Elec_EZ_Sch_1 | 0
3 Occupant_USA_MS_Gulfport_HPWH_50-gallon | 3 Occupant_USA_MS_Gulfport | 4 | USA_MS_Gulfport-Biloxi.Intl.AP.747570_TMYx.2004-2018 | 0 | 1900 | 1 | 9 | 1.2 | 4-12 (Low-Moderate Slope) | Pre-Defined Construction | Wood-Framed - 2x6 - 24 in OC - R-19 Cavity |  | Pre-Defined Construction | Attic w R49 Cavity and Shingle Roof |  | Pre-Defined Construction | Vented Crawlspace - R19 Cavity Insulation | [6 empty] | 0.388 | 0.4 | No | 0.2 | 0.2 | 0.2 | 0.2 | 7 | Single Speed ASHP (7.5 HSPF2 14.3 SEER2) | Autosize |  |  |  |  | Electric |  |  | 35 | -30 |  |  | 0.075 | 4 | 0.075 | 4 | Heat_EZ_Sch_1 | Cool_EZ_Sch_1 | HPWH_50-gallon | DHW_EZ_Sch_1 | 3 | 0.75 | 0 | Gas | Gas | Yes | Yes | Yes | 0 | Misc_Elec_EZ_Sch_1 | 0
3 Occupant_USA_MS_Jackson-_HPWH_50-gallon | 3 Occupant_USA_MS_Jackson- | 4 | USA_MS_Jackson-Evers.Intl.AP.722350_TMYx.2004-2018 | 0 | 1900 | 1 | 9 | 1.2 | 4-12 (Low-Moderate Slope) | Pre-Defined Construction | Wood-Framed - 2x6 - 24 in OC - R-19 Cavity |  | Pre-Defined Construction | Attic w R49 Cavity and Shingle Roof |  | Pre-Defined Construction | Vented Crawlspace - R19 Cavity Insulation | [6 empty] | 0.388 | 0.4 | No | 0.2 | 0.2 | 0.2 | 0.2 | 7 | Single Speed ASHP (7.5 HSPF2 14.3 SEER2) | Autosize |  |  |  |  | Electric |  |  | 35 | -30 |  |  | 0.075 | 4 | 0.075 | 4 | Heat_EZ_Sch_1 | Cool_EZ_Sch_1 | HPWH_50-gallon | DHW_EZ_Sch_1 | 3 | 0.75 | 0 | Gas | Gas | Yes | Yes | Yes | 0 | Misc_Elec_EZ_Sch_1 | 0
3 Occupant_USA_MT_Billings_HPWH_50-gallon | 3 Occupant_USA_MT_Billings | 4 | USA_MT_Billings.Logan.Intl.AP.726770_TMYx.2004-2018 | 0 | 1900 | 1 | 9 | 1.2 | 4-12 (Low-Moderate Slope) | Pre-Defined Construction | Wood-Framed - 2x6 - 24 in OC - R-19 Cavity |  | Pre-Defined Construction | Attic w R49 Cavity and Shingle Roof |  | Pre-Defined Construction | Vented Crawlspace - R19 Cavity Insulation | [6 empty] | 0.388 | 0.4 | No | 0.2 | 0.2 | 0.2 | 0.2 | 7 | Single Speed ASHP (7.5 HSPF2 14.3 SEER2) | Autosize |  |  |  |  | Electric |  |  | 35 | -30 |  |  | 0.075 | 4 | 0.075 | 4 | Heat_EZ_Sch_1 | Cool_EZ_Sch_1 | HPWH_50-gallon | DHW_EZ_Sch_1 | 3 | 0.75 | 0 | Gas | Gas | Yes | Yes | Yes | 0 | Misc_Elec_EZ_Sch_1 | 0
3 Occupant_USA_NC_Charlott_HPWH_50-gallon | 3 Occupant_USA_NC_Charlott | 4 | USA_NC_Charlotte.Douglas.Intl.AP.723140_TMYx.2004-2018 | 0 | 1900 | 1 | 9 | 1.2 | 4-12 (Low-Moderate Slope) | Pre-Defined Construction | Wood-Framed - 2x6 - 24 in OC - R-19 Cavity |  | Pre-Defined Construction | Attic w R49 Cavity and Shingle Roof |  | Pre-Defined Construction | Vented Crawlspace - R19 Cavity Insulation | [6 empty] | 0.388 | 0.4 | No | 0.2 | 0.2 | 0.2 | 0.2 | 7 | Single Speed ASHP (7.5 HSPF2 14.3 SEER2) | Autosize |  |  |  |  | Electric |  |  | 35 | -30 |  |  | 0.075 | 4 | 0.075 | 4 | Heat_EZ_Sch_1 | Cool_EZ_Sch_1 | HPWH_50-gallon | DHW_EZ_Sch_1 | 3 | 0.75 | 0 | Gas | Gas | Yes | Yes | Yes | 0 | Misc_Elec_EZ_Sch_1 | 0
3 Occupant_USA_NC_Raleigh-_HPWH_50-gallon | 3 Occupant_USA_NC_Raleigh- | 4 | USA_NC_Raleigh-Durham.Intl.AP.723060_TMYx.2004-2018 | 0 | 1900 | 1 | 9 | 1.2 | 4-12 (Low-Moderate Slope) | Pre-Defined Construction | Wood-Framed - 2x6 - 24 in OC - R-19 Cavity |  | Pre-Defined Construction | Attic w R49 Cavity and Shingle Roof |  | Pre-Defined Construction | Vented Crawlspace - R19 Cavity Insulation | [6 empty] | 0.388 | 0.4 | No | 0.2 | 0.2 | 0.2 | 0.2 | 7 | Single Speed ASHP (7.5 HSPF2 14.3 SEER2) | Autosize |  |  |  |  | Electric |  |  | 35 | -30 |  |  | 0.075 | 4 | 0.075 | 4 | Heat_EZ_Sch_1 | Cool_EZ_Sch_1 | HPWH_50-gallon | DHW_EZ_Sch_1 | 3 | 0.75 | 0 | Gas | Gas | Yes | Yes | Yes | 0 | Misc_Elec_EZ_Sch_1 | 0
3 Occupant_USA_ND_Bismarck_HPWH_50-gallon | 3 Occupant_USA_ND_Bismarck | 4 | USA_ND_Bismarck.Muni.AP.727640_TMYx.2004-2018 | 0 | 1900 | 1 | 9 | 1.2 | 4-12 (Low-Moderate Slope) | Pre-Defined Construction | Wood-Framed - 2x6 - 24 in OC - R-19 Cavity |  | Pre-Defined Construction | Attic w R49 Cavity and Shingle Roof |  | Pre-Defined Construction | Vented Crawlspace - R19 Cavity Insulation | [6 empty] | 0.388 | 0.4 | No | 0.2 | 0.2 | 0.2 | 0.2 | 7 | Single Speed ASHP (7.5 HSPF2 14.3 SEER2) | Autosize |  |  |  |  | Electric |  |  | 35 | -30 |  |  | 0.075 | 4 | 0.075 | 4 | Heat_EZ_Sch_1 | Cool_EZ_Sch_1 | HPWH_50-gallon | DHW_EZ_Sch_1 | 3 | 0.75 | 0 | Gas | Gas | Yes | Yes | Yes | 0 | Misc_Elec_EZ_Sch_1 | 0
3 Occupant_USA_ND_Fargo-He_HPWH_50-gallon | 3 Occupant_USA_ND_Fargo-He | 4 | USA_ND_Fargo-Hector.Intl.AP.727530_TMYx.2004-2018 | 0 | 1900 | 1 | 9 | 1.2 | 4-12 (Low-Moderate Slope) | Pre-Defined Construction | Wood-Framed - 2x6 - 24 in OC - R-19 Cavity |  | Pre-Defined Construction | Attic w R49 Cavity and Shingle Roof |  | Pre-Defined Construction | Vented Crawlspace - R19 Cavity Insulation | [6 empty] | 0.388 | 0.4 | No | 0.2 | 0.2 | 0.2 | 0.2 | 7 | Single Speed ASHP (7.5 HSPF2 14.3 SEER2) | Autosize |  |  |  |  | Electric |  |  | 35 | -30 |  |  | 0.075 | 4 | 0.075 | 4 | Heat_EZ_Sch_1 | Cool_EZ_Sch_1 | HPWH_50-gallon | DHW_EZ_Sch_1 | 3 | 0.75 | 0 | Gas | Gas | Yes | Yes | Yes | 0 | Misc_Elec_EZ_Sch_1 | 0
3 Occupant_USA_NE_Omaha-Mi_HPWH_50-gallon | 3 Occupant_USA_NE_Omaha-Mi | 4 | USA_NE_Omaha-Millard.AP.720308_TMYx.2004-2018 | 0 | 1900 | 1 | 9 | 1.2 | 4-12 (Low-Moderate Slope) | Pre-Defined Construction | Wood-Framed - 2x6 - 24 in OC - R-19 Cavity |  | Pre-Defined Construction | Attic w R49 Cavity and Shingle Roof |  | Pre-Defined Construction | Vented Crawlspace - R19 Cavity Insulation | [6 empty] | 0.388 | 0.4 | No | 0.2 | 0.2 | 0.2 | 0.2 | 7 | Single Speed ASHP (7.5 HSPF2 14.3 SEER2) | Autosize |  |  |  |  | Electric |  |  | 35 | -30 |  |  | 0.075 | 4 | 0.075 | 4 | Heat_EZ_Sch_1 | Cool_EZ_Sch_1 | HPWH_50-gallon | DHW_EZ_Sch_1 | 3 | 0.75 | 0 | Gas | Gas | Yes | Yes | Yes | 0 | Misc_Elec_EZ_Sch_1 | 0
3 Occupant_USA_NH_Concord._HPWH_50-gallon | 3 Occupant_USA_NH_Concord. | 4 | USA_NH_Concord.Muni.AP.726050_TMYx.2004-2018 | 0 | 1900 | 1 | 9 | 1.2 | 4-12 (Low-Moderate Slope) | Pre-Defined Construction | Wood-Framed - 2x6 - 24 in OC - R-19 Cavity |  | Pre-Defined Construction | Attic w R49 Cavity and Shingle Roof |  | Pre-Defined Construction | Vented Crawlspace - R19 Cavity Insulation | [6 empty] | 0.388 | 0.4 | No | 0.2 | 0.2 | 0.2 | 0.2 | 7 | Single Speed ASHP (7.5 HSPF2 14.3 SEER2) | Autosize |  |  |  |  | Electric |  |  | 35 | -30 |  |  | 0.075 | 4 | 0.075 | 4 | Heat_EZ_Sch_1 | Cool_EZ_Sch_1 | HPWH_50-gallon | DHW_EZ_Sch_1 | 3 | 0.75 | 0 | Gas | Gas | Yes | Yes | Yes | 0 | Misc_Elec_EZ_Sch_1 | 0
3 Occupant_USA_NH_Manchest_HPWH_50-gallon | 3 Occupant_USA_NH_Manchest | 4 | USA_NH_Manchester-Boston.Rgnl.AP.743945_TMYx.2004-2018 | 0 | 1900 | 1 | 9 | 1.2 | 4-12 (Low-Moderate Slope) | Pre-Defined Construction | Wood-Framed - 2x6 - 24 in OC - R-19 Cavity |  | Pre-Defined Construction | Attic w R49 Cavity and Shingle Roof |  | Pre-Defined Construction | Vented Crawlspace - R19 Cavity Insulation | [6 empty] | 0.388 | 0.4 | No | 0.2 | 0.2 | 0.2 | 0.2 | 7 | Single Speed ASHP (7.5 HSPF2 14.3 SEER2) | Autosize |  |  |  |  | Electric |  |  | 35 | -30 |  |  | 0.075 | 4 | 0.075 | 4 | Heat_EZ_Sch_1 | Cool_EZ_Sch_1 | HPWH_50-gallon | DHW_EZ_Sch_1 | 3 | 0.75 | 0 | Gas | Gas | Yes | Yes | Yes | 0 | Misc_Elec_EZ_Sch_1 | 0
3 Occupant_USA_NJ_Newark.L_HPWH_50-gallon | 3 Occupant_USA_NJ_Newark.L | 4 | USA_NJ_Newark.Liberty.Intl.AP.725020_TMYx.2004-2018 | 0 | 1900 | 1 | 9 | 1.2 | 4-12 (Low-Moderate Slope) | Pre-Defined Construction | Wood-Framed - 2x6 - 24 in OC - R-19 Cavity |  | Pre-Defined Construction | Attic w R49 Cavity and Shingle Roof |  | Pre-Defined Construction | Vented Crawlspace - R19 Cavity Insulation | [6 empty] | 0.388 | 0.4 | No | 0.2 | 0.2 | 0.2 | 0.2 | 7 | Single Speed ASHP (7.5 HSPF2 14.3 SEER2) | Autosize |  |  |  |  | Electric |  |  | 35 | -30 |  |  | 0.075 | 4 | 0.075 | 4 | Heat_EZ_Sch_1 | Cool_EZ_Sch_1 | HPWH_50-gallon | DHW_EZ_Sch_1 | 3 | 0.75 | 0 | Gas | Gas | Yes | Yes | Yes | 0 | Misc_Elec_EZ_Sch_1 | 0
3 Occupant_USA_NJ_Trenton-_HPWH_50-gallon | 3 Occupant_USA_NJ_Trenton- | 4 | USA_NJ_Trenton-Mercer.AP.724095_TMYx.2004-2018 | 0 | 1900 | 1 | 9 | 1.2 | 4-12 (Low-Moderate Slope) | Pre-Defined Construction | Wood-Framed - 2x6 - 24 in OC - R-19 Cavity |  | Pre-Defined Construction | Attic w R49 Cavity and Shingle Roof |  | Pre-Defined Construction | Vented Crawlspace - R19 Cavity Insulation | [6 empty] | 0.388 | 0.4 | No | 0.2 | 0.2 | 0.2 | 0.2 | 7 | Single Speed ASHP (7.5 HSPF2 14.3 SEER2) | Autosize |  |  |  |  | Electric |  |  | 35 | -30 |  |  | 0.075 | 4 | 0.075 | 4 | Heat_EZ_Sch_1 | Cool_EZ_Sch_1 | HPWH_50-gallon | DHW_EZ_Sch_1 | 3 | 0.75 | 0 | Gas | Gas | Yes | Yes | Yes | 0 | Misc_Elec_EZ_Sch_1 | 0
3 Occupant_USA_NM_Albuquer_HPWH_50-gallon | 3 Occupant_USA_NM_Albuquer | 4 | USA_NM_Albuquerque.Intl.Sunport.723650_TMYx.2004-2018 | 0 | 1900 | 1 | 9 | 1.2 | 4-12 (Low-Moderate Slope) | Pre-Defined Construction | Wood-Framed - 2x6 - 24 in OC - R-19 Cavity |  | Pre-Defined Construction | Attic w R49 Cavity and Shingle Roof |  | Pre-Defined Construction | Vented Crawlspace - R19 Cavity Insulation | [6 empty] | 0.388 | 0.4 | No | 0.2 | 0.2 | 0.2 | 0.2 | 7 | Single Speed ASHP (7.5 HSPF2 14.3 SEER2) | Autosize |  |  |  |  | Electric |  |  | 35 | -30 |  |  | 0.075 | 4 | 0.075 | 4 | Heat_EZ_Sch_1 | Cool_EZ_Sch_1 | HPWH_50-gallon | DHW_EZ_Sch_1 | 3 | 0.75 | 0 | Gas | Gas | Yes | Yes | Yes | 0 | Misc_Elec_EZ_Sch_1 | 0
3 Occupant_USA_NM_Las.Cruc_HPWH_50-gallon | 3 Occupant_USA_NM_Las.Cruc | 4 | USA_NM_Las.Cruces.Intl.AP.722695_TMYx.2004-2018 | 0 | 1900 | 1 | 9 | 1.2 | 4-12 (Low-Moderate Slope) | Pre-Defined Construction | Wood-Framed - 2x6 - 24 in OC - R-19 Cavity |  | Pre-Defined Construction | Attic w R49 Cavity and Shingle Roof |  | Pre-Defined Construction | Vented Crawlspace - R19 Cavity Insulation | [6 empty] | 0.388 | 0.4 | No | 0.2 | 0.2 | 0.2 | 0.2 | 7 | Single Speed ASHP (7.5 HSPF2 14.3 SEER2) | Autosize |  |  |  |  | Electric |  |  | 35 | -30 |  |  | 0.075 | 4 | 0.075 | 4 | Heat_EZ_Sch_1 | Cool_EZ_Sch_1 | HPWH_50-gallon | DHW_EZ_Sch_1 | 3 | 0.75 | 0 | Gas | Gas | Yes | Yes | Yes | 0 | Misc_Elec_EZ_Sch_1 | 0
3 Occupant_USA_NM_Santa.Fe_HPWH_50-gallon | 3 Occupant_USA_NM_Santa.Fe | 4 | USA_NM_Santa.Fe.Muni.AP.723656_TMYx.2004-2018 | 0 | 1900 | 1 | 9 | 1.2 | 4-12 (Low-Moderate Slope) | Pre-Defined Construction | Wood-Framed - 2x6 - 24 in OC - R-19 Cavity |  | Pre-Defined Construction | Attic w R49 Cavity and Shingle Roof |  | Pre-Defined Construction | Vented Crawlspace - R19 Cavity Insulation | [6 empty] | 0.388 | 0.4 | No | 0.2 | 0.2 | 0.2 | 0.2 | 7 | Single Speed ASHP (7.5 HSPF2 14.3 SEER2) | Autosize |  |  |  |  | Electric |  |  | 35 | -30 |  |  | 0.075 | 4 | 0.075 | 4 | Heat_EZ_Sch_1 | Cool_EZ_Sch_1 | HPWH_50-gallon | DHW_EZ_Sch_1 | 3 | 0.75 | 0 | Gas | Gas | Yes | Yes | Yes | 0 | Misc_Elec_EZ_Sch_1 | 0
3 Occupant_USA_NV_Las.Vega_HPWH_50-gallon | 3 Occupant_USA_NV_Las.Vega | 4 | USA_NV_Las.Vegas-McCarran.Intl.AP.723860_TMYx.2004-2018 | 0 | 1900 | 1 | 9 | 1.2 | 4-12 (Low-Moderate Slope) | Pre-Defined Construction | Wood-Framed - 2x6 - 24 in OC - R-19 Cavity |  | Pre-Defined Construction | Attic w R49 Cavity and Shingle Roof |  | Pre-Defined Construction | Vented Crawlspace - R19 Cavity Insulation | [6 empty] | 0.388 | 0.4 | No | 0.2 | 0.2 | 0.2 | 0.2 | 7 | Single Speed ASHP (7.5 HSPF2 14.3 SEER2) | Autosize |  |  |  |  | Electric |  |  | 35 | -30 |  |  | 0.075 | 4 | 0.075 | 4 | Heat_EZ_Sch_1 | Cool_EZ_Sch_1 | HPWH_50-gallon | DHW_EZ_Sch_1 | 3 | 0.75 | 0 | Gas | Gas | Yes | Yes | Yes | 0 | Misc_Elec_EZ_Sch_1 | 0
3 Occupant_USA_NV_Reno-Tah_HPWH_50-gallon | 3 Occupant_USA_NV_Reno-Tah | 4 | USA_NV_Reno-Tahoe.Intl.AP.724880_TMYx.2004-2018 | 0 | 1900 | 1 | 9 | 1.2 | 4-12 (Low-Moderate Slope) | Pre-Defined Construction | Wood-Framed - 2x6 - 24 in OC - R-19 Cavity |  | Pre-Defined Construction | Attic w R49 Cavity and Shingle Roof |  | Pre-Defined Construction | Vented Crawlspace - R19 Cavity Insulation | [6 empty] | 0.388 | 0.4 | No | 0.2 | 0.2 | 0.2 | 0.2 | 7 | Single Speed ASHP (7.5 HSPF2 14.3 SEER2) | Autosize |  |  |  |  | Electric |  |  | 35 | -30 |  |  | 0.075 | 4 | 0.075 | 4 | Heat_EZ_Sch_1 | Cool_EZ_Sch_1 | HPWH_50-gallon | DHW_EZ_Sch_1 | 3 | 0.75 | 0 | Gas | Gas | Yes | Yes | Yes | 0 | Misc_Elec_EZ_Sch_1 | 0
3 Occupant_USA_NY_Buffalo._HPWH_50-gallon | 3 Occupant_USA_NY_Buffalo. | 4 | USA_NY_Buffalo.Niagara.Intl.AP.725280_TMYx.2004-2018 | 0 | 1900 | 1 | 9 | 1.2 | 4-12 (Low-Moderate Slope) | Pre-Defined Construction | Wood-Framed - 2x6 - 24 in OC - R-19 Cavity |  | Pre-Defined Construction | Attic w R49 Cavity and Shingle Roof |  | Pre-Defined Construction | Vented Crawlspace - R19 Cavity Insulation | [6 empty] | 0.388 | 0.4 | No | 0.2 | 0.2 | 0.2 | 0.2 | 7 | Single Speed ASHP (7.5 HSPF2 14.3 SEER2) | Autosize |  |  |  |  | Electric |  |  | 35 | -30 |  |  | 0.075 | 4 | 0.075 | 4 | Heat_EZ_Sch_1 | Cool_EZ_Sch_1 | HPWH_50-gallon | DHW_EZ_Sch_1 | 3 | 0.75 | 0 | Gas | Gas | Yes | Yes | Yes | 0 | Misc_Elec_EZ_Sch_1 | 0
3 Occupant_USA_NY_New.York_HPWH_50-gallon | 3 Occupant_USA_NY_New.York | 4 | USA_NY_New.York-Kennedy.Intl.AP.744860_TMYx.2004-2018 | 0 | 1900 | 1 | 9 | 1.2 | 4-12 (Low-Moderate Slope) | Pre-Defined Construction | Wood-Framed - 2x6 - 24 in OC - R-19 Cavity |  | Pre-Defined Construction | Attic w R49 Cavity and Shingle Roof |  | Pre-Defined Construction | Vented Crawlspace - R19 Cavity Insulation | [6 empty] | 0.388 | 0.4 | No | 0.2 | 0.2 | 0.2 | 0.2 | 7 | Single Speed ASHP (7.5 HSPF2 14.3 SEER2) | Autosize |  |  |  |  | Electric |  |  | 35 | -30 |  |  | 0.075 | 4 | 0.075 | 4 | Heat_EZ_Sch_1 | Cool_EZ_Sch_1 | HPWH_50-gallon | DHW_EZ_Sch_1 | 3 | 0.75 | 0 | Gas | Gas | Yes | Yes | Yes | 0 | Misc_Elec_EZ_Sch_1 | 0
3 Occupant_USA_NY_Syracuse_HPWH_50-gallon | 3 Occupant_USA_NY_Syracuse | 4 | USA_NY_Syracuse.Hancock.Intl.AP.725190_TMYx.2004-2018 | 0 | 1900 | 1 | 9 | 1.2 | 4-12 (Low-Moderate Slope) | Pre-Defined Construction | Wood-Framed - 2x6 - 24 in OC - R-19 Cavity |  | Pre-Defined Construction | Attic w R49 Cavity and Shingle Roof |  | Pre-Defined Construction | Vented Crawlspace - R19 Cavity Insulation | [6 empty] | 0.388 | 0.4 | No | 0.2 | 0.2 | 0.2 | 0.2 | 7 | Single Speed ASHP (7.5 HSPF2 14.3 SEER2) | Autosize |  |  |  |  | Electric |  |  | 35 | -30 |  |  | 0.075 | 4 | 0.075 | 4 | Heat_EZ_Sch_1 | Cool_EZ_Sch_1 | HPWH_50-gallon | DHW_EZ_Sch_1 | 3 | 0.75 | 0 | Gas | Gas | Yes | Yes | Yes | 0 | Misc_Elec_EZ_Sch_1 | 0
3 Occupant_USA_OH_Cincinna_HPWH_50-gallon | 3 Occupant_USA_OH_Cincinna | 4 | USA_OH_Cincinnati.Muni.AP-Lunken.Field.724297_TMYx.2004-2018 | 0 | 1900 | 1 | 9 | 1.2 | 4-12 (Low-Moderate Slope) | Pre-Defined Construction | Wood-Framed - 2x6 - 24 in OC - R-19 Cavity |  | Pre-Defined Construction | Attic w R49 Cavity and Shingle Roof |  | Pre-Defined Construction | Vented Crawlspace - R19 Cavity Insulation | [6 empty] | 0.388 | 0.4 | No | 0.2 | 0.2 | 0.2 | 0.2 | 7 | Single Speed ASHP (7.5 HSPF2 14.3 SEER2) | Autosize |  |  |  |  | Electric |  |  | 35 | -30 |  |  | 0.075 | 4 | 0.075 | 4 | Heat_EZ_Sch_1 | Cool_EZ_Sch_1 | HPWH_50-gallon | DHW_EZ_Sch_1 | 3 | 0.75 | 0 | Gas | Gas | Yes | Yes | Yes | 0 | Misc_Elec_EZ_Sch_1 | 0
3 Occupant_USA_OH_Columbus_HPWH_50-gallon | 3 Occupant_USA_OH_Columbus | 4 | USA_OH_Columbus-Glenn.Columbus.Intl.AP.724280_TMYx.2004-2018 | 0 | 1900 | 1 | 9 | 1.2 | 4-12 (Low-Moderate Slope) | Pre-Defined Construction | Wood-Framed - 2x6 - 24 in OC - R-19 Cavity |  | Pre-Defined Construction | Attic w R49 Cavity and Shingle Roof |  | Pre-Defined Construction | Vented Crawlspace - R19 Cavity Insulation | [6 empty] | 0.388 | 0.4 | No | 0.2 | 0.2 | 0.2 | 0.2 | 7 | Single Speed ASHP (7.5 HSPF2 14.3 SEER2) | Autosize |  |  |  |  | Electric |  |  | 35 | -30 |  |  | 0.075 | 4 | 0.075 | 4 | Heat_EZ_Sch_1 | Cool_EZ_Sch_1 | HPWH_50-gallon | DHW_EZ_Sch_1 | 3 | 0.75 | 0 | Gas | Gas | Yes | Yes | Yes | 0 | Misc_Elec_EZ_Sch_1 | 0
3 Occupant_USA_OK_Oklahoma_HPWH_50-gallon | 3 Occupant_USA_OK_Oklahoma | 4 | USA_OK_Oklahoma.City-Post.AP.723544_TMYx.2004-2018 | 0 | 1900 | 1 | 9 | 1.2 | 4-12 (Low-Moderate Slope) | Pre-Defined Construction | Wood-Framed - 2x6 - 24 in OC - R-19 Cavity |  | Pre-Defined Construction | Attic w R49 Cavity and Shingle Roof |  | Pre-Defined Construction | Vented Crawlspace - R19 Cavity Insulation | [6 empty] | 0.388 | 0.4 | No | 0.2 | 0.2 | 0.2 | 0.2 | 7 | Single Speed ASHP (7.5 HSPF2 14.3 SEER2) | Autosize |  |  |  |  | Electric |  |  | 35 | -30 |  |  | 0.075 | 4 | 0.075 | 4 | Heat_EZ_Sch_1 | Cool_EZ_Sch_1 | HPWH_50-gallon | DHW_EZ_Sch_1 | 3 | 0.75 | 0 | Gas | Gas | Yes | Yes | Yes | 0 | Misc_Elec_EZ_Sch_1 | 0
3 Occupant_USA_OR_Portland_HPWH_50-gallon | 3 Occupant_USA_OR_Portland | 4 | USA_OR_Portland.Intl.AP.726980_TMYx.2004-2018 | 0 | 1900 | 1 | 9 | 1.2 | 4-12 (Low-Moderate Slope) | Pre-Defined Construction | Wood-Framed - 2x6 - 24 in OC - R-19 Cavity |  | Pre-Defined Construction | Attic w R49 Cavity and Shingle Roof |  | Pre-Defined Construction | Vented Crawlspace - R19 Cavity Insulation | [6 empty] | 0.388 | 0.4 | No | 0.2 | 0.2 | 0.2 | 0.2 | 7 | Single Speed ASHP (7.5 HSPF2 14.3 SEER2) | Autosize |  |  |  |  | Electric |  |  | 35 | -30 |  |  | 0.075 | 4 | 0.075 | 4 | Heat_EZ_Sch_1 | Cool_EZ_Sch_1 | HPWH_50-gallon | DHW_EZ_Sch_1 | 3 | 0.75 | 0 | Gas | Gas | Yes | Yes | Yes | 0 | Misc_Elec_EZ_Sch_1 | 0
3 Occupant_USA_OR_Redmond._HPWH_50-gallon | 3 Occupant_USA_OR_Redmond. | 4 | USA_OR_Redmond.Muni.AP-Roberts.Field.726920_TMYx.2004-2018 | 0 | 1900 | 1 | 9 | 1.2 | 4-12 (Low-Moderate Slope) | Pre-Defined Construction | Wood-Framed - 2x6 - 24 in OC - R-19 Cavity |  | Pre-Defined Construction | Attic w R49 Cavity and Shingle Roof |  | Pre-Defined Construction | Vented Crawlspace - R19 Cavity Insulation | [6 empty] | 0.388 | 0.4 | No | 0.2 | 0.2 | 0.2 | 0.2 | 7 | Single Speed ASHP (7.5 HSPF2 14.3 SEER2) | Autosize |  |  |  |  | Electric |  |  | 35 | -30 |  |  | 0.075 | 4 | 0.075 | 4 | Heat_EZ_Sch_1 | Cool_EZ_Sch_1 | HPWH_50-gallon | DHW_EZ_Sch_1 | 3 | 0.75 | 0 | Gas | Gas | Yes | Yes | Yes | 0 | Misc_Elec_EZ_Sch_1 | 0
3 Occupant_USA_PA_Bradford_HPWH_50-gallon | 3 Occupant_USA_PA_Bradford | 4 | USA_PA_Bradford.Rgnl.AP.725266_TMYx.2004-2018 | 0 | 1900 | 1 | 9 | 1.2 | 4-12 (Low-Moderate Slope) | Pre-Defined Construction | Wood-Framed - 2x6 - 24 in OC - R-19 Cavity |  | Pre-Defined Construction | Attic w R49 Cavity and Shingle Roof |  | Pre-Defined Construction | Vented Crawlspace - R19 Cavity Insulation | [6 empty] | 0.388 | 0.4 | No | 0.2 | 0.2 | 0.2 | 0.2 | 7 | Single Speed ASHP (7.5 HSPF2 14.3 SEER2) | Autosize |  |  |  |  | Electric |  |  | 35 | -30 |  |  | 0.075 | 4 | 0.075 | 4 | Heat_EZ_Sch_1 | Cool_EZ_Sch_1 | HPWH_50-gallon | DHW_EZ_Sch_1 | 3 | 0.75 | 0 | Gas | Gas | Yes | Yes | Yes | 0 | Misc_Elec_EZ_Sch_1 | 0
3 Occupant_USA_PA_Philadel_HPWH_50-gallon | 3 Occupant_USA_PA_Philadel | 4 | USA_PA_Philadelphia.Intl.AP.724080_TMYx.2004-2018 | 0 | 1900 | 1 | 9 | 1.2 | 4-12 (Low-Moderate Slope) | Pre-Defined Construction | Wood-Framed - 2x6 - 24 in OC - R-19 Cavity |  | Pre-Defined Construction | Attic w R49 Cavity and Shingle Roof |  | Pre-Defined Construction | Vented Crawlspace - R19 Cavity Insulation | [6 empty] | 0.388 | 0.4 | No | 0.2 | 0.2 | 0.2 | 0.2 | 7 | Single Speed ASHP (7.5 HSPF2 14.3 SEER2) | Autosize |  |  |  |  | Electric |  |  | 35 | -30 |  |  | 0.075 | 4 | 0.075 | 4 | Heat_EZ_Sch_1 | Cool_EZ_Sch_1 | HPWH_50-gallon | DHW_EZ_Sch_1 | 3 | 0.75 | 0 | Gas | Gas | Yes | Yes | Yes | 0 | Misc_Elec_EZ_Sch_1 | 0
3 Occupant_USA_PA_Pittsbur_HPWH_50-gallon | 3 Occupant_USA_PA_Pittsbur | 4 | USA_PA_Pittsburgh.Intl.AP.725200_TMYx.2004-2018 | 0 | 1900 | 1 | 9 | 1.2 | 4-12 (Low-Moderate Slope) | Pre-Defined Construction | Wood-Framed - 2x6 - 24 in OC - R-19 Cavity |  | Pre-Defined Construction | Attic w R49 Cavity and Shingle Roof |  | Pre-Defined Construction | Vented Crawlspace - R19 Cavity Insulation | [6 empty] | 0.388 | 0.4 | No | 0.2 | 0.2 | 0.2 | 0.2 | 7 | Single Speed ASHP (7.5 HSPF2 14.3 SEER2) | Autosize |  |  |  |  | Electric |  |  | 35 | -30 |  |  | 0.075 | 4 | 0.075 | 4 | Heat_EZ_Sch_1 | Cool_EZ_Sch_1 | HPWH_50-gallon | DHW_EZ_Sch_1 | 3 | 0.75 | 0 | Gas | Gas | Yes | Yes | Yes | 0 | Misc_Elec_EZ_Sch_1 | 0
3 Occupant_USA_RI_Providen_HPWH_50-gallon | 3 Occupant_USA_RI_Providen | 4 | USA_RI_Providence-Green.Intl.State.AP.725070_TMYx.2004-2018 | 0 | 1900 | 1 | 9 | 1.2 | 4-12 (Low-Moderate Slope) | Pre-Defined Construction | Wood-Framed - 2x6 - 24 in OC - R-19 Cavity |  | Pre-Defined Construction | Attic w R49 Cavity and Shingle Roof |  | Pre-Defined Construction | Vented Crawlspace - R19 Cavity Insulation | [6 empty] | 0.388 | 0.4 | No | 0.2 | 0.2 | 0.2 | 0.2 | 7 | Single Speed ASHP (7.5 HSPF2 14.3 SEER2) | Autosize |  |  |  |  | Electric |  |  | 35 | -30 |  |  | 0.075 | 4 | 0.075 | 4 | Heat_EZ_Sch_1 | Cool_EZ_Sch_1 | HPWH_50-gallon | DHW_EZ_Sch_1 | 3 | 0.75 | 0 | Gas | Gas | Yes | Yes | Yes | 0 | Misc_Elec_EZ_Sch_1 | 0
3 Occupant_USA_SC_JB.Charl_HPWH_50-gallon | 3 Occupant_USA_SC_JB.Charl | 4 | USA_SC_JB.Charleston-Charleston.Intl.AP.722080_TMYx.2004-2018 | 0 | 1900 | 1 | 9 | 1.2 | 4-12 (Low-Moderate Slope) | Pre-Defined Construction | Wood-Framed - 2x6 - 24 in OC - R-19 Cavity |  | Pre-Defined Construction | Attic w R49 Cavity and Shingle Roof |  | Pre-Defined Construction | Vented Crawlspace - R19 Cavity Insulation | [6 empty] | 0.388 | 0.4 | No | 0.2 | 0.2 | 0.2 | 0.2 | 7 | Single Speed ASHP (7.5 HSPF2 14.3 SEER2) | Autosize |  |  |  |  | Electric |  |  | 35 | -30 |  |  | 0.075 | 4 | 0.075 | 4 | Heat_EZ_Sch_1 | Cool_EZ_Sch_1 | HPWH_50-gallon | DHW_EZ_Sch_1 | 3 | 0.75 | 0 | Gas | Gas | Yes | Yes | Yes | 0 | Misc_Elec_EZ_Sch_1 | 0
3 Occupant_USA_SC_Columbia_HPWH_50-gallon | 3 Occupant_USA_SC_Columbia | 4 | USA_SC_Columbia.Metro.AP.723100_TMYx.2004-2018 | 0 | 1900 | 1 | 9 | 1.2 | 4-12 (Low-Moderate Slope) | Pre-Defined Construction | Wood-Framed - 2x6 - 24 in OC - R-19 Cavity |  | Pre-Defined Construction | Attic w R49 Cavity and Shingle Roof |  | Pre-Defined Construction | Vented Crawlspace - R19 Cavity Insulation | [6 empty] | 0.388 | 0.4 | No | 0.2 | 0.2 | 0.2 | 0.2 | 7 | Single Speed ASHP (7.5 HSPF2 14.3 SEER2) | Autosize |  |  |  |  | Electric |  |  | 35 | -30 |  |  | 0.075 | 4 | 0.075 | 4 | Heat_EZ_Sch_1 | Cool_EZ_Sch_1 | HPWH_50-gallon | DHW_EZ_Sch_1 | 3 | 0.75 | 0 | Gas | Gas | Yes | Yes | Yes | 0 | Misc_Elec_EZ_Sch_1 | 0
3 Occupant_USA_SD_Yankton-_HPWH_50-gallon | 3 Occupant_USA_SD_Yankton- | 4 | USA_SD_Yankton-Gurney.Muni.AP.726525_TMYx.2004-2018 | 0 | 1900 | 1 | 9 | 1.2 | 4-12 (Low-Moderate Slope) | Pre-Defined Construction | Wood-Framed - 2x6 - 24 in OC - R-19 Cavity |  | Pre-Defined Construction | Attic w R49 Cavity and Shingle Roof |  | Pre-Defined Construction | Vented Crawlspace - R19 Cavity Insulation | [6 empty] | 0.388 | 0.4 | No | 0.2 | 0.2 | 0.2 | 0.2 | 7 | Single Speed ASHP (7.5 HSPF2 14.3 SEER2) | Autosize |  |  |  |  | Electric |  |  | 35 | -30 |  |  | 0.075 | 4 | 0.075 | 4 | Heat_EZ_Sch_1 | Cool_EZ_Sch_1 | HPWH_50-gallon | DHW_EZ_Sch_1 | 3 | 0.75 | 0 | Gas | Gas | Yes | Yes | Yes | 0 | Misc_Elec_EZ_Sch_1 | 0
3 Occupant_USA_SD_Sioux.Fa_HPWH_50-gallon | 3 Occupant_USA_SD_Sioux.Fa | 4 | USA_SD_Sioux.Falls.Rgnl.AP-Foss.Field.726510_TMYx.2004-2018 | 0 | 1900 | 1 | 9 | 1.2 | 4-12 (Low-Moderate Slope) | Pre-Defined Construction | Wood-Framed - 2x6 - 24 in OC - R-19 Cavity |  | Pre-Defined Construction | Attic w R49 Cavity and Shingle Roof |  | Pre-Defined Construction | Vented Crawlspace - R19 Cavity Insulation | [6 empty] | 0.388 | 0.4 | No | 0.2 | 0.2 | 0.2 | 0.2 | 7 | Single Speed ASHP (7.5 HSPF2 14.3 SEER2) | Autosize |  |  |  |  | Electric |  |  | 35 | -30 |  |  | 0.075 | 4 | 0.075 | 4 | Heat_EZ_Sch_1 | Cool_EZ_Sch_1 | HPWH_50-gallon | DHW_EZ_Sch_1 | 3 | 0.75 | 0 | Gas | Gas | Yes | Yes | Yes | 0 | Misc_Elec_EZ_Sch_1 | 0
3 Occupant_USA_TN_Memphis._HPWH_50-gallon | 3 Occupant_USA_TN_Memphis. | 4 | USA_TN_Memphis.Intl.AP.723340_TMYx.2004-2018 | 0 | 1900 | 1 | 9 | 1.2 | 4-12 (Low-Moderate Slope) | Pre-Defined Construction | Wood-Framed - 2x6 - 24 in OC - R-19 Cavity |  | Pre-Defined Construction | Attic w R49 Cavity and Shingle Roof |  | Pre-Defined Construction | Vented Crawlspace - R19 Cavity Insulation | [6 empty] | 0.388 | 0.4 | No | 0.2 | 0.2 | 0.2 | 0.2 | 7 | Single Speed ASHP (7.5 HSPF2 14.3 SEER2) | Autosize |  |  |  |  | Electric |  |  | 35 | -30 |  |  | 0.075 | 4 | 0.075 | 4 | Heat_EZ_Sch_1 | Cool_EZ_Sch_1 | HPWH_50-gallon | DHW_EZ_Sch_1 | 3 | 0.75 | 0 | Gas | Gas | Yes | Yes | Yes | 0 | Misc_Elec_EZ_Sch_1 | 0
3 Occupant_USA_TN_Nashvill_HPWH_50-gallon | 3 Occupant_USA_TN_Nashvill | 4 | USA_TN_Nashville.Intl.AP.723270_TMYx.2004-2018 | 0 | 1900 | 1 | 9 | 1.2 | 4-12 (Low-Moderate Slope) | Pre-Defined Construction | Wood-Framed - 2x6 - 24 in OC - R-19 Cavity |  | Pre-Defined Construction | Attic w R49 Cavity and Shingle Roof |  | Pre-Defined Construction | Vented Crawlspace - R19 Cavity Insulation | [6 empty] | 0.388 | 0.4 | No | 0.2 | 0.2 | 0.2 | 0.2 | 7 | Single Speed ASHP (7.5 HSPF2 14.3 SEER2) | Autosize |  |  |  |  | Electric |  |  | 35 | -30 |  |  | 0.075 | 4 | 0.075 | 4 | Heat_EZ_Sch_1 | Cool_EZ_Sch_1 | HPWH_50-gallon | DHW_EZ_Sch_1 | 3 | 0.75 | 0 | Gas | Gas | Yes | Yes | Yes | 0 | Misc_Elec_EZ_Sch_1 | 0
3 Occupant_USA_TX_Austin-C_HPWH_50-gallon | 3 Occupant_USA_TX_Austin-C | 4 | USA_TX_Austin-Camp.Mabry.ANGB.722544_TMYx.2004-2018 | 0 | 1900 | 1 | 9 | 1.2 | 4-12 (Low-Moderate Slope) | Pre-Defined Construction | Wood-Framed - 2x6 - 24 in OC - R-19 Cavity |  | Pre-Defined Construction | Attic w R49 Cavity and Shingle Roof |  | Pre-Defined Construction | Vented Crawlspace - R19 Cavity Insulation | [6 empty] | 0.388 | 0.4 | No | 0.2 | 0.2 | 0.2 | 0.2 | 7 | Single Speed ASHP (7.5 HSPF2 14.3 SEER2) | Autosize |  |  |  |  | Electric |  |  | 35 | -30 |  |  | 0.075 | 4 | 0.075 | 4 | Heat_EZ_Sch_1 | Cool_EZ_Sch_1 | HPWH_50-gallon | DHW_EZ_Sch_1 | 3 | 0.75 | 0 | Gas | Gas | Yes | Yes | Yes | 0 | Misc_Elec_EZ_Sch_1 | 0
3 Occupant_USA_TX_Dallas-F_HPWH_50-gallon | 3 Occupant_USA_TX_Dallas-F | 4 | USA_TX_Dallas-Fort.Worth.Intl.AP.722590_TMYx.2004-2018 | 0 | 1900 | 1 | 9 | 1.2 | 4-12 (Low-Moderate Slope) | Pre-Defined Construction | Wood-Framed - 2x6 - 24 in OC - R-19 Cavity |  | Pre-Defined Construction | Attic w R49 Cavity and Shingle Roof |  | Pre-Defined Construction | Vented Crawlspace - R19 Cavity Insulation | [6 empty] | 0.388 | 0.4 | No | 0.2 | 0.2 | 0.2 | 0.2 | 7 | Single Speed ASHP (7.5 HSPF2 14.3 SEER2) | Autosize |  |  |  |  | Electric |  |  | 35 | -30 |  |  | 0.075 | 4 | 0.075 | 4 | Heat_EZ_Sch_1 | Cool_EZ_Sch_1 | HPWH_50-gallon | DHW_EZ_Sch_1 | 3 | 0.75 | 0 | Gas | Gas | Yes | Yes | Yes | 0 | Misc_Elec_EZ_Sch_1 | 0
3 Occupant_USA_TX_Houston-_HPWH_50-gallon | 3 Occupant_USA_TX_Houston- | 4 | USA_TX_Houston-Ellington.AP.722436_TMYx.2004-2018 | 0 | 1900 | 1 | 9 | 1.2 | 4-12 (Low-Moderate Slope) | Pre-Defined Construction | Wood-Framed - 2x6 - 24 in OC - R-19 Cavity |  | Pre-Defined Construction | Attic w R49 Cavity and Shingle Roof |  | Pre-Defined Construction | Vented Crawlspace - R19 Cavity Insulation | [6 empty] | 0.388 | 0.4 | No | 0.2 | 0.2 | 0.2 | 0.2 | 7 | Single Speed ASHP (7.5 HSPF2 14.3 SEER2) | Autosize |  |  |  |  | Electric |  |  | 35 | -30 |  |  | 0.075 | 4 | 0.075 | 4 | Heat_EZ_Sch_1 | Cool_EZ_Sch_1 | HPWH_50-gallon | DHW_EZ_Sch_1 | 3 | 0.75 | 0 | Gas | Gas | Yes | Yes | Yes | 0 | Misc_Elec_EZ_Sch_1 | 0
3 Occupant_USA_TX_Lubbock._HPWH_50-gallon | 3 Occupant_USA_TX_Lubbock. | 4 | USA_TX_Lubbock.Smith.Intl.AP.722670_TMYx.2004-2018 | 0 | 1900 | 1 | 9 | 1.2 | 4-12 (Low-Moderate Slope) | Pre-Defined Construction | Wood-Framed - 2x6 - 24 in OC - R-19 Cavity |  | Pre-Defined Construction | Attic w R49 Cavity and Shingle Roof |  | Pre-Defined Construction | Vented Crawlspace - R19 Cavity Insulation | [6 empty] | 0.388 | 0.4 | No | 0.2 | 0.2 | 0.2 | 0.2 | 7 | Single Speed ASHP (7.5 HSPF2 14.3 SEER2) | Autosize |  |  |  |  | Electric |  |  | 35 | -30 |  |  | 0.075 | 4 | 0.075 | 4 | Heat_EZ_Sch_1 | Cool_EZ_Sch_1 | HPWH_50-gallon | DHW_EZ_Sch_1 | 3 | 0.75 | 0 | Gas | Gas | Yes | Yes | Yes | 0 | Misc_Elec_EZ_Sch_1 | 0
3 Occupant_USA_TX_San.Anto_HPWH_50-gallon | 3 Occupant_USA_TX_San.Anto | 4 | USA_TX_San.Antonio.Intl.AP.722530_TMYx.2004-2018 | 0 | 1900 | 1 | 9 | 1.2 | 4-12 (Low-Moderate Slope) | Pre-Defined Construction | Wood-Framed - 2x6 - 24 in OC - R-19 Cavity |  | Pre-Defined Construction | Attic w R49 Cavity and Shingle Roof |  | Pre-Defined Construction | Vented Crawlspace - R19 Cavity Insulation | [6 empty] | 0.388 | 0.4 | No | 0.2 | 0.2 | 0.2 | 0.2 | 7 | Single Speed ASHP (7.5 HSPF2 14.3 SEER2) | Autosize |  |  |  |  | Electric |  |  | 35 | -30 |  |  | 0.075 | 4 | 0.075 | 4 | Heat_EZ_Sch_1 | Cool_EZ_Sch_1 | HPWH_50-gallon | DHW_EZ_Sch_1 | 3 | 0.75 | 0 | Gas | Gas | Yes | Yes | Yes | 0 | Misc_Elec_EZ_Sch_1 | 0
3 Occupant_USA_UT_Salt.Lak_HPWH_50-gallon | 3 Occupant_USA_UT_Salt.Lak | 4 | USA_UT_Salt.Lake.City.Intl.AP.725720_TMYx.2004-2018 | 0 | 1900 | 1 | 9 | 1.2 | 4-12 (Low-Moderate Slope) | Pre-Defined Construction | Wood-Framed - 2x6 - 24 in OC - R-19 Cavity |  | Pre-Defined Construction | Attic w R49 Cavity and Shingle Roof |  | Pre-Defined Construction | Vented Crawlspace - R19 Cavity Insulation | [6 empty] | 0.388 | 0.4 | No | 0.2 | 0.2 | 0.2 | 0.2 | 7 | Single Speed ASHP (7.5 HSPF2 14.3 SEER2) | Autosize |  |  |  |  | Electric |  |  | 35 | -30 |  |  | 0.075 | 4 | 0.075 | 4 | Heat_EZ_Sch_1 | Cool_EZ_Sch_1 | HPWH_50-gallon | DHW_EZ_Sch_1 | 3 | 0.75 | 0 | Gas | Gas | Yes | Yes | Yes | 0 | Misc_Elec_EZ_Sch_1 | 0
3 Occupant_USA_UT_St.Georg_HPWH_50-gallon | 3 Occupant_USA_UT_St.Georg | 4 | USA_UT_St.George.Rgnl.AP.724754_TMYx.2004-2018 | 0 | 1900 | 1 | 9 | 1.2 | 4-12 (Low-Moderate Slope) | Pre-Defined Construction | Wood-Framed - 2x6 - 24 in OC - R-19 Cavity |  | Pre-Defined Construction | Attic w R49 Cavity and Shingle Roof |  | Pre-Defined Construction | Vented Crawlspace - R19 Cavity Insulation | [6 empty] | 0.388 | 0.4 | No | 0.2 | 0.2 | 0.2 | 0.2 | 7 | Single Speed ASHP (7.5 HSPF2 14.3 SEER2) | Autosize |  |  |  |  | Electric |  |  | 35 | -30 |  |  | 0.075 | 4 | 0.075 | 4 | Heat_EZ_Sch_1 | Cool_EZ_Sch_1 | HPWH_50-gallon | DHW_EZ_Sch_1 | 3 | 0.75 | 0 | Gas | Gas | Yes | Yes | Yes | 0 | Misc_Elec_EZ_Sch_1 | 0
3 Occupant_USA_UT_Vernal.R_HPWH_50-gallon | 3 Occupant_USA_UT_Vernal.R | 4 | USA_UT_Vernal.Rgnl.AP.725705_TMYx.2004-2018 | 0 | 1900 | 1 | 9 | 1.2 | 4-12 (Low-Moderate Slope) | Pre-Defined Construction | Wood-Framed - 2x6 - 24 in OC - R-19 Cavity |  | Pre-Defined Construction | Attic w R49 Cavity and Shingle Roof |  | Pre-Defined Construction | Vented Crawlspace - R19 Cavity Insulation | [6 empty] | 0.388 | 0.4 | No | 0.2 | 0.2 | 0.2 | 0.2 | 7 | Single Speed ASHP (7.5 HSPF2 14.3 SEER2) | Autosize |  |  |  |  | Electric |  |  | 35 | -30 |  |  | 0.075 | 4 | 0.075 | 4 | Heat_EZ_Sch_1 | Cool_EZ_Sch_1 | HPWH_50-gallon | DHW_EZ_Sch_1 | 3 | 0.75 | 0 | Gas | Gas | Yes | Yes | Yes | 0 | Misc_Elec_EZ_Sch_1 | 0
3 Occupant_USA_VA_Norfolk._HPWH_50-gallon | 3 Occupant_USA_VA_Norfolk. | 4 | USA_VA_Norfolk.Intl.AP.723080_TMYx.2004-2018 | 0 | 1900 | 1 | 9 | 1.2 | 4-12 (Low-Moderate Slope) | Pre-Defined Construction | Wood-Framed - 2x6 - 24 in OC - R-19 Cavity |  | Pre-Defined Construction | Attic w R49 Cavity and Shingle Roof |  | Pre-Defined Construction | Vented Crawlspace - R19 Cavity Insulation | [6 empty] | 0.388 | 0.4 | No | 0.2 | 0.2 | 0.2 | 0.2 | 7 | Single Speed ASHP (7.5 HSPF2 14.3 SEER2) | Autosize |  |  |  |  | Electric |  |  | 35 | -30 |  |  | 0.075 | 4 | 0.075 | 4 | Heat_EZ_Sch_1 | Cool_EZ_Sch_1 | HPWH_50-gallon | DHW_EZ_Sch_1 | 3 | 0.75 | 0 | Gas | Gas | Yes | Yes | Yes | 0 | Misc_Elec_EZ_Sch_1 | 0
3 Occupant_USA_VT_Burlingt_HPWH_50-gallon | 3 Occupant_USA_VT_Burlingt | 4 | USA_VT_Burlington.Intl.AP.726170_TMYx.2004-2018 | 0 | 1900 | 1 | 9 | 1.2 | 4-12 (Low-Moderate Slope) | Pre-Defined Construction | Wood-Framed - 2x6 - 24 in OC - R-19 Cavity |  | Pre-Defined Construction | Attic w R49 Cavity and Shingle Roof |  | Pre-Defined Construction | Vented Crawlspace - R19 Cavity Insulation | [6 empty] | 0.388 | 0.4 | No | 0.2 | 0.2 | 0.2 | 0.2 | 7 | Single Speed ASHP (7.5 HSPF2 14.3 SEER2) | Autosize |  |  |  |  | Electric |  |  | 35 | -30 |  |  | 0.075 | 4 | 0.075 | 4 | Heat_EZ_Sch_1 | Cool_EZ_Sch_1 | HPWH_50-gallon | DHW_EZ_Sch_1 | 3 | 0.75 | 0 | Gas | Gas | Yes | Yes | Yes | 0 | Misc_Elec_EZ_Sch_1 | 0
3 Occupant_USA_WA_Seattle-_HPWH_50-gallon | 3 Occupant_USA_WA_Seattle- | 4 | USA_WA_Seattle-Tacoma.Intl.AP.727930_TMYx.2004-2018 | 0 | 1900 | 1 | 9 | 1.2 | 4-12 (Low-Moderate Slope) | Pre-Defined Construction | Wood-Framed - 2x6 - 24 in OC - R-19 Cavity |  | Pre-Defined Construction | Attic w R49 Cavity and Shingle Roof |  | Pre-Defined Construction | Vented Crawlspace - R19 Cavity Insulation | [6 empty] | 0.388 | 0.4 | No | 0.2 | 0.2 | 0.2 | 0.2 | 7 | Single Speed ASHP (7.5 HSPF2 14.3 SEER2) | Autosize |  |  |  |  | Electric |  |  | 35 | -30 |  |  | 0.075 | 4 | 0.075 | 4 | Heat_EZ_Sch_1 | Cool_EZ_Sch_1 | HPWH_50-gallon | DHW_EZ_Sch_1 | 3 | 0.75 | 0 | Gas | Gas | Yes | Yes | Yes | 0 | Misc_Elec_EZ_Sch_1 | 0
3 Occupant_USA_WA_Spokane._HPWH_50-gallon | 3 Occupant_USA_WA_Spokane. | 4 | USA_WA_Spokane.Intl.AP.727850_TMYx.2004-2018 | 0 | 1900 | 1 | 9 | 1.2 | 4-12 (Low-Moderate Slope) | Pre-Defined Construction | Wood-Framed - 2x6 - 24 in OC - R-19 Cavity |  | Pre-Defined Construction | Attic w R49 Cavity and Shingle Roof |  | Pre-Defined Construction | Vented Crawlspace - R19 Cavity Insulation | [6 empty] | 0.388 | 0.4 | No | 0.2 | 0.2 | 0.2 | 0.2 | 7 | Single Speed ASHP (7.5 HSPF2 14.3 SEER2) | Autosize |  |  |  |  | Electric |  |  | 35 | -30 |  |  | 0.075 | 4 | 0.075 | 4 | Heat_EZ_Sch_1 | Cool_EZ_Sch_1 | HPWH_50-gallon | DHW_EZ_Sch_1 | 3 | 0.75 | 0 | Gas | Gas | Yes | Yes | Yes | 0 | Misc_Elec_EZ_Sch_1 | 0
3 Occupant_USA_WI_Milwauke_HPWH_50-gallon | 3 Occupant_USA_WI_Milwauke | 4 | USA_WI_Milwaukee-Mitchell.Intl.AP.726400_TMYx.2004-2018 | 0 | 1900 | 1 | 9 | 1.2 | 4-12 (Low-Moderate Slope) | Pre-Defined Construction | Wood-Framed - 2x6 - 24 in OC - R-19 Cavity |  | Pre-Defined Construction | Attic w R49 Cavity and Shingle Roof |  | Pre-Defined Construction | Vented Crawlspace - R19 Cavity Insulation | [6 empty] | 0.388 | 0.4 | No | 0.2 | 0.2 | 0.2 | 0.2 | 7 | Single Speed ASHP (7.5 HSPF2 14.3 SEER2) | Autosize |  |  |  |  | Electric |  |  | 35 | -30 |  |  | 0.075 | 4 | 0.075 | 4 | Heat_EZ_Sch_1 | Cool_EZ_Sch_1 | HPWH_50-gallon | DHW_EZ_Sch_1 | 3 | 0.75 | 0 | Gas | Gas | Yes | Yes | Yes | 0 | Misc_Elec_EZ_Sch_1 | 0
3 Occupant_USA_WI_Rhinelan_HPWH_50-gallon | 3 Occupant_USA_WI_Rhinelan | 4 | USA_WI_Rhinelander-Oneida.County.AP.727415_TMYx.2004-2018 | 0 | 1900 | 1 | 9 | 1.2 | 4-12 (Low-Moderate Slope) | Pre-Defined Construction | Wood-Framed - 2x6 - 24 in OC - R-19 Cavity |  | Pre-Defined Construction | Attic w R49 Cavity and Shingle Roof |  | Pre-Defined Construction | Vented Crawlspace - R19 Cavity Insulation | [6 empty] | 0.388 | 0.4 | No | 0.2 | 0.2 | 0.2 | 0.2 | 7 | Single Speed ASHP (7.5 HSPF2 14.3 SEER2) | Autosize |  |  |  |  | Electric |  |  | 35 | -30 |  |  | 0.075 | 4 | 0.075 | 4 | Heat_EZ_Sch_1 | Cool_EZ_Sch_1 | HPWH_50-gallon | DHW_EZ_Sch_1 | 3 | 0.75 | 0 | Gas | Gas | Yes | Yes | Yes | 0 | Misc_Elec_EZ_Sch_1 | 0
3 Occupant_USA_WV_Charlest_HPWH_50-gallon | 3 Occupant_USA_WV_Charlest | 4 | USA_WV_Charleston-Yeager.AP.724140_TMYx.2004-2018 | 0 | 1900 | 1 | 9 | 1.2 | 4-12 (Low-Moderate Slope) | Pre-Defined Construction | Wood-Framed - 2x6 - 24 in OC - R-19 Cavity |  | Pre-Defined Construction | Attic w R49 Cavity and Shingle Roof |  | Pre-Defined Construction | Vented Crawlspace - R19 Cavity Insulation | [6 empty] | 0.388 | 0.4 | No | 0.2 | 0.2 | 0.2 | 0.2 | 7 | Single Speed ASHP (7.5 HSPF2 14.3 SEER2) | Autosize |  |  |  |  | Electric |  |  | 35 | -30 |  |  | 0.075 | 4 | 0.075 | 4 | Heat_EZ_Sch_1 | Cool_EZ_Sch_1 | HPWH_50-gallon | DHW_EZ_Sch_1 | 3 | 0.75 | 0 | Gas | Gas | Yes | Yes | Yes | 0 | Misc_Elec_EZ_Sch_1 | 0
3 Occupant_USA_WV_Morganto_HPWH_50-gallon | 3 Occupant_USA_WV_Morganto | 4 | USA_WV_Morgantown.Muni.AP-Hart.Field.724176_TMYx.2004-2018 | 0 | 1900 | 1 | 9 | 1.2 | 4-12 (Low-Moderate Slope) | Pre-Defined Construction | Wood-Framed - 2x6 - 24 in OC - R-19 Cavity |  | Pre-Defined Construction | Attic w R49 Cavity and Shingle Roof |  | Pre-Defined Construction | Vented Crawlspace - R19 Cavity Insulation | [6 empty] | 0.388 | 0.4 | No | 0.2 | 0.2 | 0.2 | 0.2 | 7 | Single Speed ASHP (7.5 HSPF2 14.3 SEER2) | Autosize |  |  |  |  | Electric |  |  | 35 | -30 |  |  | 0.075 | 4 | 0.075 | 4 | Heat_EZ_Sch_1 | Cool_EZ_Sch_1 | HPWH_50-gallon | DHW_EZ_Sch_1 | 3 | 0.75 | 0 | Gas | Gas | Yes | Yes | Yes | 0 | Misc_Elec_EZ_Sch_1 | 0
3 Occupant_USA_WY_Cheyenne_HPWH_50-gallon | 3 Occupant_USA_WY_Cheyenne | 4 | USA_WY_Cheyenne.Rgnl.AP.725640_TMYx.2004-2018 | 0 | 1900 | 1 | 9 | 1.2 | 4-12 (Low-Moderate Slope) | Pre-Defined Construction | Wood-Framed - 2x6 - 24 in OC - R-19 Cavity |  | Pre-Defined Construction | Attic w R49 Cavity and Shingle Roof |  | Pre-Defined Construction | Vented Crawlspace - R19 Cavity Insulation | [6 empty] | 0.388 | 0.4 | No | 0.2 | 0.2 | 0.2 | 0.2 | 7 | Single Speed ASHP (7.5 HSPF2 14.3 SEER2) | Autosize |  |  |  |  | Electric |  |  | 35 | -30 |  |  | 0.075 | 4 | 0.075 | 4 | Heat_EZ_Sch_1 | Cool_EZ_Sch_1 | HPWH_50-gallon | DHW_EZ_Sch_1 | 3 | 0.75 | 0 | Gas | Gas | Yes | Yes | Yes | 0 | Misc_Elec_EZ_Sch_1 | 0
3 Occupant_USA_WY_Jackson._HPWH_50-gallon | 3 Occupant_USA_WY_Jackson. | 4 | USA_WY_Jackson.Hole.AP.725776_TMYx.2004-2018 | 0 | 1900 | 1 | 9 | 1.2 | 4-12 (Low-Moderate Slope) | Pre-Defined Construction | Wood-Framed - 2x6 - 24 in OC - R-19 Cavity |  | Pre-Defined Construction | Attic w R49 Cavity and Shingle Roof |  | Pre-Defined Construction | Vented Crawlspace - R19 Cavity Insulation | [6 empty] | 0.388 | 0.4 | No | 0.2 | 0.2 | 0.2 | 0.2 | 7 | Single Speed ASHP (7.5 HSPF2 14.3 SEER2) | Autosize |  |  |  |  | Electric |  |  | 35 | -30 |  |  | 0.075 | 4 | 0.075 | 4 | Heat_EZ_Sch_1 | Cool_EZ_Sch_1 | HPWH_50-gallon | DHW_EZ_Sch_1 | 3 | 0.75 | 0 | Gas | Gas | Yes | Yes | Yes | 0 | Misc_Elec_EZ_Sch_1 | 0
3 Occupant_USA_AL_Birmingh_Electric Storage_50-gallon | 3 Occupant_USA_AL_Birmingh | 4 | USA_AL_Birmingham-Shuttlesworth.Intl.AP.722280_TMYx.2004-2018 | 0 | 1900 | 1 | 9 | 1.2 | 4-12 (Low-Moderate Slope) | Pre-Defined Construction | Wood-Framed - 2x6 - 24 in OC - R-19 Cavity | 8.3333 | Pre-Defined Construction | Attic w R49 Cavity and Shingle Roof | 9.0909 | Pre-Defined Construction | Vented Crawlspace - R19 Cavity Insulation | Vented Crawlspace | 4.3478 | 0 | 0 | 0 | 1.75 | 0.388 | 0.4 | No | 0.2 | 0.2 | 0.2 | 0.2 | 7 | Single Speed ASHP (7.5 HSPF2 14.3 SEER2) | Autosize | kW | 20 | ton | 3.4393 | Electric | kW | 15 | 35 | -30 | 0 | 0.8 | 0.075 | 4 | 0.075 | 4 | Heat_EZ_Sch_1 | Cool_EZ_Sch_1 | Electric Storage_50-gallon | DHW_EZ_Sch_1 | 3 | 0.75 | 0 | Gas | Gas | Yes | Yes | Yes | 0 | Misc_Elec_EZ_Sch_1 | 0
3 Occupant_USA_AL_Mobile.R_Electric Storage_50-gallon | 3 Occupant_USA_AL_Mobile.R | 4 | USA_AL_Mobile.Rgnl.AP-Bates.Field.722230_TMYx.2004-2018 | 0 | 1900 | 1 | 9 | 1.2 | 4-12 (Low-Moderate Slope) | Pre-Defined Construction | Wood-Framed - 2x6 - 24 in OC - R-19 Cavity |  | Pre-Defined Construction | Attic w R49 Cavity and Shingle Roof |  | Pre-Defined Construction | Vented Crawlspace - R19 Cavity Insulation | [6 empty] | 0.388 | 0.4 | No | 0.2 | 0.2 | 0.2 | 0.2 | 7 | Single Speed ASHP (7.5 HSPF2 14.3 SEER2) | Autosize |  |  |  |  | Electric |  |  | 35 | -30 |  |  | 0.075 | 4 | 0.075 | 4 | Heat_EZ_Sch_1 | Cool_EZ_Sch_1 | Electric Storage_50-gallon | DHW_EZ_Sch_1 | 3 | 0.75 | 0 | Gas | Gas | Yes | Yes | Yes | 0 | Misc_Elec_EZ_Sch_1 | 0
3 Occupant_USA_AR_Fayettev_Electric Storage_50-gallon | 3 Occupant_USA_AR_Fayettev | 4 | USA_AR_Fayetteville.Exec.AP-Drake.Field.723445_TMYx.2004-2018 | 0 | 1900 | 1 | 9 | 1.2 | 4-12 (Low-Moderate Slope) | Pre-Defined Construction | Wood-Framed - 2x6 - 24 in OC - R-19 Cavity |  | Pre-Defined Construction | Attic w R49 Cavity and Shingle Roof |  | Pre-Defined Construction | Vented Crawlspace - R19 Cavity Insulation | [6 empty] | 0.388 | 0.4 | No | 0.2 | 0.2 | 0.2 | 0.2 | 7 | Single Speed ASHP (7.5 HSPF2 14.3 SEER2) | Autosize |  |  |  |  | Electric |  |  | 35 | -30 |  |  | 0.075 | 4 | 0.075 | 4 | Heat_EZ_Sch_1 | Cool_EZ_Sch_1 | Electric Storage_50-gallon | DHW_EZ_Sch_1 | 3 | 0.75 | 0 | Gas | Gas | Yes | Yes | Yes | 0 | Misc_Elec_EZ_Sch_1 | 0
3 Occupant_USA_AR_Little.R_Electric Storage_50-gallon | 3 Occupant_USA_AR_Little.R | 4 | USA_AR_Little.Rock.AFB.723405_TMYx.2004-2018 | 0 | 1900 | 1 | 9 | 1.2 | 4-12 (Low-Moderate Slope) | Pre-Defined Construction | Wood-Framed - 2x6 - 24 in OC - R-19 Cavity |  | Pre-Defined Construction | Attic w R49 Cavity and Shingle Roof |  | Pre-Defined Construction | Vented Crawlspace - R19 Cavity Insulation | [6 empty] | 0.388 | 0.4 | No | 0.2 | 0.2 | 0.2 | 0.2 | 7 | Single Speed ASHP (7.5 HSPF2 14.3 SEER2) | Autosize |  |  |  |  | Electric |  |  | 35 | -30 |  |  | 0.075 | 4 | 0.075 | 4 | Heat_EZ_Sch_1 | Cool_EZ_Sch_1 | Electric Storage_50-gallon | DHW_EZ_Sch_1 | 3 | 0.75 | 0 | Gas | Gas | Yes | Yes | Yes | 0 | Misc_Elec_EZ_Sch_1 | 0
3 Occupant_USA_AZ_Flagstaf_Electric Storage_50-gallon | 3 Occupant_USA_AZ_Flagstaf | 4 | USA_AZ_Flagstaff.Pulliam.AP.723750_TMYx.2004-2018 | 0 | 1900 | 1 | 9 | 1.2 | 4-12 (Low-Moderate Slope) | Pre-Defined Construction | Wood-Framed - 2x6 - 24 in OC - R-19 Cavity |  | Pre-Defined Construction | Attic w R49 Cavity and Shingle Roof |  | Pre-Defined Construction | Vented Crawlspace - R19 Cavity Insulation | [6 empty] | 0.388 | 0.4 | No | 0.2 | 0.2 | 0.2 | 0.2 | 7 | Single Speed ASHP (7.5 HSPF2 14.3 SEER2) | Autosize |  |  |  |  | Electric |  |  | 35 | -30 |  |  | 0.075 | 4 | 0.075 | 4 | Heat_EZ_Sch_1 | Cool_EZ_Sch_1 | Electric Storage_50-gallon | DHW_EZ_Sch_1 | 3 | 0.75 | 0 | Gas | Gas | Yes | Yes | Yes | 0 | Misc_Elec_EZ_Sch_1 | 0
3 Occupant_USA_AZ_Kingman._Electric Storage_50-gallon | 3 Occupant_USA_AZ_Kingman. | 4 | USA_AZ_Kingman.AP.723700_TMYx.2004-2018 | 0 | 1900 | 1 | 9 | 1.2 | 4-12 (Low-Moderate Slope) | Pre-Defined Construction | Wood-Framed - 2x6 - 24 in OC - R-19 Cavity |  | Pre-Defined Construction | Attic w R49 Cavity and Shingle Roof |  | Pre-Defined Construction | Vented Crawlspace - R19 Cavity Insulation | [6 empty] | 0.388 | 0.4 | No | 0.2 | 0.2 | 0.2 | 0.2 | 7 | Single Speed ASHP (7.5 HSPF2 14.3 SEER2) | Autosize |  |  |  |  | Electric |  |  | 35 | -30 |  |  | 0.075 | 4 | 0.075 | 4 | Heat_EZ_Sch_1 | Cool_EZ_Sch_1 | Electric Storage_50-gallon | DHW_EZ_Sch_1 | 3 | 0.75 | 0 | Gas | Gas | Yes | Yes | Yes | 0 | Misc_Elec_EZ_Sch_1 | 0
3 Occupant_USA_AZ_Phoenix-_Electric Storage_50-gallon | 3 Occupant_USA_AZ_Phoenix- | 4 | USA_AZ_Phoenix-Sky.Harbor.Intl.AP.722780_TMYx.2004-2018 | 0 | 1900 | 1 | 9 | 1.2 | 4-12 (Low-Moderate Slope) | Pre-Defined Construction | Wood-Framed - 2x6 - 24 in OC - R-19 Cavity |  | Pre-Defined Construction | Attic w R49 Cavity and Shingle Roof |  | Pre-Defined Construction | Vented Crawlspace - R19 Cavity Insulation | [6 empty] | 0.388 | 0.4 | No | 0.2 | 0.2 | 0.2 | 0.2 | 7 | Single Speed ASHP (7.5 HSPF2 14.3 SEER2) | Autosize |  |  |  |  | Electric |  |  | 35 | -30 |  |  | 0.075 | 4 | 0.075 | 4 | Heat_EZ_Sch_1 | Cool_EZ_Sch_1 | Electric Storage_50-gallon | DHW_EZ_Sch_1 | 3 | 0.75 | 0 | Gas | Gas | Yes | Yes | Yes | 0 | Misc_Elec_EZ_Sch_1 | 0
3 Occupant_USA_AZ_Prescott_Electric Storage_50-gallon | 3 Occupant_USA_AZ_Prescott | 4 | USA_AZ_Prescott.Muni.AP-Love.Field.723723_TMYx.2004-2018 | 0 | 1900 | 1 | 9 | 1.2 | 4-12 (Low-Moderate Slope) | Pre-Defined Construction | Wood-Framed - 2x6 - 24 in OC - R-19 Cavity |  | Pre-Defined Construction | Attic w R49 Cavity and Shingle Roof |  | Pre-Defined Construction | Vented Crawlspace - R19 Cavity Insulation | [6 empty] | 0.388 | 0.4 | No | 0.2 | 0.2 | 0.2 | 0.2 | 7 | Single Speed ASHP (7.5 HSPF2 14.3 SEER2) | Autosize |  |  |  |  | Electric |  |  | 35 | -30 |  |  | 0.075 | 4 | 0.075 | 4 | Heat_EZ_Sch_1 | Cool_EZ_Sch_1 | Electric Storage_50-gallon | DHW_EZ_Sch_1 | 3 | 0.75 | 0 | Gas | Gas | Yes | Yes | Yes | 0 | Misc_Elec_EZ_Sch_1 | 0
3 Occupant_USA_CA_Bakersfi_Electric Storage_50-gallon | 3 Occupant_USA_CA_Bakersfi | 4 | USA_CA_Bakersfield-Meadows.Field.AP.723840_TMYx.2004-2018 | 0 | 1900 | 1 | 9 | 1.2 | 4-12 (Low-Moderate Slope) | Pre-Defined Construction | Wood-Framed - 2x6 - 24 in OC - R-19 Cavity |  | Pre-Defined Construction | Attic w R49 Cavity and Shingle Roof |  | Pre-Defined Construction | Vented Crawlspace - R19 Cavity Insulation | [6 empty] | 0.388 | 0.4 | No | 0.2 | 0.2 | 0.2 | 0.2 | 7 | Single Speed ASHP (7.5 HSPF2 14.3 SEER2) | Autosize |  |  |  |  | Electric |  |  | 35 | -30 |  |  | 0.075 | 4 | 0.075 | 4 | Heat_EZ_Sch_1 | Cool_EZ_Sch_1 | Electric Storage_50-gallon | DHW_EZ_Sch_1 | 3 | 0.75 | 0 | Gas | Gas | Yes | Yes | Yes | 0 | Misc_Elec_EZ_Sch_1 | 0
3 Occupant_USA_CA_Bishop-E_Electric Storage_50-gallon | 3 Occupant_USA_CA_Bishop-E | 4 | USA_CA_Bishop-Eastern.Sierra.Rgnl.AP.724800_TMYx.2004-2018 | 0 | 1900 | 1 | 9 | 1.2 | 4-12 (Low-Moderate Slope) | Pre-Defined Construction | Wood-Framed - 2x6 - 24 in OC - R-19 Cavity |  | Pre-Defined Construction | Attic w R49 Cavity and Shingle Roof |  | Pre-Defined Construction | Vented Crawlspace - R19 Cavity Insulation | [6 empty] | 0.388 | 0.4 | No | 0.2 | 0.2 | 0.2 | 0.2 | 7 | Single Speed ASHP (7.5 HSPF2 14.3 SEER2) | Autosize |  |  |  |  | Electric |  |  | 35 | -30 |  |  | 0.075 | 4 | 0.075 | 4 | Heat_EZ_Sch_1 | Cool_EZ_Sch_1 | Electric Storage_50-gallon | DHW_EZ_Sch_1 | 3 | 0.75 | 0 | Gas | Gas | Yes | Yes | Yes | 0 | Misc_Elec_EZ_Sch_1 | 0
3 Occupant_USA_CA_Crescent_Electric Storage_50-gallon | 3 Occupant_USA_CA_Crescent | 4 | USA_CA_Crescent.City-Del.Norte.County.Rgnl.AP.725946_TMYx.2004-2018 | 0 | 1900 | 1 | 9 | 1.2 | 4-12 (Low-Moderate Slope) | Pre-Defined Construction | Wood-Framed - 2x6 - 24 in OC - R-19 Cavity |  | Pre-Defined Construction | Attic w R49 Cavity and Shingle Roof |  | Pre-Defined Construction | Vented Crawlspace - R19 Cavity Insulation | [6 empty] | 0.388 | 0.4 | No | 0.2 | 0.2 | 0.2 | 0.2 | 7 | Single Speed ASHP (7.5 HSPF2 14.3 SEER2) | Autosize |  |  |  |  | Electric |  |  | 35 | -30 |  |  | 0.075 | 4 | 0.075 | 4 | Heat_EZ_Sch_1 | Cool_EZ_Sch_1 | Electric Storage_50-gallon | DHW_EZ_Sch_1 | 3 | 0.75 | 0 | Gas | Gas | Yes | Yes | Yes | 0 | Misc_Elec_EZ_Sch_1 | 0
3 Occupant_USA_CA_Imperial_Electric Storage_50-gallon | 3 Occupant_USA_CA_Imperial | 4 | USA_CA_Imperial.County.AP.747185_TMYx.2004-2018 | 0 | 1900 | 1 | 9 | 1.2 | 4-12 (Low-Moderate Slope) | Pre-Defined Construction | Wood-Framed - 2x6 - 24 in OC - R-19 Cavity |  | Pre-Defined Construction | Attic w R49 Cavity and Shingle Roof |  | Pre-Defined Construction | Vented Crawlspace - R19 Cavity Insulation | [6 empty] | 0.388 | 0.4 | No | 0.2 | 0.2 | 0.2 | 0.2 | 7 | Single Speed ASHP (7.5 HSPF2 14.3 SEER2) | Autosize |  |  |  |  | Electric |  |  | 35 | -30 |  |  | 0.075 | 4 | 0.075 | 4 | Heat_EZ_Sch_1 | Cool_EZ_Sch_1 | Electric Storage_50-gallon | DHW_EZ_Sch_1 | 3 | 0.75 | 0 | Gas | Gas | Yes | Yes | Yes | 0 | Misc_Elec_EZ_Sch_1 | 0
3 Occupant_USA_CA_Los.Ange_Electric Storage_50-gallon | 3 Occupant_USA_CA_Los.Ange | 4 | USA_CA_Los.Angeles.Intl.AP.722950_TMYx.2004-2018 | 0 | 1900 | 1 | 9 | 1.2 | 4-12 (Low-Moderate Slope) | Pre-Defined Construction | Wood-Framed - 2x6 - 24 in OC - R-19 Cavity |  | Pre-Defined Construction | Attic w R49 Cavity and Shingle Roof |  | Pre-Defined Construction | Vented Crawlspace - R19 Cavity Insulation | [6 empty] | 0.388 | 0.4 | No | 0.2 | 0.2 | 0.2 | 0.2 | 7 | Single Speed ASHP (7.5 HSPF2 14.3 SEER2) | Autosize |  |  |  |  | Electric |  |  | 35 | -30 |  |  | 0.075 | 4 | 0.075 | 4 | Heat_EZ_Sch_1 | Cool_EZ_Sch_1 | Electric Storage_50-gallon | DHW_EZ_Sch_1 | 3 | 0.75 | 0 | Gas | Gas | Yes | Yes | Yes | 0 | Misc_Elec_EZ_Sch_1 | 0
3 Occupant_USA_CA_Riversid_Electric Storage_50-gallon | 3 Occupant_USA_CA_Riversid | 4 | USA_CA_Riverside.Muni.AP.722869_TMYx.2004-2018 | 0 | 1900 | 1 | 9 | 1.2 | 4-12 (Low-Moderate Slope) | Pre-Defined Construction | Wood-Framed - 2x6 - 24 in OC - R-19 Cavity |  | Pre-Defined Construction | Attic w R49 Cavity and Shingle Roof |  | Pre-Defined Construction | Vented Crawlspace - R19 Cavity Insulation | [6 empty] | 0.388 | 0.4 | No | 0.2 | 0.2 | 0.2 | 0.2 | 7 | Single Speed ASHP (7.5 HSPF2 14.3 SEER2) | Autosize |  |  |  |  | Electric |  |  | 35 | -30 |  |  | 0.075 | 4 | 0.075 | 4 | Heat_EZ_Sch_1 | Cool_EZ_Sch_1 | Electric Storage_50-gallon | DHW_EZ_Sch_1 | 3 | 0.75 | 0 | Gas | Gas | Yes | Yes | Yes | 0 | Misc_Elec_EZ_Sch_1 | 0
3 Occupant_USA_CA_Sacramen_Electric Storage_50-gallon | 3 Occupant_USA_CA_Sacramen | 4 | USA_CA_Sacramento.Intl.AP.724839_TMYx.2004-2018 | 0 | 1900 | 1 | 9 | 1.2 | 4-12 (Low-Moderate Slope) | Pre-Defined Construction | Wood-Framed - 2x6 - 24 in OC - R-19 Cavity |  | Pre-Defined Construction | Attic w R49 Cavity and Shingle Roof |  | Pre-Defined Construction | Vented Crawlspace - R19 Cavity Insulation | [6 empty] | 0.388 | 0.4 | No | 0.2 | 0.2 | 0.2 | 0.2 | 7 | Single Speed ASHP (7.5 HSPF2 14.3 SEER2) | Autosize |  |  |  |  | Electric |  |  | 35 | -30 |  |  | 0.075 | 4 | 0.075 | 4 | Heat_EZ_Sch_1 | Cool_EZ_Sch_1 | Electric Storage_50-gallon | DHW_EZ_Sch_1 | 3 | 0.75 | 0 | Gas | Gas | Yes | Yes | Yes | 0 | Misc_Elec_EZ_Sch_1 | 0
3 Occupant_USA_CA_San.Jose_Electric Storage_50-gallon | 3 Occupant_USA_CA_San.Jose | 4 | USA_CA_San.Jose-Mineta.Intl.AP.724945_TMYx.2004-2018 | 0 | 1900 | 1 | 9 | 1.2 | 4-12 (Low-Moderate Slope) | Pre-Defined Construction | Wood-Framed - 2x6 - 24 in OC - R-19 Cavity |  | Pre-Defined Construction | Attic w R49 Cavity and Shingle Roof |  | Pre-Defined Construction | Vented Crawlspace - R19 Cavity Insulation | [6 empty] | 0.388 | 0.4 | No | 0.2 | 0.2 | 0.2 | 0.2 | 7 | Single Speed ASHP (7.5 HSPF2 14.3 SEER2) | Autosize |  |  |  |  | Electric |  |  | 35 | -30 |  |  | 0.075 | 4 | 0.075 | 4 | Heat_EZ_Sch_1 | Cool_EZ_Sch_1 | Electric Storage_50-gallon | DHW_EZ_Sch_1 | 3 | 0.75 | 0 | Gas | Gas | Yes | Yes | Yes | 0 | Misc_Elec_EZ_Sch_1 | 0
3 Occupant_USA_CA_Santa.An_Electric Storage_50-gallon | 3 Occupant_USA_CA_Santa.An | 4 | USA_CA_Santa.Ana-Orange.County-Wayne.Intl.AP.722977_TMYx.2004-2018 | 0 | 1900 | 1 | 9 | 1.2 | 4-12 (Low-Moderate Slope) | Pre-Defined Construction | Wood-Framed - 2x6 - 24 in OC - R-19 Cavity |  | Pre-Defined Construction | Attic w R49 Cavity and Shingle Roof |  | Pre-Defined Construction | Vented Crawlspace - R19 Cavity Insulation | [6 empty] | 0.388 | 0.4 | No | 0.2 | 0.2 | 0.2 | 0.2 | 7 | Single Speed ASHP (7.5 HSPF2 14.3 SEER2) | Autosize |  |  |  |  | Electric |  |  | 35 | -30 |  |  | 0.075 | 4 | 0.075 | 4 | Heat_EZ_Sch_1 | Cool_EZ_Sch_1 | Electric Storage_50-gallon | DHW_EZ_Sch_1 | 3 | 0.75 | 0 | Gas | Gas | Yes | Yes | Yes | 0 | Misc_Elec_EZ_Sch_1 | 0
3 Occupant_USA_CO_Alamosa-_Electric Storage_50-gallon | 3 Occupant_USA_CO_Alamosa- | 4 | USA_CO_Alamosa-San.Luis.Valley.Rgnl.AP.724620_TMYx.2004-2018 | 0 | 1900 | 1 | 9 | 1.2 | 4-12 (Low-Moderate Slope) | Pre-Defined Construction | Wood-Framed - 2x6 - 24 in OC - R-19 Cavity |  | Pre-Defined Construction | Attic w R49 Cavity and Shingle Roof |  | Pre-Defined Construction | Vented Crawlspace - R19 Cavity Insulation | [6 empty] | 0.388 | 0.4 | No | 0.2 | 0.2 | 0.2 | 0.2 | 7 | Single Speed ASHP (7.5 HSPF2 14.3 SEER2) | Autosize |  |  |  |  | Electric |  |  | 35 | -30 |  |  | 0.075 | 4 | 0.075 | 4 | Heat_EZ_Sch_1 | Cool_EZ_Sch_1 | Electric Storage_50-gallon | DHW_EZ_Sch_1 | 3 | 0.75 | 0 | Gas | Gas | Yes | Yes | Yes | 0 | Misc_Elec_EZ_Sch_1 | 0
3 Occupant_USA_CO_Aspen-Pi_Electric Storage_50-gallon | 3 Occupant_USA_CO_Aspen-Pi | 4 | USA_CO_Aspen-Pitkin.County.AP-Sardy.Field.724676_TMYx.2004-2018 | 0 | 1900 | 1 | 9 | 1.2 | 4-12 (Low-Moderate Slope) | Pre-Defined Construction | Wood-Framed - 2x6 - 24 in OC - R-19 Cavity |  | Pre-Defined Construction | Attic w R49 Cavity and Shingle Roof |  | Pre-Defined Construction | Vented Crawlspace - R19 Cavity Insulation | [6 empty] | 0.388 | 0.4 | No | 0.2 | 0.2 | 0.2 | 0.2 | 7 | Single Speed ASHP (7.5 HSPF2 14.3 SEER2) | Autosize |  |  |  |  | Electric |  |  | 35 | -30 |  |  | 0.075 | 4 | 0.075 | 4 | Heat_EZ_Sch_1 | Cool_EZ_Sch_1 | Electric Storage_50-gallon | DHW_EZ_Sch_1 | 3 | 0.75 | 0 | Gas | Gas | Yes | Yes | Yes | 0 | Misc_Elec_EZ_Sch_1 | 0
3 Occupant_USA_CO_Denver.I_Electric Storage_50-gallon | 3 Occupant_USA_CO_Denver.I | 4 | USA_CO_Denver.Intl.AP.725650_TMYx.2004-2018 | 0 | 1900 | 1 | 9 | 1.2 | 4-12 (Low-Moderate Slope) | Pre-Defined Construction | Wood-Framed - 2x6 - 24 in OC - R-19 Cavity |  | Pre-Defined Construction | Attic w R49 Cavity and Shingle Roof |  | Pre-Defined Construction | Vented Crawlspace - R19 Cavity Insulation | [6 empty] | 0.388 | 0.4 | No | 0.2 | 0.2 | 0.2 | 0.2 | 7 | Single Speed ASHP (7.5 HSPF2 14.3 SEER2) | Autosize |  |  |  |  | Electric |  |  | 35 | -30 |  |  | 0.075 | 4 | 0.075 | 4 | Heat_EZ_Sch_1 | Cool_EZ_Sch_1 | Electric Storage_50-gallon | DHW_EZ_Sch_1 | 3 | 0.75 | 0 | Gas | Gas | Yes | Yes | Yes | 0 | Misc_Elec_EZ_Sch_1 | 0
3 Occupant_USA_CO_Trinidad_Electric Storage_50-gallon | 3 Occupant_USA_CO_Trinidad | 4 | USA_CO_Trinidad-Stokes.AP.724645_TMYx.2004-2018 | 0 | 1900 | 1 | 9 | 1.2 | 4-12 (Low-Moderate Slope) | Pre-Defined Construction | Wood-Framed - 2x6 - 24 in OC - R-19 Cavity |  | Pre-Defined Construction | Attic w R49 Cavity and Shingle Roof |  | Pre-Defined Construction | Vented Crawlspace - R19 Cavity Insulation | [6 empty] | 0.388 | 0.4 | No | 0.2 | 0.2 | 0.2 | 0.2 | 7 | Single Speed ASHP (7.5 HSPF2 14.3 SEER2) | Autosize |  |  |  |  | Electric |  |  | 35 | -30 |  |  | 0.075 | 4 | 0.075 | 4 | Heat_EZ_Sch_1 | Cool_EZ_Sch_1 | Electric Storage_50-gallon | DHW_EZ_Sch_1 | 3 | 0.75 | 0 | Gas | Gas | Yes | Yes | Yes | 0 | Misc_Elec_EZ_Sch_1 | 0
3 Occupant_USA_CT_Bridgepo_Electric Storage_50-gallon | 3 Occupant_USA_CT_Bridgepo | 4 | USA_CT_Bridgeport-Sikorsky.Meml.AP.725040_TMYx.2004-2018 | 0 | 1900 | 1 | 9 | 1.2 | 4-12 (Low-Moderate Slope) | Pre-Defined Construction | Wood-Framed - 2x6 - 24 in OC - R-19 Cavity |  | Pre-Defined Construction | Attic w R49 Cavity and Shingle Roof |  | Pre-Defined Construction | Vented Crawlspace - R19 Cavity Insulation | [6 empty] | 0.388 | 0.4 | No | 0.2 | 0.2 | 0.2 | 0.2 | 7 | Single Speed ASHP (7.5 HSPF2 14.3 SEER2) | Autosize |  |  |  |  | Electric |  |  | 35 | -30 |  |  | 0.075 | 4 | 0.075 | 4 | Heat_EZ_Sch_1 | Cool_EZ_Sch_1 | Electric Storage_50-gallon | DHW_EZ_Sch_1 | 3 | 0.75 | 0 | Gas | Gas | Yes | Yes | Yes | 0 | Misc_Elec_EZ_Sch_1 | 0
3 Occupant_USA_DE_Wilmingt_Electric Storage_50-gallon | 3 Occupant_USA_DE_Wilmingt | 4 | USA_DE_Wilmington.AP.724180_TMYx.2004-2018 | 0 | 1900 | 1 | 9 | 1.2 | 4-12 (Low-Moderate Slope) | Pre-Defined Construction | Wood-Framed - 2x6 - 24 in OC - R-19 Cavity |  | Pre-Defined Construction | Attic w R49 Cavity and Shingle Roof |  | Pre-Defined Construction | Vented Crawlspace - R19 Cavity Insulation | [6 empty] | 0.388 | 0.4 | No | 0.2 | 0.2 | 0.2 | 0.2 | 7 | Single Speed ASHP (7.5 HSPF2 14.3 SEER2) | Autosize |  |  |  |  | Electric |  |  | 35 | -30 |  |  | 0.075 | 4 | 0.075 | 4 | Heat_EZ_Sch_1 | Cool_EZ_Sch_1 | Electric Storage_50-gallon | DHW_EZ_Sch_1 | 3 | 0.75 | 0 | Gas | Gas | Yes | Yes | Yes | 0 | Misc_Elec_EZ_Sch_1 | 0
3 Occupant_USA_FL_Fort.Mye_Electric Storage_50-gallon | 3 Occupant_USA_FL_Fort.Mye | 4 | USA_FL_Fort.Myers-Page.Field.AP.722106_TMYx.2004-2018 | 0 | 1900 | 1 | 9 | 1.2 | 4-12 (Low-Moderate Slope) | Pre-Defined Construction | Wood-Framed - 2x6 - 24 in OC - R-19 Cavity |  | Pre-Defined Construction | Attic w R49 Cavity and Shingle Roof |  | Pre-Defined Construction | Vented Crawlspace - R19 Cavity Insulation | [6 empty] | 0.388 | 0.4 | No | 0.2 | 0.2 | 0.2 | 0.2 | 7 | Single Speed ASHP (7.5 HSPF2 14.3 SEER2) | Autosize |  |  |  |  | Electric |  |  | 35 | -30 |  |  | 0.075 | 4 | 0.075 | 4 | Heat_EZ_Sch_1 | Cool_EZ_Sch_1 | Electric Storage_50-gallon | DHW_EZ_Sch_1 | 3 | 0.75 | 0 | Gas | Gas | Yes | Yes | Yes | 0 | Misc_Elec_EZ_Sch_1 | 0
3 Occupant_USA_FL_Jacksonv_Electric Storage_50-gallon | 3 Occupant_USA_FL_Jacksonv | 4 | USA_FL_Jacksonville.Intl.AP.722060_TMYx.2004-2018 | 0 | 1900 | 1 | 9 | 1.2 | 4-12 (Low-Moderate Slope) | Pre-Defined Construction | Wood-Framed - 2x6 - 24 in OC - R-19 Cavity |  | Pre-Defined Construction | Attic w R49 Cavity and Shingle Roof |  | Pre-Defined Construction | Vented Crawlspace - R19 Cavity Insulation | [6 empty] | 0.388 | 0.4 | No | 0.2 | 0.2 | 0.2 | 0.2 | 7 | Single Speed ASHP (7.5 HSPF2 14.3 SEER2) | Autosize |  |  |  |  | Electric |  |  | 35 | -30 |  |  | 0.075 | 4 | 0.075 | 4 | Heat_EZ_Sch_1 | Cool_EZ_Sch_1 | Electric Storage_50-gallon | DHW_EZ_Sch_1 | 3 | 0.75 | 0 | Gas | Gas | Yes | Yes | Yes | 0 | Misc_Elec_EZ_Sch_1 | 0
3 Occupant_USA_FL_Miami.Na_Electric Storage_50-gallon | 3 Occupant_USA_FL_Miami.Na | 4 | USA_FL_Miami.Natl.Hurricane.Center.722020_TMYx.2004-2018 | 0 | 1900 | 1 | 9 | 1.2 | 4-12 (Low-Moderate Slope) | Pre-Defined Construction | Wood-Framed - 2x6 - 24 in OC - R-19 Cavity |  | Pre-Defined Construction | Attic w R49 Cavity and Shingle Roof |  | Pre-Defined Construction | Vented Crawlspace - R19 Cavity Insulation | [6 empty] | 0.388 | 0.4 | No | 0.2 | 0.2 | 0.2 | 0.2 | 7 | Single Speed ASHP (7.5 HSPF2 14.3 SEER2) | Autosize |  |  |  |  | Electric |  |  | 35 | -30 |  |  | 0.075 | 4 | 0.075 | 4 | Heat_EZ_Sch_1 | Cool_EZ_Sch_1 | Electric Storage_50-gallon | DHW_EZ_Sch_1 | 3 | 0.75 | 0 | Gas | Gas | Yes | Yes | Yes | 0 | Misc_Elec_EZ_Sch_1 | 0
3 Occupant_USA_GA_Atlanta-_Electric Storage_50-gallon | 3 Occupant_USA_GA_Atlanta- | 4 | USA_GA_Atlanta-Hartsfield-Jackson.Intl.AP.722190_TMYx.2004-2018 | 0 | 1900 | 1 | 9 | 1.2 | 4-12 (Low-Moderate Slope) | Pre-Defined Construction | Wood-Framed - 2x6 - 24 in OC - R-19 Cavity |  | Pre-Defined Construction | Attic w R49 Cavity and Shingle Roof |  | Pre-Defined Construction | Vented Crawlspace - R19 Cavity Insulation | [6 empty] | 0.388 | 0.4 | No | 0.2 | 0.2 | 0.2 | 0.2 | 7 | Single Speed ASHP (7.5 HSPF2 14.3 SEER2) | Autosize |  |  |  |  | Electric |  |  | 35 | -30 |  |  | 0.075 | 4 | 0.075 | 4 | Heat_EZ_Sch_1 | Cool_EZ_Sch_1 | Electric Storage_50-gallon | DHW_EZ_Sch_1 | 3 | 0.75 | 0 | Gas | Gas | Yes | Yes | Yes | 0 | Misc_Elec_EZ_Sch_1 | 0
3 Occupant_USA_GA_Rome-Rus_Electric Storage_50-gallon | 3 Occupant_USA_GA_Rome-Rus | 4 | USA_GA_Rome-Russell.AP.723200_TMYx.2004-2018 | 0 | 1900 | 1 | 9 | 1.2 | 4-12 (Low-Moderate Slope) | Pre-Defined Construction | Wood-Framed - 2x6 - 24 in OC - R-19 Cavity |  | Pre-Defined Construction | Attic w R49 Cavity and Shingle Roof |  | Pre-Defined Construction | Vented Crawlspace - R19 Cavity Insulation | [6 empty] | 0.388 | 0.4 | No | 0.2 | 0.2 | 0.2 | 0.2 | 7 | Single Speed ASHP (7.5 HSPF2 14.3 SEER2) | Autosize |  |  |  |  | Electric |  |  | 35 | -30 |  |  | 0.075 | 4 | 0.075 | 4 | Heat_EZ_Sch_1 | Cool_EZ_Sch_1 | Electric Storage_50-gallon | DHW_EZ_Sch_1 | 3 | 0.75 | 0 | Gas | Gas | Yes | Yes | Yes | 0 | Misc_Elec_EZ_Sch_1 | 0
3 Occupant_USA_GA_Savannah_Electric Storage_50-gallon | 3 Occupant_USA_GA_Savannah | 4 | USA_GA_Savannah-Hilton.Head.Intl.AP.722070_TMYx.2004-2018 | 0 | 1900 | 1 | 9 | 1.2 | 4-12 (Low-Moderate Slope) | Pre-Defined Construction | Wood-Framed - 2x6 - 24 in OC - R-19 Cavity |  | Pre-Defined Construction | Attic w R49 Cavity and Shingle Roof |  | Pre-Defined Construction | Vented Crawlspace - R19 Cavity Insulation | [6 empty] | 0.388 | 0.4 | No | 0.2 | 0.2 | 0.2 | 0.2 | 7 | Single Speed ASHP (7.5 HSPF2 14.3 SEER2) | Autosize |  |  |  |  | Electric |  |  | 35 | -30 |  |  | 0.075 | 4 | 0.075 | 4 | Heat_EZ_Sch_1 | Cool_EZ_Sch_1 | Electric Storage_50-gallon | DHW_EZ_Sch_1 | 3 | 0.75 | 0 | Gas | Gas | Yes | Yes | Yes | 0 | Misc_Elec_EZ_Sch_1 | 0
3 Occupant_USA_IA_Des.Moin_Electric Storage_50-gallon | 3 Occupant_USA_IA_Des.Moin | 4 | USA_IA_Des.Moines.Intl.AP.725460_TMYx.2004-2018 | 0 | 1900 | 1 | 9 | 1.2 | 4-12 (Low-Moderate Slope) | Pre-Defined Construction | Wood-Framed - 2x6 - 24 in OC - R-19 Cavity |  | Pre-Defined Construction | Attic w R49 Cavity and Shingle Roof |  | Pre-Defined Construction | Vented Crawlspace - R19 Cavity Insulation | [6 empty] | 0.388 | 0.4 | No | 0.2 | 0.2 | 0.2 | 0.2 | 7 | Single Speed ASHP (7.5 HSPF2 14.3 SEER2) | Autosize |  |  |  |  | Electric |  |  | 35 | -30 |  |  | 0.075 | 4 | 0.075 | 4 | Heat_EZ_Sch_1 | Cool_EZ_Sch_1 | Electric Storage_50-gallon | DHW_EZ_Sch_1 | 3 | 0.75 | 0 | Gas | Gas | Yes | Yes | Yes | 0 | Misc_Elec_EZ_Sch_1 | 0
3 Occupant_USA_IA_Sioux.Ci_Electric Storage_50-gallon | 3 Occupant_USA_IA_Sioux.Ci | 4 | USA_IA_Sioux.City-Sioux.Gateway.AP.725570_TMYx.2004-2018 | 0 | 1900 | 1 | 9 | 1.2 | 4-12 (Low-Moderate Slope) | Pre-Defined Construction | Wood-Framed - 2x6 - 24 in OC - R-19 Cavity |  | Pre-Defined Construction | Attic w R49 Cavity and Shingle Roof |  | Pre-Defined Construction | Vented Crawlspace - R19 Cavity Insulation | [6 empty] | 0.388 | 0.4 | No | 0.2 | 0.2 | 0.2 | 0.2 | 7 | Single Speed ASHP (7.5 HSPF2 14.3 SEER2) | Autosize |  |  |  |  | Electric |  |  | 35 | -30 |  |  | 0.075 | 4 | 0.075 | 4 | Heat_EZ_Sch_1 | Cool_EZ_Sch_1 | Electric Storage_50-gallon | DHW_EZ_Sch_1 | 3 | 0.75 | 0 | Gas | Gas | Yes | Yes | Yes | 0 | Misc_Elec_EZ_Sch_1 | 0
3 Occupant_USA_ID_Boise.AP_Electric Storage_50-gallon | 3 Occupant_USA_ID_Boise.AP | 4 | USA_ID_Boise.AP-Gowen.Field.ANGB.726810_TMYx.2004-2018 | 0 | 1900 | 1 | 9 | 1.2 | 4-12 (Low-Moderate Slope) | Pre-Defined Construction | Wood-Framed - 2x6 - 24 in OC - R-19 Cavity |  | Pre-Defined Construction | Attic w R49 Cavity and Shingle Roof |  | Pre-Defined Construction | Vented Crawlspace - R19 Cavity Insulation | [6 empty] | 0.388 | 0.4 | No | 0.2 | 0.2 | 0.2 | 0.2 | 7 | Single Speed ASHP (7.5 HSPF2 14.3 SEER2) | Autosize |  |  |  |  | Electric |  |  | 35 | -30 |  |  | 0.075 | 4 | 0.075 | 4 | Heat_EZ_Sch_1 | Cool_EZ_Sch_1 | Electric Storage_50-gallon | DHW_EZ_Sch_1 | 3 | 0.75 | 0 | Gas | Gas | Yes | Yes | Yes | 0 | Misc_Elec_EZ_Sch_1 | 0
3 Occupant_USA_ID_Idaho.Fa_Electric Storage_50-gallon | 3 Occupant_USA_ID_Idaho.Fa | 4 | USA_ID_Idaho.Falls.Rgnl.AP-Fanning.Field.725785_TMYx.2004-2018 | 0 | 1900 | 1 | 9 | 1.2 | 4-12 (Low-Moderate Slope) | Pre-Defined Construction | Wood-Framed - 2x6 - 24 in OC - R-19 Cavity |  | Pre-Defined Construction | Attic w R49 Cavity and Shingle Roof |  | Pre-Defined Construction | Vented Crawlspace - R19 Cavity Insulation | [6 empty] | 0.388 | 0.4 | No | 0.2 | 0.2 | 0.2 | 0.2 | 7 | Single Speed ASHP (7.5 HSPF2 14.3 SEER2) | Autosize |  |  |  |  | Electric |  |  | 35 | -30 |  |  | 0.075 | 4 | 0.075 | 4 | Heat_EZ_Sch_1 | Cool_EZ_Sch_1 | Electric Storage_50-gallon | DHW_EZ_Sch_1 | 3 | 0.75 | 0 | Gas | Gas | Yes | Yes | Yes | 0 | Misc_Elec_EZ_Sch_1 | 0
3 Occupant_USA_IL_Bellevil_Electric Storage_50-gallon | 3 Occupant_USA_IL_Bellevil | 4 | USA_IL_Belleville-Scott.AFB-MidAmerica.St.Louis.AP.724338_TMYx.2004-2018 | 0 | 1900 | 1 | 9 | 1.2 | 4-12 (Low-Moderate Slope) | Pre-Defined Construction | Wood-Framed - 2x6 - 24 in OC - R-19 Cavity |  | Pre-Defined Construction | Attic w R49 Cavity and Shingle Roof |  | Pre-Defined Construction | Vented Crawlspace - R19 Cavity Insulation | [6 empty] | 0.388 | 0.4 | No | 0.2 | 0.2 | 0.2 | 0.2 | 7 | Single Speed ASHP (7.5 HSPF2 14.3 SEER2) | Autosize |  |  |  |  | Electric |  |  | 35 | -30 |  |  | 0.075 | 4 | 0.075 | 4 | Heat_EZ_Sch_1 | Cool_EZ_Sch_1 | Electric Storage_50-gallon | DHW_EZ_Sch_1 | 3 | 0.75 | 0 | Gas | Gas | Yes | Yes | Yes | 0 | Misc_Elec_EZ_Sch_1 | 0
3 Occupant_USA_IL_Chicago._Electric Storage_50-gallon | 3 Occupant_USA_IL_Chicago. | 4 | USA_IL_Chicago.Midway.Intl.AP.725340_TMYx.2004-2018 | 0 | 1900 | 1 | 9 | 1.2 | 4-12 (Low-Moderate Slope) | Pre-Defined Construction | Wood-Framed - 2x6 - 24 in OC - R-19 Cavity |  | Pre-Defined Construction | Attic w R49 Cavity and Shingle Roof |  | Pre-Defined Construction | Vented Crawlspace - R19 Cavity Insulation | [6 empty] | 0.388 | 0.4 | No | 0.2 | 0.2 | 0.2 | 0.2 | 7 | Single Speed ASHP (7.5 HSPF2 14.3 SEER2) | Autosize |  |  |  |  | Electric |  |  | 35 | -30 |  |  | 0.075 | 4 | 0.075 | 4 | Heat_EZ_Sch_1 | Cool_EZ_Sch_1 | Electric Storage_50-gallon | DHW_EZ_Sch_1 | 3 | 0.75 | 0 | Gas | Gas | Yes | Yes | Yes | 0 | Misc_Elec_EZ_Sch_1 | 0
3 Occupant_USA_IN_Evansvil_Electric Storage_50-gallon | 3 Occupant_USA_IN_Evansvil | 4 | USA_IN_Evansville.Rgnl.AP.724320_TMYx.2004-2018 | 0 | 1900 | 1 | 9 | 1.2 | 4-12 (Low-Moderate Slope) | Pre-Defined Construction | Wood-Framed - 2x6 - 24 in OC - R-19 Cavity |  | Pre-Defined Construction | Attic w R49 Cavity and Shingle Roof |  | Pre-Defined Construction | Vented Crawlspace - R19 Cavity Insulation | [6 empty] | 0.388 | 0.4 | No | 0.2 | 0.2 | 0.2 | 0.2 | 7 | Single Speed ASHP (7.5 HSPF2 14.3 SEER2) | Autosize |  |  |  |  | Electric |  |  | 35 | -30 |  |  | 0.075 | 4 | 0.075 | 4 | Heat_EZ_Sch_1 | Cool_EZ_Sch_1 | Electric Storage_50-gallon | DHW_EZ_Sch_1 | 3 | 0.75 | 0 | Gas | Gas | Yes | Yes | Yes | 0 | Misc_Elec_EZ_Sch_1 | 0
3 Occupant_USA_IN_Indianap_Electric Storage_50-gallon | 3 Occupant_USA_IN_Indianap | 4 | USA_IN_Indianapolis.Intl.AP.724380_TMYx.2004-2018 | 0 | 1900 | 1 | 9 | 1.2 | 4-12 (Low-Moderate Slope) | Pre-Defined Construction | Wood-Framed - 2x6 - 24 in OC - R-19 Cavity |  | Pre-Defined Construction | Attic w R49 Cavity and Shingle Roof |  | Pre-Defined Construction | Vented Crawlspace - R19 Cavity Insulation | [6 empty] | 0.388 | 0.4 | No | 0.2 | 0.2 | 0.2 | 0.2 | 7 | Single Speed ASHP (7.5 HSPF2 14.3 SEER2) | Autosize |  |  |  |  | Electric |  |  | 35 | -30 |  |  | 0.075 | 4 | 0.075 | 4 | Heat_EZ_Sch_1 | Cool_EZ_Sch_1 | Electric Storage_50-gallon | DHW_EZ_Sch_1 | 3 | 0.75 | 0 | Gas | Gas | Yes | Yes | Yes | 0 | Misc_Elec_EZ_Sch_1 | 0
3 Occupant_USA_KS_Hays.Rgn_Electric Storage_50-gallon | 3 Occupant_USA_KS_Hays.Rgn | 4 | USA_KS_Hays.Rgnl.AP.724518_TMYx.2004-2018 | 0 | 1900 | 1 | 9 | 1.2 | 4-12 (Low-Moderate Slope) | Pre-Defined Construction | Wood-Framed - 2x6 - 24 in OC - R-19 Cavity |  | Pre-Defined Construction | Attic w R49 Cavity and Shingle Roof |  | Pre-Defined Construction | Vented Crawlspace - R19 Cavity Insulation | [6 empty] | 0.388 | 0.4 | No | 0.2 | 0.2 | 0.2 | 0.2 | 7 | Single Speed ASHP (7.5 HSPF2 14.3 SEER2) | Autosize |  |  |  |  | Electric |  |  | 35 | -30 |  |  | 0.075 | 4 | 0.075 | 4 | Heat_EZ_Sch_1 | Cool_EZ_Sch_1 | Electric Storage_50-gallon | DHW_EZ_Sch_1 | 3 | 0.75 | 0 | Gas | Gas | Yes | Yes | Yes | 0 | Misc_Elec_EZ_Sch_1 | 0
3 Occupant_USA_KS_Wichita._Electric Storage_50-gallon | 3 Occupant_USA_KS_Wichita. | 4 | USA_KS_Wichita.Eisenhower.Natl.AP.724500_TMYx.2004-2018 | 0 | 1900 | 1 | 9 | 1.2 | 4-12 (Low-Moderate Slope) | Pre-Defined Construction | Wood-Framed - 2x6 - 24 in OC - R-19 Cavity |  | Pre-Defined Construction | Attic w R49 Cavity and Shingle Roof |  | Pre-Defined Construction | Vented Crawlspace - R19 Cavity Insulation | [6 empty] | 0.388 | 0.4 | No | 0.2 | 0.2 | 0.2 | 0.2 | 7 | Single Speed ASHP (7.5 HSPF2 14.3 SEER2) | Autosize |  |  |  |  | Electric |  |  | 35 | -30 |  |  | 0.075 | 4 | 0.075 | 4 | Heat_EZ_Sch_1 | Cool_EZ_Sch_1 | Electric Storage_50-gallon | DHW_EZ_Sch_1 | 3 | 0.75 | 0 | Gas | Gas | Yes | Yes | Yes | 0 | Misc_Elec_EZ_Sch_1 | 0
3 Occupant_USA_KY_Louisvil_Electric Storage_50-gallon | 3 Occupant_USA_KY_Louisvil | 4 | USA_KY_Louisville-Bowman.Rgnl.AP.724235_TMYx.2004-2018 | 0 | 1900 | 1 | 9 | 1.2 | 4-12 (Low-Moderate Slope) | Pre-Defined Construction | Wood-Framed - 2x6 - 24 in OC - R-19 Cavity |  | Pre-Defined Construction | Attic w R49 Cavity and Shingle Roof |  | Pre-Defined Construction | Vented Crawlspace - R19 Cavity Insulation | [6 empty] | 0.388 | 0.4 | No | 0.2 | 0.2 | 0.2 | 0.2 | 7 | Single Speed ASHP (7.5 HSPF2 14.3 SEER2) | Autosize |  |  |  |  | Electric |  |  | 35 | -30 |  |  | 0.075 | 4 | 0.075 | 4 | Heat_EZ_Sch_1 | Cool_EZ_Sch_1 | Electric Storage_50-gallon | DHW_EZ_Sch_1 | 3 | 0.75 | 0 | Gas | Gas | Yes | Yes | Yes | 0 | Misc_Elec_EZ_Sch_1 | 0
3 Occupant_USA_LA_New.Orle_Electric Storage_50-gallon | 3 Occupant_USA_LA_New.Orle | 4 | USA_LA_New.Orleans-Armstrong.Intl.AP.722310_TMYx.2004-2018 | 0 | 1900 | 1 | 9 | 1.2 | 4-12 (Low-Moderate Slope) | Pre-Defined Construction | Wood-Framed - 2x6 - 24 in OC - R-19 Cavity |  | Pre-Defined Construction | Attic w R49 Cavity and Shingle Roof |  | Pre-Defined Construction | Vented Crawlspace - R19 Cavity Insulation | [6 empty] | 0.388 | 0.4 | No | 0.2 | 0.2 | 0.2 | 0.2 | 7 | Single Speed ASHP (7.5 HSPF2 14.3 SEER2) | Autosize |  |  |  |  | Electric |  |  | 35 | -30 |  |  | 0.075 | 4 | 0.075 | 4 | Heat_EZ_Sch_1 | Cool_EZ_Sch_1 | Electric Storage_50-gallon | DHW_EZ_Sch_1 | 3 | 0.75 | 0 | Gas | Gas | Yes | Yes | Yes | 0 | Misc_Elec_EZ_Sch_1 | 0
3 Occupant_USA_LA_Shrevepo_Electric Storage_50-gallon | 3 Occupant_USA_LA_Shrevepo | 4 | USA_LA_Shreveport.Downtown.AP.722484_TMYx.2004-2018 | 0 | 1900 | 1 | 9 | 1.2 | 4-12 (Low-Moderate Slope) | Pre-Defined Construction | Wood-Framed - 2x6 - 24 in OC - R-19 Cavity |  | Pre-Defined Construction | Attic w R49 Cavity and Shingle Roof |  | Pre-Defined Construction | Vented Crawlspace - R19 Cavity Insulation | [6 empty] | 0.388 | 0.4 | No | 0.2 | 0.2 | 0.2 | 0.2 | 7 | Single Speed ASHP (7.5 HSPF2 14.3 SEER2) | Autosize |  |  |  |  | Electric |  |  | 35 | -30 |  |  | 0.075 | 4 | 0.075 | 4 | Heat_EZ_Sch_1 | Cool_EZ_Sch_1 | Electric Storage_50-gallon | DHW_EZ_Sch_1 | 3 | 0.75 | 0 | Gas | Gas | Yes | Yes | Yes | 0 | Misc_Elec_EZ_Sch_1 | 0
3 Occupant_USA_MA_Boston-L_Electric Storage_50-gallon | 3 Occupant_USA_MA_Boston-L | 4 | USA_MA_Boston-Logan.Intl.AP.725090_TMYx.2004-2018 | 0 | 1900 | 1 | 9 | 1.2 | 4-12 (Low-Moderate Slope) | Pre-Defined Construction | Wood-Framed - 2x6 - 24 in OC - R-19 Cavity |  | Pre-Defined Construction | Attic w R49 Cavity and Shingle Roof |  | Pre-Defined Construction | Vented Crawlspace - R19 Cavity Insulation | [6 empty] | 0.388 | 0.4 | No | 0.2 | 0.2 | 0.2 | 0.2 | 7 | Single Speed ASHP (7.5 HSPF2 14.3 SEER2) | Autosize |  |  |  |  | Electric |  |  | 35 | -30 |  |  | 0.075 | 4 | 0.075 | 4 | Heat_EZ_Sch_1 | Cool_EZ_Sch_1 | Electric Storage_50-gallon | DHW_EZ_Sch_1 | 3 | 0.75 | 0 | Gas | Gas | Yes | Yes | Yes | 0 | Misc_Elec_EZ_Sch_1 | 0
3 Occupant_USA_MD_Baltimor_Electric Storage_50-gallon | 3 Occupant_USA_MD_Baltimor | 4 | USA_MD_Baltimore-Washington.Intl-Marshall.AP.724060_TMYx.2004-2018 | 0 | 1900 | 1 | 9 | 1.2 | 4-12 (Low-Moderate Slope) | Pre-Defined Construction | Wood-Framed - 2x6 - 24 in OC - R-19 Cavity |  | Pre-Defined Construction | Attic w R49 Cavity and Shingle Roof |  | Pre-Defined Construction | Vented Crawlspace - R19 Cavity Insulation | [6 empty] | 0.388 | 0.4 | No | 0.2 | 0.2 | 0.2 | 0.2 | 7 | Single Speed ASHP (7.5 HSPF2 14.3 SEER2) | Autosize |  |  |  |  | Electric |  |  | 35 | -30 |  |  | 0.075 | 4 | 0.075 | 4 | Heat_EZ_Sch_1 | Cool_EZ_Sch_1 | Electric Storage_50-gallon | DHW_EZ_Sch_1 | 3 | 0.75 | 0 | Gas | Gas | Yes | Yes | Yes | 0 | Misc_Elec_EZ_Sch_1 | 0
3 Occupant_USA_ME_Portland_Electric Storage_50-gallon | 3 Occupant_USA_ME_Portland | 4 | USA_ME_Portland.Intl.Jetport.726060_TMYx.2004-2018 | 0 | 1900 | 1 | 9 | 1.2 | 4-12 (Low-Moderate Slope) | Pre-Defined Construction | Wood-Framed - 2x6 - 24 in OC - R-19 Cavity |  | Pre-Defined Construction | Attic w R49 Cavity and Shingle Roof |  | Pre-Defined Construction | Vented Crawlspace - R19 Cavity Insulation | [6 empty] | 0.388 | 0.4 | No | 0.2 | 0.2 | 0.2 | 0.2 | 7 | Single Speed ASHP (7.5 HSPF2 14.3 SEER2) | Autosize |  |  |  |  | Electric |  |  | 35 | -30 |  |  | 0.075 | 4 | 0.075 | 4 | Heat_EZ_Sch_1 | Cool_EZ_Sch_1 | Electric Storage_50-gallon | DHW_EZ_Sch_1 | 3 | 0.75 | 0 | Gas | Gas | Yes | Yes | Yes | 0 | Misc_Elec_EZ_Sch_1 | 0
3 Occupant_USA_ME_Presque._Electric Storage_50-gallon | 3 Occupant_USA_ME_Presque. | 4 | USA_ME_Presque.Isle.Intl.AP.727130_TMYx.2004-2018 | 0 | 1900 | 1 | 9 | 1.2 | 4-12 (Low-Moderate Slope) | Pre-Defined Construction | Wood-Framed - 2x6 - 24 in OC - R-19 Cavity |  | Pre-Defined Construction | Attic w R49 Cavity and Shingle Roof |  | Pre-Defined Construction | Vented Crawlspace - R19 Cavity Insulation | [6 empty] | 0.388 | 0.4 | No | 0.2 | 0.2 | 0.2 | 0.2 | 7 | Single Speed ASHP (7.5 HSPF2 14.3 SEER2) | Autosize |  |  |  |  | Electric |  |  | 35 | -30 |  |  | 0.075 | 4 | 0.075 | 4 | Heat_EZ_Sch_1 | Cool_EZ_Sch_1 | Electric Storage_50-gallon | DHW_EZ_Sch_1 | 3 | 0.75 | 0 | Gas | Gas | Yes | Yes | Yes | 0 | Misc_Elec_EZ_Sch_1 | 0
3 Occupant_USA_MI_Detroit-_Electric Storage_50-gallon | 3 Occupant_USA_MI_Detroit- | 4 | USA_MI_Detroit-Young.Intl.AP.725375_TMYx.2004-2018 | 0 | 1900 | 1 | 9 | 1.2 | 4-12 (Low-Moderate Slope) | Pre-Defined Construction | Wood-Framed - 2x6 - 24 in OC - R-19 Cavity |  | Pre-Defined Construction | Attic w R49 Cavity and Shingle Roof |  | Pre-Defined Construction | Vented Crawlspace - R19 Cavity Insulation | [6 empty] | 0.388 | 0.4 | No | 0.2 | 0.2 | 0.2 | 0.2 | 7 | Single Speed ASHP (7.5 HSPF2 14.3 SEER2) | Autosize |  |  |  |  | Electric |  |  | 35 | -30 |  |  | 0.075 | 4 | 0.075 | 4 | Heat_EZ_Sch_1 | Cool_EZ_Sch_1 | Electric Storage_50-gallon | DHW_EZ_Sch_1 | 3 | 0.75 | 0 | Gas | Gas | Yes | Yes | Yes | 0 | Misc_Elec_EZ_Sch_1 | 0
3 Occupant_USA_MI_Houghton_Electric Storage_50-gallon | 3 Occupant_USA_MI_Houghton | 4 | USA_MI_Houghton.Lake-Roscommon.County.AP.726380_TMYx.2004-2018 | 0 | 1900 | 1 | 9 | 1.2 | 4-12 (Low-Moderate Slope) | Pre-Defined Construction | Wood-Framed - 2x6 - 24 in OC - R-19 Cavity |  | Pre-Defined Construction | Attic w R49 Cavity and Shingle Roof |  | Pre-Defined Construction | Vented Crawlspace - R19 Cavity Insulation | [6 empty] | 0.388 | 0.4 | No | 0.2 | 0.2 | 0.2 | 0.2 | 7 | Single Speed ASHP (7.5 HSPF2 14.3 SEER2) | Autosize |  |  |  |  | Electric |  |  | 35 | -30 |  |  | 0.075 | 4 | 0.075 | 4 | Heat_EZ_Sch_1 | Cool_EZ_Sch_1 | Electric Storage_50-gallon | DHW_EZ_Sch_1 | 3 | 0.75 | 0 | Gas | Gas | Yes | Yes | Yes | 0 | Misc_Elec_EZ_Sch_1 | 0
3 Occupant_USA_MI_Traverse_Electric Storage_50-gallon | 3 Occupant_USA_MI_Traverse | 4 | USA_MI_Traverse.City-Cherry.Capital.AP.726387_TMYx.2004-2018 | 0 | 1900 | 1 | 9 | 1.2 | 4-12 (Low-Moderate Slope) | Pre-Defined Construction | Wood-Framed - 2x6 - 24 in OC - R-19 Cavity |  | Pre-Defined Construction | Attic w R49 Cavity and Shingle Roof |  | Pre-Defined Construction | Vented Crawlspace - R19 Cavity Insulation | [6 empty] | 0.388 | 0.4 | No | 0.2 | 0.2 | 0.2 | 0.2 | 7 | Single Speed ASHP (7.5 HSPF2 14.3 SEER2) | Autosize |  |  |  |  | Electric |  |  | 35 | -30 |  |  | 0.075 | 4 | 0.075 | 4 | Heat_EZ_Sch_1 | Cool_EZ_Sch_1 | Electric Storage_50-gallon | DHW_EZ_Sch_1 | 3 | 0.75 | 0 | Gas | Gas | Yes | Yes | Yes | 0 | Misc_Elec_EZ_Sch_1 | 0
3 Occupant_USA_MN_Duluth.I_Electric Storage_50-gallon | 3 Occupant_USA_MN_Duluth.I | 4 | USA_MN_Duluth.Intl.AP-Duluth.ANGB.727450_TMYx.2004-2018 | 0 | 1900 | 1 | 9 | 1.2 | 4-12 (Low-Moderate Slope) | Pre-Defined Construction | Wood-Framed - 2x6 - 24 in OC - R-19 Cavity |  | Pre-Defined Construction | Attic w R49 Cavity and Shingle Roof |  | Pre-Defined Construction | Vented Crawlspace - R19 Cavity Insulation | [6 empty] | 0.388 | 0.4 | No | 0.2 | 0.2 | 0.2 | 0.2 | 7 | Single Speed ASHP (7.5 HSPF2 14.3 SEER2) | Autosize |  |  |  |  | Electric |  |  | 35 | -30 |  |  | 0.075 | 4 | 0.075 | 4 | Heat_EZ_Sch_1 | Cool_EZ_Sch_1 | Electric Storage_50-gallon | DHW_EZ_Sch_1 | 3 | 0.75 | 0 | Gas | Gas | Yes | Yes | Yes | 0 | Misc_Elec_EZ_Sch_1 | 0
3 Occupant_USA_MN_Minneapo_Electric Storage_50-gallon | 3 Occupant_USA_MN_Minneapo | 4 | USA_MN_Minneapolis-St.Paul.Intl.AP.726580_TMYx.2004-2018 | 0 | 1900 | 1 | 9 | 1.2 | 4-12 (Low-Moderate Slope) | Pre-Defined Construction | Wood-Framed - 2x6 - 24 in OC - R-19 Cavity |  | Pre-Defined Construction | Attic w R49 Cavity and Shingle Roof |  | Pre-Defined Construction | Vented Crawlspace - R19 Cavity Insulation | [6 empty] | 0.388 | 0.4 | No | 0.2 | 0.2 | 0.2 | 0.2 | 7 | Single Speed ASHP (7.5 HSPF2 14.3 SEER2) | Autosize |  |  |  |  | Electric |  |  | 35 | -30 |  |  | 0.075 | 4 | 0.075 | 4 | Heat_EZ_Sch_1 | Cool_EZ_Sch_1 | Electric Storage_50-gallon | DHW_EZ_Sch_1 | 3 | 0.75 | 0 | Gas | Gas | Yes | Yes | Yes | 0 | Misc_Elec_EZ_Sch_1 | 0
3 Occupant_USA_MO_Kansas.C_Electric Storage_50-gallon | 3 Occupant_USA_MO_Kansas.C | 4 | USA_MO_Kansas.City-Wheeler.Downtown.AP.724463_TMYx.2004-2018 | 0 | 1900 | 1 | 9 | 1.2 | 4-12 (Low-Moderate Slope) | Pre-Defined Construction | Wood-Framed - 2x6 - 24 in OC - R-19 Cavity |  | Pre-Defined Construction | Attic w R49 Cavity and Shingle Roof |  | Pre-Defined Construction | Vented Crawlspace - R19 Cavity Insulation | [6 empty] | 0.388 | 0.4 | No | 0.2 | 0.2 | 0.2 | 0.2 | 7 | Single Speed ASHP (7.5 HSPF2 14.3 SEER2) | Autosize |  |  |  |  | Electric |  |  | 35 | -30 |  |  | 0.075 | 4 | 0.075 | 4 | Heat_EZ_Sch_1 | Cool_EZ_Sch_1 | Electric Storage_50-gallon | DHW_EZ_Sch_1 | 3 | 0.75 | 0 | Gas | Gas | Yes | Yes | Yes | 0 | Misc_Elec_EZ_Sch_1 | 0
3 Occupant_USA_MO_St.Josep_Electric Storage_50-gallon | 3 Occupant_USA_MO_St.Josep | 4 | USA_MO_St.Joseph-Rosecrans.Meml.AP.724490_TMYx.2004-2018 | 0 | 1900 | 1 | 9 | 1.2 | 4-12 (Low-Moderate Slope) | Pre-Defined Construction | Wood-Framed - 2x6 - 24 in OC - R-19 Cavity |  | Pre-Defined Construction | Attic w R49 Cavity and Shingle Roof |  | Pre-Defined Construction | Vented Crawlspace - R19 Cavity Insulation | [6 empty] | 0.388 | 0.4 | No | 0.2 | 0.2 | 0.2 | 0.2 | 7 | Single Speed ASHP (7.5 HSPF2 14.3 SEER2) | Autosize |  |  |  |  | Electric |  |  | 35 | -30 |  |  | 0.075 | 4 | 0.075 | 4 | Heat_EZ_Sch_1 | Cool_EZ_Sch_1 | Electric Storage_50-gallon | DHW_EZ_Sch_1 | 3 | 0.75 | 0 | Gas | Gas | Yes | Yes | Yes | 0 | Misc_Elec_EZ_Sch_1 | 0
3 Occupant_USA_MS_Gulfport_Electric Storage_50-gallon | 3 Occupant_USA_MS_Gulfport | 4 | USA_MS_Gulfport-Biloxi.Intl.AP.747570_TMYx.2004-2018 | 0 | 1900 | 1 | 9 | 1.2 | 4-12 (Low-Moderate Slope) | Pre-Defined Construction | Wood-Framed - 2x6 - 24 in OC - R-19 Cavity |  | Pre-Defined Construction | Attic w R49 Cavity and Shingle Roof |  | Pre-Defined Construction | Vented Crawlspace - R19 Cavity Insulation | [6 empty] | 0.388 | 0.4 | No | 0.2 | 0.2 | 0.2 | 0.2 | 7 | Single Speed ASHP (7.5 HSPF2 14.3 SEER2) | Autosize |  |  |  |  | Electric |  |  | 35 | -30 |  |  | 0.075 | 4 | 0.075 | 4 | Heat_EZ_Sch_1 | Cool_EZ_Sch_1 | Electric Storage_50-gallon | DHW_EZ_Sch_1 | 3 | 0.75 | 0 | Gas | Gas | Yes | Yes | Yes | 0 | Misc_Elec_EZ_Sch_1 | 0
3 Occupant_USA_MS_Jackson-_Electric Storage_50-gallon | 3 Occupant_USA_MS_Jackson- | 4 | USA_MS_Jackson-Evers.Intl.AP.722350_TMYx.2004-2018 | 0 | 1900 | 1 | 9 | 1.2 | 4-12 (Low-Moderate Slope) | Pre-Defined Construction | Wood-Framed - 2x6 - 24 in OC - R-19 Cavity |  | Pre-Defined Construction | Attic w R49 Cavity and Shingle Roof |  | Pre-Defined Construction | Vented Crawlspace - R19 Cavity Insulation | [6 empty] | 0.388 | 0.4 | No | 0.2 | 0.2 | 0.2 | 0.2 | 7 | Single Speed ASHP (7.5 HSPF2 14.3 SEER2) | Autosize |  |  |  |  | Electric |  |  | 35 | -30 |  |  | 0.075 | 4 | 0.075 | 4 | Heat_EZ_Sch_1 | Cool_EZ_Sch_1 | Electric Storage_50-gallon | DHW_EZ_Sch_1 | 3 | 0.75 | 0 | Gas | Gas | Yes | Yes | Yes | 0 | Misc_Elec_EZ_Sch_1 | 0
3 Occupant_USA_MT_Billings_Electric Storage_50-gallon | 3 Occupant_USA_MT_Billings | 4 | USA_MT_Billings.Logan.Intl.AP.726770_TMYx.2004-2018 | 0 | 1900 | 1 | 9 | 1.2 | 4-12 (Low-Moderate Slope) | Pre-Defined Construction | Wood-Framed - 2x6 - 24 in OC - R-19 Cavity |  | Pre-Defined Construction | Attic w R49 Cavity and Shingle Roof |  | Pre-Defined Construction | Vented Crawlspace - R19 Cavity Insulation | [6 empty] | 0.388 | 0.4 | No | 0.2 | 0.2 | 0.2 | 0.2 | 7 | Single Speed ASHP (7.5 HSPF2 14.3 SEER2) | Autosize |  |  |  |  | Electric |  |  | 35 | -30 |  |  | 0.075 | 4 | 0.075 | 4 | Heat_EZ_Sch_1 | Cool_EZ_Sch_1 | Electric Storage_50-gallon | DHW_EZ_Sch_1 | 3 | 0.75 | 0 | Gas | Gas | Yes | Yes | Yes | 0 | Misc_Elec_EZ_Sch_1 | 0
3 Occupant_USA_NC_Charlott_Electric Storage_50-gallon | 3 Occupant_USA_NC_Charlott | 4 | USA_NC_Charlotte.Douglas.Intl.AP.723140_TMYx.2004-2018 | 0 | 1900 | 1 | 9 | 1.2 | 4-12 (Low-Moderate Slope) | Pre-Defined Construction | Wood-Framed - 2x6 - 24 in OC - R-19 Cavity |  | Pre-Defined Construction | Attic w R49 Cavity and Shingle Roof |  | Pre-Defined Construction | Vented Crawlspace - R19 Cavity Insulation | [6 empty] | 0.388 | 0.4 | No | 0.2 | 0.2 | 0.2 | 0.2 | 7 | Single Speed ASHP (7.5 HSPF2 14.3 SEER2) | Autosize |  |  |  |  | Electric |  |  | 35 | -30 |  |  | 0.075 | 4 | 0.075 | 4 | Heat_EZ_Sch_1 | Cool_EZ_Sch_1 | Electric Storage_50-gallon | DHW_EZ_Sch_1 | 3 | 0.75 | 0 | Gas | Gas | Yes | Yes | Yes | 0 | Misc_Elec_EZ_Sch_1 | 0
3 Occupant_USA_NC_Raleigh-_Electric Storage_50-gallon | 3 Occupant_USA_NC_Raleigh- | 4 | USA_NC_Raleigh-Durham.Intl.AP.723060_TMYx.2004-2018 | 0 | 1900 | 1 | 9 | 1.2 | 4-12 (Low-Moderate Slope) | Pre-Defined Construction | Wood-Framed - 2x6 - 24 in OC - R-19 Cavity |  | Pre-Defined Construction | Attic w R49 Cavity and Shingle Roof |  | Pre-Defined Construction | Vented Crawlspace - R19 Cavity Insulation | [6 empty] | 0.388 | 0.4 | No | 0.2 | 0.2 | 0.2 | 0.2 | 7 | Single Speed ASHP (7.5 HSPF2 14.3 SEER2) | Autosize |  |  |  |  | Electric |  |  | 35 | -30 |  |  | 0.075 | 4 | 0.075 | 4 | Heat_EZ_Sch_1 | Cool_EZ_Sch_1 | Electric Storage_50-gallon | DHW_EZ_Sch_1 | 3 | 0.75 | 0 | Gas | Gas | Yes | Yes | Yes | 0 | Misc_Elec_EZ_Sch_1 | 0
3 Occupant_USA_ND_Bismarck_Electric Storage_50-gallon | 3 Occupant_USA_ND_Bismarck | 4 | USA_ND_Bismarck.Muni.AP.727640_TMYx.2004-2018 | 0 | 1900 | 1 | 9 | 1.2 | 4-12 (Low-Moderate Slope) | Pre-Defined Construction | Wood-Framed - 2x6 - 24 in OC - R-19 Cavity |  | Pre-Defined Construction | Attic w R49 Cavity and Shingle Roof |  | Pre-Defined Construction | Vented Crawlspace - R19 Cavity Insulation | [6 empty] | 0.388 | 0.4 | No | 0.2 | 0.2 | 0.2 | 0.2 | 7 | Single Speed ASHP (7.5 HSPF2 14.3 SEER2) | Autosize |  |  |  |  | Electric |  |  | 35 | -30 |  |  | 0.075 | 4 | 0.075 | 4 | Heat_EZ_Sch_1 | Cool_EZ_Sch_1 | Electric Storage_50-gallon | DHW_EZ_Sch_1 | 3 | 0.75 | 0 | Gas | Gas | Yes | Yes | Yes | 0 | Misc_Elec_EZ_Sch_1 | 0
3 Occupant_USA_ND_Fargo-He_Electric Storage_50-gallon | 3 Occupant_USA_ND_Fargo-He | 4 | USA_ND_Fargo-Hector.Intl.AP.727530_TMYx.2004-2018 | 0 | 1900 | 1 | 9 | 1.2 | 4-12 (Low-Moderate Slope) | Pre-Defined Construction | Wood-Framed - 2x6 - 24 in OC - R-19 Cavity |  | Pre-Defined Construction | Attic w R49 Cavity and Shingle Roof |  | Pre-Defined Construction | Vented Crawlspace - R19 Cavity Insulation | [6 empty] | 0.388 | 0.4 | No | 0.2 | 0.2 | 0.2 | 0.2 | 7 | Single Speed ASHP (7.5 HSPF2 14.3 SEER2) | Autosize |  |  |  |  | Electric |  |  | 35 | -30 |  |  | 0.075 | 4 | 0.075 | 4 | Heat_EZ_Sch_1 | Cool_EZ_Sch_1 | Electric Storage_50-gallon | DHW_EZ_Sch_1 | 3 | 0.75 | 0 | Gas | Gas | Yes | Yes | Yes | 0 | Misc_Elec_EZ_Sch_1 | 0
3 Occupant_USA_NE_Omaha-Mi_Electric Storage_50-gallon | 3 Occupant_USA_NE_Omaha-Mi | 4 | USA_NE_Omaha-Millard.AP.720308_TMYx.2004-2018 | 0 | 1900 | 1 | 9 | 1.2 | 4-12 (Low-Moderate Slope) | Pre-Defined Construction | Wood-Framed - 2x6 - 24 in OC - R-19 Cavity |  | Pre-Defined Construction | Attic w R49 Cavity and Shingle Roof |  | Pre-Defined Construction | Vented Crawlspace - R19 Cavity Insulation | [6 empty] | 0.388 | 0.4 | No | 0.2 | 0.2 | 0.2 | 0.2 | 7 | Single Speed ASHP (7.5 HSPF2 14.3 SEER2) | Autosize |  |  |  |  | Electric |  |  | 35 | -30 |  |  | 0.075 | 4 | 0.075 | 4 | Heat_EZ_Sch_1 | Cool_EZ_Sch_1 | Electric Storage_50-gallon | DHW_EZ_Sch_1 | 3 | 0.75 | 0 | Gas | Gas | Yes | Yes | Yes | 0 | Misc_Elec_EZ_Sch_1 | 0
3 Occupant_USA_NH_Concord._Electric Storage_50-gallon | 3 Occupant_USA_NH_Concord. | 4 | USA_NH_Concord.Muni.AP.726050_TMYx.2004-2018 | 0 | 1900 | 1 | 9 | 1.2 | 4-12 (Low-Moderate Slope) | Pre-Defined Construction | Wood-Framed - 2x6 - 24 in OC - R-19 Cavity |  | Pre-Defined Construction | Attic w R49 Cavity and Shingle Roof |  | Pre-Defined Construction | Vented Crawlspace - R19 Cavity Insulation | [6 empty] | 0.388 | 0.4 | No | 0.2 | 0.2 | 0.2 | 0.2 | 7 | Single Speed ASHP (7.5 HSPF2 14.3 SEER2) | Autosize |  |  |  |  | Electric |  |  | 35 | -30 |  |  | 0.075 | 4 | 0.075 | 4 | Heat_EZ_Sch_1 | Cool_EZ_Sch_1 | Electric Storage_50-gallon | DHW_EZ_Sch_1 | 3 | 0.75 | 0 | Gas | Gas | Yes | Yes | Yes | 0 | Misc_Elec_EZ_Sch_1 | 0
3 Occupant_USA_NH_Manchest_Electric Storage_50-gallon | 3 Occupant_USA_NH_Manchest | 4 | USA_NH_Manchester-Boston.Rgnl.AP.743945_TMYx.2004-2018 | 0 | 1900 | 1 | 9 | 1.2 | 4-12 (Low-Moderate Slope) | Pre-Defined Construction | Wood-Framed - 2x6 - 24 in OC - R-19 Cavity |  | Pre-Defined Construction | Attic w R49 Cavity and Shingle Roof |  | Pre-Defined Construction | Vented Crawlspace - R19 Cavity Insulation | [6 empty] | 0.388 | 0.4 | No | 0.2 | 0.2 | 0.2 | 0.2 | 7 | Single Speed ASHP (7.5 HSPF2 14.3 SEER2) | Autosize |  |  |  |  | Electric |  |  | 35 | -30 |  |  | 0.075 | 4 | 0.075 | 4 | Heat_EZ_Sch_1 | Cool_EZ_Sch_1 | Electric Storage_50-gallon | DHW_EZ_Sch_1 | 3 | 0.75 | 0 | Gas | Gas | Yes | Yes | Yes | 0 | Misc_Elec_EZ_Sch_1 | 0
3 Occupant_USA_NJ_Newark.L_Electric Storage_50-gallon | 3 Occupant_USA_NJ_Newark.L | 4 | USA_NJ_Newark.Liberty.Intl.AP.725020_TMYx.2004-2018 | 0 | 1900 | 1 | 9 | 1.2 | 4-12 (Low-Moderate Slope) | Pre-Defined Construction | Wood-Framed - 2x6 - 24 in OC - R-19 Cavity |  | Pre-Defined Construction | Attic w R49 Cavity and Shingle Roof |  | Pre-Defined Construction | Vented Crawlspace - R19 Cavity Insulation | [6 empty] | 0.388 | 0.4 | No | 0.2 | 0.2 | 0.2 | 0.2 | 7 | Single Speed ASHP (7.5 HSPF2 14.3 SEER2) | Autosize |  |  |  |  | Electric |  |  | 35 | -30 |  |  | 0.075 | 4 | 0.075 | 4 | Heat_EZ_Sch_1 | Cool_EZ_Sch_1 | Electric Storage_50-gallon | DHW_EZ_Sch_1 | 3 | 0.75 | 0 | Gas | Gas | Yes | Yes | Yes | 0 | Misc_Elec_EZ_Sch_1 | 0
3 Occupant_USA_NJ_Trenton-_Electric Storage_50-gallon | 3 Occupant_USA_NJ_Trenton- | 4 | USA_NJ_Trenton-Mercer.AP.724095_TMYx.2004-2018 | 0 | 1900 | 1 | 9 | 1.2 | 4-12 (Low-Moderate Slope) | Pre-Defined Construction | Wood-Framed - 2x6 - 24 in OC - R-19 Cavity |  | Pre-Defined Construction | Attic w R49 Cavity and Shingle Roof |  | Pre-Defined Construction | Vented Crawlspace - R19 Cavity Insulation | [6 empty] | 0.388 | 0.4 | No | 0.2 | 0.2 | 0.2 | 0.2 | 7 | Single Speed ASHP (7.5 HSPF2 14.3 SEER2) | Autosize |  |  |  |  | Electric |  |  | 35 | -30 |  |  | 0.075 | 4 | 0.075 | 4 | Heat_EZ_Sch_1 | Cool_EZ_Sch_1 | Electric Storage_50-gallon | DHW_EZ_Sch_1 | 3 | 0.75 | 0 | Gas | Gas | Yes | Yes | Yes | 0 | Misc_Elec_EZ_Sch_1 | 0
3 Occupant_USA_NM_Albuquer_Electric Storage_50-gallon | 3 Occupant_USA_NM_Albuquer | 4 | USA_NM_Albuquerque.Intl.Sunport.723650_TMYx.2004-2018 | 0 | 1900 | 1 | 9 | 1.2 | 4-12 (Low-Moderate Slope) | Pre-Defined Construction | Wood-Framed - 2x6 - 24 in OC - R-19 Cavity |  | Pre-Defined Construction | Attic w R49 Cavity and Shingle Roof |  | Pre-Defined Construction | Vented Crawlspace - R19 Cavity Insulation | [6 empty] | 0.388 | 0.4 | No | 0.2 | 0.2 | 0.2 | 0.2 | 7 | Single Speed ASHP (7.5 HSPF2 14.3 SEER2) | Autosize |  |  |  |  | Electric |  |  | 35 | -30 |  |  | 0.075 | 4 | 0.075 | 4 | Heat_EZ_Sch_1 | Cool_EZ_Sch_1 | Electric Storage_50-gallon | DHW_EZ_Sch_1 | 3 | 0.75 | 0 | Gas | Gas | Yes | Yes | Yes | 0 | Misc_Elec_EZ_Sch_1 | 0
3 Occupant_USA_NM_Las.Cruc_Electric Storage_50-gallon | 3 Occupant_USA_NM_Las.Cruc | 4 | USA_NM_Las.Cruces.Intl.AP.722695_TMYx.2004-2018 | 0 | 1900 | 1 | 9 | 1.2 | 4-12 (Low-Moderate Slope) | Pre-Defined Construction | Wood-Framed - 2x6 - 24 in OC - R-19 Cavity |  | Pre-Defined Construction | Attic w R49 Cavity and Shingle Roof |  | Pre-Defined Construction | Vented Crawlspace - R19 Cavity Insulation | [6 empty] | 0.388 | 0.4 | No | 0.2 | 0.2 | 0.2 | 0.2 | 7 | Single Speed ASHP (7.5 HSPF2 14.3 SEER2) | Autosize |  |  |  |  | Electric |  |  | 35 | -30 |  |  | 0.075 | 4 | 0.075 | 4 | Heat_EZ_Sch_1 | Cool_EZ_Sch_1 | Electric Storage_50-gallon | DHW_EZ_Sch_1 | 3 | 0.75 | 0 | Gas | Gas | Yes | Yes | Yes | 0 | Misc_Elec_EZ_Sch_1 | 0
3 Occupant_USA_NM_Santa.Fe_Electric Storage_50-gallon | 3 Occupant_USA_NM_Santa.Fe | 4 | USA_NM_Santa.Fe.Muni.AP.723656_TMYx.2004-2018 | 0 | 1900 | 1 | 9 | 1.2 | 4-12 (Low-Moderate Slope) | Pre-Defined Construction | Wood-Framed - 2x6 - 24 in OC - R-19 Cavity |  | Pre-Defined Construction | Attic w R49 Cavity and Shingle Roof |  | Pre-Defined Construction | Vented Crawlspace - R19 Cavity Insulation | [6 empty] | 0.388 | 0.4 | No | 0.2 | 0.2 | 0.2 | 0.2 | 7 | Single Speed ASHP (7.5 HSPF2 14.3 SEER2) | Autosize |  |  |  |  | Electric |  |  | 35 | -30 |  |  | 0.075 | 4 | 0.075 | 4 | Heat_EZ_Sch_1 | Cool_EZ_Sch_1 | Electric Storage_50-gallon | DHW_EZ_Sch_1 | 3 | 0.75 | 0 | Gas | Gas | Yes | Yes | Yes | 0 | Misc_Elec_EZ_Sch_1 | 0
3 Occupant_USA_NV_Las.Vega_Electric Storage_50-gallon | 3 Occupant_USA_NV_Las.Vega | 4 | USA_NV_Las.Vegas-McCarran.Intl.AP.723860_TMYx.2004-2018 | 0 | 1900 | 1 | 9 | 1.2 | 4-12 (Low-Moderate Slope) | Pre-Defined Construction | Wood-Framed - 2x6 - 24 in OC - R-19 Cavity |  | Pre-Defined Construction | Attic w R49 Cavity and Shingle Roof |  | Pre-Defined Construction | Vented Crawlspace - R19 Cavity Insulation | [6 empty] | 0.388 | 0.4 | No | 0.2 | 0.2 | 0.2 | 0.2 | 7 | Single Speed ASHP (7.5 HSPF2 14.3 SEER2) | Autosize |  |  |  |  | Electric |  |  | 35 | -30 |  |  | 0.075 | 4 | 0.075 | 4 | Heat_EZ_Sch_1 | Cool_EZ_Sch_1 | Electric Storage_50-gallon | DHW_EZ_Sch_1 | 3 | 0.75 | 0 | Gas | Gas | Yes | Yes | Yes | 0 | Misc_Elec_EZ_Sch_1 | 0
3 Occupant_USA_NV_Reno-Tah_Electric Storage_50-gallon | 3 Occupant_USA_NV_Reno-Tah | 4 | USA_NV_Reno-Tahoe.Intl.AP.724880_TMYx.2004-2018 | 0 | 1900 | 1 | 9 | 1.2 | 4-12 (Low-Moderate Slope) | Pre-Defined Construction | Wood-Framed - 2x6 - 24 in OC - R-19 Cavity |  | Pre-Defined Construction | Attic w R49 Cavity and Shingle Roof |  | Pre-Defined Construction | Vented Crawlspace - R19 Cavity Insulation | [6 empty] | 0.388 | 0.4 | No | 0.2 | 0.2 | 0.2 | 0.2 | 7 | Single Speed ASHP (7.5 HSPF2 14.3 SEER2) | Autosize |  |  |  |  | Electric |  |  | 35 | -30 |  |  | 0.075 | 4 | 0.075 | 4 | Heat_EZ_Sch_1 | Cool_EZ_Sch_1 | Electric Storage_50-gallon | DHW_EZ_Sch_1 | 3 | 0.75 | 0 | Gas | Gas | Yes | Yes | Yes | 0 | Misc_Elec_EZ_Sch_1 | 0
3 Occupant_USA_NY_Buffalo._Electric Storage_50-gallon | 3 Occupant_USA_NY_Buffalo. | 4 | USA_NY_Buffalo.Niagara.Intl.AP.725280_TMYx.2004-2018 | 0 | 1900 | 1 | 9 | 1.2 | 4-12 (Low-Moderate Slope) | Pre-Defined Construction | Wood-Framed - 2x6 - 24 in OC - R-19 Cavity |  | Pre-Defined Construction | Attic w R49 Cavity and Shingle Roof |  | Pre-Defined Construction | Vented Crawlspace - R19 Cavity Insulation | [6 empty] | 0.388 | 0.4 | No | 0.2 | 0.2 | 0.2 | 0.2 | 7 | Single Speed ASHP (7.5 HSPF2 14.3 SEER2) | Autosize |  |  |  |  | Electric |  |  | 35 | -30 |  |  | 0.075 | 4 | 0.075 | 4 | Heat_EZ_Sch_1 | Cool_EZ_Sch_1 | Electric Storage_50-gallon | DHW_EZ_Sch_1 | 3 | 0.75 | 0 | Gas | Gas | Yes | Yes | Yes | 0 | Misc_Elec_EZ_Sch_1 | 0
3 Occupant_USA_NY_New.York_Electric Storage_50-gallon | 3 Occupant_USA_NY_New.York | 4 | USA_NY_New.York-Kennedy.Intl.AP.744860_TMYx.2004-2018 | 0 | 1900 | 1 | 9 | 1.2 | 4-12 (Low-Moderate Slope) | Pre-Defined Construction | Wood-Framed - 2x6 - 24 in OC - R-19 Cavity |  | Pre-Defined Construction | Attic w R49 Cavity and Shingle Roof |  | Pre-Defined Construction | Vented Crawlspace - R19 Cavity Insulation | [6 empty] | 0.388 | 0.4 | No | 0.2 | 0.2 | 0.2 | 0.2 | 7 | Single Speed ASHP (7.5 HSPF2 14.3 SEER2) | Autosize |  |  |  |  | Electric |  |  | 35 | -30 |  |  | 0.075 | 4 | 0.075 | 4 | Heat_EZ_Sch_1 | Cool_EZ_Sch_1 | Electric Storage_50-gallon | DHW_EZ_Sch_1 | 3 | 0.75 | 0 | Gas | Gas | Yes | Yes | Yes | 0 | Misc_Elec_EZ_Sch_1 | 0
3 Occupant_USA_NY_Syracuse_Electric Storage_50-gallon | 3 Occupant_USA_NY_Syracuse | 4 | USA_NY_Syracuse.Hancock.Intl.AP.725190_TMYx.2004-2018 | 0 | 1900 | 1 | 9 | 1.2 | 4-12 (Low-Moderate Slope) | Pre-Defined Construction | Wood-Framed - 2x6 - 24 in OC - R-19 Cavity |  | Pre-Defined Construction | Attic w R49 Cavity and Shingle Roof |  | Pre-Defined Construction | Vented Crawlspace - R19 Cavity Insulation | [6 empty] | 0.388 | 0.4 | No | 0.2 | 0.2 | 0.2 | 0.2 | 7 | Single Speed ASHP (7.5 HSPF2 14.3 SEER2) | Autosize |  |  |  |  | Electric |  |  | 35 | -30 |  |  | 0.075 | 4 | 0.075 | 4 | Heat_EZ_Sch_1 | Cool_EZ_Sch_1 | Electric Storage_50-gallon | DHW_EZ_Sch_1 | 3 | 0.75 | 0 | Gas | Gas | Yes | Yes | Yes | 0 | Misc_Elec_EZ_Sch_1 | 0
3 Occupant_USA_OH_Cincinna_Electric Storage_50-gallon | 3 Occupant_USA_OH_Cincinna | 4 | USA_OH_Cincinnati.Muni.AP-Lunken.Field.724297_TMYx.2004-2018 | 0 | 1900 | 1 | 9 | 1.2 | 4-12 (Low-Moderate Slope) | Pre-Defined Construction | Wood-Framed - 2x6 - 24 in OC - R-19 Cavity |  | Pre-Defined Construction | Attic w R49 Cavity and Shingle Roof |  | Pre-Defined Construction | Vented Crawlspace - R19 Cavity Insulation | [6 empty] | 0.388 | 0.4 | No | 0.2 | 0.2 | 0.2 | 0.2 | 7 | Single Speed ASHP (7.5 HSPF2 14.3 SEER2) | Autosize |  |  |  |  | Electric |  |  | 35 | -30 |  |  | 0.075 | 4 | 0.075 | 4 | Heat_EZ_Sch_1 | Cool_EZ_Sch_1 | Electric Storage_50-gallon | DHW_EZ_Sch_1 | 3 | 0.75 | 0 | Gas | Gas | Yes | Yes | Yes | 0 | Misc_Elec_EZ_Sch_1 | 0
3 Occupant_USA_OH_Columbus_Electric Storage_50-gallon | 3 Occupant_USA_OH_Columbus | 4 | USA_OH_Columbus-Glenn.Columbus.Intl.AP.724280_TMYx.2004-2018 | 0 | 1900 | 1 | 9 | 1.2 | 4-12 (Low-Moderate Slope) | Pre-Defined Construction | Wood-Framed - 2x6 - 24 in OC - R-19 Cavity |  | Pre-Defined Construction | Attic w R49 Cavity and Shingle Roof |  | Pre-Defined Construction | Vented Crawlspace - R19 Cavity Insulation | [6 empty] | 0.388 | 0.4 | No | 0.2 | 0.2 | 0.2 | 0.2 | 7 | Single Speed ASHP (7.5 HSPF2 14.3 SEER2) | Autosize |  |  |  |  | Electric |  |  | 35 | -30 |  |  | 0.075 | 4 | 0.075 | 4 | Heat_EZ_Sch_1 | Cool_EZ_Sch_1 | Electric Storage_50-gallon | DHW_EZ_Sch_1 | 3 | 0.75 | 0 | Gas | Gas | Yes | Yes | Yes | 0 | Misc_Elec_EZ_Sch_1 | 0
3 Occupant_USA_OK_Oklahoma_Electric Storage_50-gallon | 3 Occupant_USA_OK_Oklahoma | 4 | USA_OK_Oklahoma.City-Post.AP.723544_TMYx.2004-2018 | 0 | 1900 | 1 | 9 | 1.2 | 4-12 (Low-Moderate Slope) | Pre-Defined Construction | Wood-Framed - 2x6 - 24 in OC - R-19 Cavity |  | Pre-Defined Construction | Attic w R49 Cavity and Shingle Roof |  | Pre-Defined Construction | Vented Crawlspace - R19 Cavity Insulation | [6 empty] | 0.388 | 0.4 | No | 0.2 | 0.2 | 0.2 | 0.2 | 7 | Single Speed ASHP (7.5 HSPF2 14.3 SEER2) | Autosize |  |  |  |  | Electric |  |  | 35 | -30 |  |  | 0.075 | 4 | 0.075 | 4 | Heat_EZ_Sch_1 | Cool_EZ_Sch_1 | Electric Storage_50-gallon | DHW_EZ_Sch_1 | 3 | 0.75 | 0 | Gas | Gas | Yes | Yes | Yes | 0 | Misc_Elec_EZ_Sch_1 | 0
3 Occupant_USA_OR_Portland_Electric Storage_50-gallon | 3 Occupant_USA_OR_Portland | 4 | USA_OR_Portland.Intl.AP.726980_TMYx.2004-2018 | 0 | 1900 | 1 | 9 | 1.2 | 4-12 (Low-Moderate Slope) | Pre-Defined Construction | Wood-Framed - 2x6 - 24 in OC - R-19 Cavity |  | Pre-Defined Construction | Attic w R49 Cavity and Shingle Roof |  | Pre-Defined Construction | Vented Crawlspace - R19 Cavity Insulation | [6 empty] | 0.388 | 0.4 | No | 0.2 | 0.2 | 0.2 | 0.2 | 7 | Single Speed ASHP (7.5 HSPF2 14.3 SEER2) | Autosize |  |  |  |  | Electric |  |  | 35 | -30 |  |  | 0.075 | 4 | 0.075 | 4 | Heat_EZ_Sch_1 | Cool_EZ_Sch_1 | Electric Storage_50-gallon | DHW_EZ_Sch_1 | 3 | 0.75 | 0 | Gas | Gas | Yes | Yes | Yes | 0 | Misc_Elec_EZ_Sch_1 | 0
3 Occupant_USA_OR_Redmond._Electric Storage_50-gallon | 3 Occupant_USA_OR_Redmond. | 4 | USA_OR_Redmond.Muni.AP-Roberts.Field.726920_TMYx.2004-2018 | 0 | 1900 | 1 | 9 | 1.2 | 4-12 (Low-Moderate Slope) | Pre-Defined Construction | Wood-Framed - 2x6 - 24 in OC - R-19 Cavity |  | Pre-Defined Construction | Attic w R49 Cavity and Shingle Roof |  | Pre-Defined Construction | Vented Crawlspace - R19 Cavity Insulation | [6 empty] | 0.388 | 0.4 | No | 0.2 | 0.2 | 0.2 | 0.2 | 7 | Single Speed ASHP (7.5 HSPF2 14.3 SEER2) | Autosize |  |  |  |  | Electric |  |  | 35 | -30 |  |  | 0.075 | 4 | 0.075 | 4 | Heat_EZ_Sch_1 | Cool_EZ_Sch_1 | Electric Storage_50-gallon | DHW_EZ_Sch_1 | 3 | 0.75 | 0 | Gas | Gas | Yes | Yes | Yes | 0 | Misc_Elec_EZ_Sch_1 | 0
3 Occupant_USA_PA_Bradford_Electric Storage_50-gallon | 3 Occupant_USA_PA_Bradford | 4 | USA_PA_Bradford.Rgnl.AP.725266_TMYx.2004-2018 | 0 | 1900 | 1 | 9 | 1.2 | 4-12 (Low-Moderate Slope) | Pre-Defined Construction | Wood-Framed - 2x6 - 24 in OC - R-19 Cavity |  | Pre-Defined Construction | Attic w R49 Cavity and Shingle Roof |  | Pre-Defined Construction | Vented Crawlspace - R19 Cavity Insulation | [6 empty] | 0.388 | 0.4 | No | 0.2 | 0.2 | 0.2 | 0.2 | 7 | Single Speed ASHP (7.5 HSPF2 14.3 SEER2) | Autosize |  |  |  |  | Electric |  |  | 35 | -30 |  |  | 0.075 | 4 | 0.075 | 4 | Heat_EZ_Sch_1 | Cool_EZ_Sch_1 | Electric Storage_50-gallon | DHW_EZ_Sch_1 | 3 | 0.75 | 0 | Gas | Gas | Yes | Yes | Yes | 0 | Misc_Elec_EZ_Sch_1 | 0
3 Occupant_USA_PA_Philadel_Electric Storage_50-gallon | 3 Occupant_USA_PA_Philadel | 4 | USA_PA_Philadelphia.Intl.AP.724080_TMYx.2004-2018 | 0 | 1900 | 1 | 9 | 1.2 | 4-12 (Low-Moderate Slope) | Pre-Defined Construction | Wood-Framed - 2x6 - 24 in OC - R-19 Cavity |  | Pre-Defined Construction | Attic w R49 Cavity and Shingle Roof |  | Pre-Defined Construction | Vented Crawlspace - R19 Cavity Insulation | [6 empty] | 0.388 | 0.4 | No | 0.2 | 0.2 | 0.2 | 0.2 | 7 | Single Speed ASHP (7.5 HSPF2 14.3 SEER2) | Autosize |  |  |  |  | Electric |  |  | 35 | -30 |  |  | 0.075 | 4 | 0.075 | 4 | Heat_EZ_Sch_1 | Cool_EZ_Sch_1 | Electric Storage_50-gallon | DHW_EZ_Sch_1 | 3 | 0.75 | 0 | Gas | Gas | Yes | Yes | Yes | 0 | Misc_Elec_EZ_Sch_1 | 0
3 Occupant_USA_PA_Pittsbur_Electric Storage_50-gallon | 3 Occupant_USA_PA_Pittsbur | 4 | USA_PA_Pittsburgh.Intl.AP.725200_TMYx.2004-2018 | 0 | 1900 | 1 | 9 | 1.2 | 4-12 (Low-Moderate Slope) | Pre-Defined Construction | Wood-Framed - 2x6 - 24 in OC - R-19 Cavity |  | Pre-Defined Construction | Attic w R49 Cavity and Shingle Roof |  | Pre-Defined Construction | Vented Crawlspace - R19 Cavity Insulation | [6 empty] | 0.388 | 0.4 | No | 0.2 | 0.2 | 0.2 | 0.2 | 7 | Single Speed ASHP (7.5 HSPF2 14.3 SEER2) | Autosize |  |  |  |  | Electric |  |  | 35 | -30 |  |  | 0.075 | 4 | 0.075 | 4 | Heat_EZ_Sch_1 | Cool_EZ_Sch_1 | Electric Storage_50-gallon | DHW_EZ_Sch_1 | 3 | 0.75 | 0 | Gas | Gas | Yes | Yes | Yes | 0 | Misc_Elec_EZ_Sch_1 | 0
3 Occupant_USA_RI_Providen_Electric Storage_50-gallon | 3 Occupant_USA_RI_Providen | 4 | USA_RI_Providence-Green.Intl.State.AP.725070_TMYx.2004-2018 | 0 | 1900 | 1 | 9 | 1.2 | 4-12 (Low-Moderate Slope) | Pre-Defined Construction | Wood-Framed - 2x6 - 24 in OC - R-19 Cavity |  | Pre-Defined Construction | Attic w R49 Cavity and Shingle Roof |  | Pre-Defined Construction | Vented Crawlspace - R19 Cavity Insulation | [6 empty] | 0.388 | 0.4 | No | 0.2 | 0.2 | 0.2 | 0.2 | 7 | Single Speed ASHP (7.5 HSPF2 14.3 SEER2) | Autosize |  |  |  |  | Electric |  |  | 35 | -30 |  |  | 0.075 | 4 | 0.075 | 4 | Heat_EZ_Sch_1 | Cool_EZ_Sch_1 | Electric Storage_50-gallon | DHW_EZ_Sch_1 | 3 | 0.75 | 0 | Gas | Gas | Yes | Yes | Yes | 0 | Misc_Elec_EZ_Sch_1 | 0
3 Occupant_USA_SC_JB.Charl_Electric Storage_50-gallon | 3 Occupant_USA_SC_JB.Charl | 4 | USA_SC_JB.Charleston-Charleston.Intl.AP.722080_TMYx.2004-2018 | 0 | 1900 | 1 | 9 | 1.2 | 4-12 (Low-Moderate Slope) | Pre-Defined Construction | Wood-Framed - 2x6 - 24 in OC - R-19 Cavity |  | Pre-Defined Construction | Attic w R49 Cavity and Shingle Roof |  | Pre-Defined Construction | Vented Crawlspace - R19 Cavity Insulation | [6 empty] | 0.388 | 0.4 | No | 0.2 | 0.2 | 0.2 | 0.2 | 7 | Single Speed ASHP (7.5 HSPF2 14.3 SEER2) | Autosize |  |  |  |  | Electric |  |  | 35 | -30 |  |  | 0.075 | 4 | 0.075 | 4 | Heat_EZ_Sch_1 | Cool_EZ_Sch_1 | Electric Storage_50-gallon | DHW_EZ_Sch_1 | 3 | 0.75 | 0 | Gas | Gas | Yes | Yes | Yes | 0 | Misc_Elec_EZ_Sch_1 | 0
3 Occupant_USA_SC_Columbia_Electric Storage_50-gallon | 3 Occupant_USA_SC_Columbia | 4 | USA_SC_Columbia.Metro.AP.723100_TMYx.2004-2018 | 0 | 1900 | 1 | 9 | 1.2 | 4-12 (Low-Moderate Slope) | Pre-Defined Construction | Wood-Framed - 2x6 - 24 in OC - R-19 Cavity |  | Pre-Defined Construction | Attic w R49 Cavity and Shingle Roof |  | Pre-Defined Construction | Vented Crawlspace - R19 Cavity Insulation | [6 empty] | 0.388 | 0.4 | No | 0.2 | 0.2 | 0.2 | 0.2 | 7 | Single Speed ASHP (7.5 HSPF2 14.3 SEER2) | Autosize |  |  |  |  | Electric |  |  | 35 | -30 |  |  | 0.075 | 4 | 0.075 | 4 | Heat_EZ_Sch_1 | Cool_EZ_Sch_1 | Electric Storage_50-gallon | DHW_EZ_Sch_1 | 3 | 0.75 | 0 | Gas | Gas | Yes | Yes | Yes | 0 | Misc_Elec_EZ_Sch_1 | 0
3 Occupant_USA_SD_Yankton-_Electric Storage_50-gallon | 3 Occupant_USA_SD_Yankton- | 4 | USA_SD_Yankton-Gurney.Muni.AP.726525_TMYx.2004-2018 | 0 | 1900 | 1 | 9 | 1.2 | 4-12 (Low-Moderate Slope) | Pre-Defined Construction | Wood-Framed - 2x6 - 24 in OC - R-19 Cavity |  | Pre-Defined Construction | Attic w R49 Cavity and Shingle Roof |  | Pre-Defined Construction | Vented Crawlspace - R19 Cavity Insulation | [6 empty] | 0.388 | 0.4 | No | 0.2 | 0.2 | 0.2 | 0.2 | 7 | Single Speed ASHP (7.5 HSPF2 14.3 SEER2) | Autosize |  |  |  |  | Electric |  |  | 35 | -30 |  |  | 0.075 | 4 | 0.075 | 4 | Heat_EZ_Sch_1 | Cool_EZ_Sch_1 | Electric Storage_50-gallon | DHW_EZ_Sch_1 | 3 | 0.75 | 0 | Gas | Gas | Yes | Yes | Yes | 0 | Misc_Elec_EZ_Sch_1 | 0
3 Occupant_USA_SD_Sioux.Fa_Electric Storage_50-gallon | 3 Occupant_USA_SD_Sioux.Fa | 4 | USA_SD_Sioux.Falls.Rgnl.AP-Foss.Field.726510_TMYx.2004-2018 | 0 | 1900 | 1 | 9 | 1.2 | 4-12 (Low-Moderate Slope) | Pre-Defined Construction | Wood-Framed - 2x6 - 24 in OC - R-19 Cavity |  | Pre-Defined Construction | Attic w R49 Cavity and Shingle Roof |  | Pre-Defined Construction | Vented Crawlspace - R19 Cavity Insulation | [6 empty] | 0.388 | 0.4 | No | 0.2 | 0.2 | 0.2 | 0.2 | 7 | Single Speed ASHP (7.5 HSPF2 14.3 SEER2) | Autosize |  |  |  |  | Electric |  |  | 35 | -30 |  |  | 0.075 | 4 | 0.075 | 4 | Heat_EZ_Sch_1 | Cool_EZ_Sch_1 | Electric Storage_50-gallon | DHW_EZ_Sch_1 | 3 | 0.75 | 0 | Gas | Gas | Yes | Yes | Yes | 0 | Misc_Elec_EZ_Sch_1 | 0
3 Occupant_USA_TN_Memphis._Electric Storage_50-gallon | 3 Occupant_USA_TN_Memphis. | 4 | USA_TN_Memphis.Intl.AP.723340_TMYx.2004-2018 | 0 | 1900 | 1 | 9 | 1.2 | 4-12 (Low-Moderate Slope) | Pre-Defined Construction | Wood-Framed - 2x6 - 24 in OC - R-19 Cavity |  | Pre-Defined Construction | Attic w R49 Cavity and Shingle Roof |  | Pre-Defined Construction | Vented Crawlspace - R19 Cavity Insulation | [6 empty] | 0.388 | 0.4 | No | 0.2 | 0.2 | 0.2 | 0.2 | 7 | Single Speed ASHP (7.5 HSPF2 14.3 SEER2) | Autosize |  |  |  |  | Electric |  |  | 35 | -30 |  |  | 0.075 | 4 | 0.075 | 4 | Heat_EZ_Sch_1 | Cool_EZ_Sch_1 | Electric Storage_50-gallon | DHW_EZ_Sch_1 | 3 | 0.75 | 0 | Gas | Gas | Yes | Yes | Yes | 0 | Misc_Elec_EZ_Sch_1 | 0
3 Occupant_USA_TN_Nashvill_Electric Storage_50-gallon | 3 Occupant_USA_TN_Nashvill | 4 | USA_TN_Nashville.Intl.AP.723270_TMYx.2004-2018 | 0 | 1900 | 1 | 9 | 1.2 | 4-12 (Low-Moderate Slope) | Pre-Defined Construction | Wood-Framed - 2x6 - 24 in OC - R-19 Cavity |  | Pre-Defined Construction | Attic w R49 Cavity and Shingle Roof |  | Pre-Defined Construction | Vented Crawlspace - R19 Cavity Insulation | [6 empty] | 0.388 | 0.4 | No | 0.2 | 0.2 | 0.2 | 0.2 | 7 | Single Speed ASHP (7.5 HSPF2 14.3 SEER2) | Autosize |  |  |  |  | Electric |  |  | 35 | -30 |  |  | 0.075 | 4 | 0.075 | 4 | Heat_EZ_Sch_1 | Cool_EZ_Sch_1 | Electric Storage_50-gallon | DHW_EZ_Sch_1 | 3 | 0.75 | 0 | Gas | Gas | Yes | Yes | Yes | 0 | Misc_Elec_EZ_Sch_1 | 0
3 Occupant_USA_TX_Austin-C_Electric Storage_50-gallon | 3 Occupant_USA_TX_Austin-C | 4 | USA_TX_Austin-Camp.Mabry.ANGB.722544_TMYx.2004-2018 | 0 | 1900 | 1 | 9 | 1.2 | 4-12 (Low-Moderate Slope) | Pre-Defined Construction | Wood-Framed - 2x6 - 24 in OC - R-19 Cavity |  | Pre-Defined Construction | Attic w R49 Cavity and Shingle Roof |  | Pre-Defined Construction | Vented Crawlspace - R19 Cavity Insulation | [6 empty] | 0.388 | 0.4 | No | 0.2 | 0.2 | 0.2 | 0.2 | 7 | Single Speed ASHP (7.5 HSPF2 14.3 SEER2) | Autosize |  |  |  |  | Electric |  |  | 35 | -30 |  |  | 0.075 | 4 | 0.075 | 4 | Heat_EZ_Sch_1 | Cool_EZ_Sch_1 | Electric Storage_50-gallon | DHW_EZ_Sch_1 | 3 | 0.75 | 0 | Gas | Gas | Yes | Yes | Yes | 0 | Misc_Elec_EZ_Sch_1 | 0
3 Occupant_USA_TX_Dallas-F_Electric Storage_50-gallon | 3 Occupant_USA_TX_Dallas-F | 4 | USA_TX_Dallas-Fort.Worth.Intl.AP.722590_TMYx.2004-2018 | 0 | 1900 | 1 | 9 | 1.2 | 4-12 (Low-Moderate Slope) | Pre-Defined Construction | Wood-Framed - 2x6 - 24 in OC - R-19 Cavity |  | Pre-Defined Construction | Attic w R49 Cavity and Shingle Roof |  | Pre-Defined Construction | Vented Crawlspace - R19 Cavity Insulation | [6 empty] | 0.388 | 0.4 | No | 0.2 | 0.2 | 0.2 | 0.2 | 7 | Single Speed ASHP (7.5 HSPF2 14.3 SEER2) | Autosize |  |  |  |  | Electric |  |  | 35 | -30 |  |  | 0.075 | 4 | 0.075 | 4 | Heat_EZ_Sch_1 | Cool_EZ_Sch_1 | Electric Storage_50-gallon | DHW_EZ_Sch_1 | 3 | 0.75 | 0 | Gas | Gas | Yes | Yes | Yes | 0 | Misc_Elec_EZ_Sch_1 | 0
3 Occupant_USA_TX_Houston-_Electric Storage_50-gallon | 3 Occupant_USA_TX_Houston- | 4 | USA_TX_Houston-Ellington.AP.722436_TMYx.2004-2018 | 0 | 1900 | 1 | 9 | 1.2 | 4-12 (Low-Moderate Slope) | Pre-Defined Construction | Wood-Framed - 2x6 - 24 in OC - R-19 Cavity |  | Pre-Defined Construction | Attic w R49 Cavity and Shingle Roof |  | Pre-Defined Construction | Vented Crawlspace - R19 Cavity Insulation | [6 empty] | 0.388 | 0.4 | No | 0.2 | 0.2 | 0.2 | 0.2 | 7 | Single Speed ASHP (7.5 HSPF2 14.3 SEER2) | Autosize |  |  |  |  | Electric |  |  | 35 | -30 |  |  | 0.075 | 4 | 0.075 | 4 | Heat_EZ_Sch_1 | Cool_EZ_Sch_1 | Electric Storage_50-gallon | DHW_EZ_Sch_1 | 3 | 0.75 | 0 | Gas | Gas | Yes | Yes | Yes | 0 | Misc_Elec_EZ_Sch_1 | 0
3 Occupant_USA_TX_Lubbock._Electric Storage_50-gallon | 3 Occupant_USA_TX_Lubbock. | 4 | USA_TX_Lubbock.Smith.Intl.AP.722670_TMYx.2004-2018 | 0 | 1900 | 1 | 9 | 1.2 | 4-12 (Low-Moderate Slope) | Pre-Defined Construction | Wood-Framed - 2x6 - 24 in OC - R-19 Cavity |  | Pre-Defined Construction | Attic w R49 Cavity and Shingle Roof |  | Pre-Defined Construction | Vented Crawlspace - R19 Cavity Insulation | [6 empty] | 0.388 | 0.4 | No | 0.2 | 0.2 | 0.2 | 0.2 | 7 | Single Speed ASHP (7.5 HSPF2 14.3 SEER2) | Autosize |  |  |  |  | Electric |  |  | 35 | -30 |  |  | 0.075 | 4 | 0.075 | 4 | Heat_EZ_Sch_1 | Cool_EZ_Sch_1 | Electric Storage_50-gallon | DHW_EZ_Sch_1 | 3 | 0.75 | 0 | Gas | Gas | Yes | Yes | Yes | 0 | Misc_Elec_EZ_Sch_1 | 0
3 Occupant_USA_TX_San.Anto_Electric Storage_50-gallon | 3 Occupant_USA_TX_San.Anto | 4 | USA_TX_San.Antonio.Intl.AP.722530_TMYx.2004-2018 | 0 | 1900 | 1 | 9 | 1.2 | 4-12 (Low-Moderate Slope) | Pre-Defined Construction | Wood-Framed - 2x6 - 24 in OC - R-19 Cavity |  | Pre-Defined Construction | Attic w R49 Cavity and Shingle Roof |  | Pre-Defined Construction | Vented Crawlspace - R19 Cavity Insulation | [6 empty] | 0.388 | 0.4 | No | 0.2 | 0.2 | 0.2 | 0.2 | 7 | Single Speed ASHP (7.5 HSPF2 14.3 SEER2) | Autosize |  |  |  |  | Electric |  |  | 35 | -30 |  |  | 0.075 | 4 | 0.075 | 4 | Heat_EZ_Sch_1 | Cool_EZ_Sch_1 | Electric Storage_50-gallon | DHW_EZ_Sch_1 | 3 | 0.75 | 0 | Gas | Gas | Yes | Yes | Yes | 0 | Misc_Elec_EZ_Sch_1 | 0
3 Occupant_USA_UT_Salt.Lak_Electric Storage_50-gallon | 3 Occupant_USA_UT_Salt.Lak | 4 | USA_UT_Salt.Lake.City.Intl.AP.725720_TMYx.2004-2018 | 0 | 1900 | 1 | 9 | 1.2 | 4-12 (Low-Moderate Slope) | Pre-Defined Construction | Wood-Framed - 2x6 - 24 in OC - R-19 Cavity |  | Pre-Defined Construction | Attic w R49 Cavity and Shingle Roof |  | Pre-Defined Construction | Vented Crawlspace - R19 Cavity Insulation | [6 empty] | 0.388 | 0.4 | No | 0.2 | 0.2 | 0.2 | 0.2 | 7 | Single Speed ASHP (7.5 HSPF2 14.3 SEER2) | Autosize |  |  |  |  | Electric |  |  | 35 | -30 |  |  | 0.075 | 4 | 0.075 | 4 | Heat_EZ_Sch_1 | Cool_EZ_Sch_1 | Electric Storage_50-gallon | DHW_EZ_Sch_1 | 3 | 0.75 | 0 | Gas | Gas | Yes | Yes | Yes | 0 | Misc_Elec_EZ_Sch_1 | 0
3 Occupant_USA_UT_St.Georg_Electric Storage_50-gallon | 3 Occupant_USA_UT_St.Georg | 4 | USA_UT_St.George.Rgnl.AP.724754_TMYx.2004-2018 | 0 | 1900 | 1 | 9 | 1.2 | 4-12 (Low-Moderate Slope) | Pre-Defined Construction | Wood-Framed - 2x6 - 24 in OC - R-19 Cavity |  | Pre-Defined Construction | Attic w R49 Cavity and Shingle Roof |  | Pre-Defined Construction | Vented Crawlspace - R19 Cavity Insulation | [6 empty] | 0.388 | 0.4 | No | 0.2 | 0.2 | 0.2 | 0.2 | 7 | Single Speed ASHP (7.5 HSPF2 14.3 SEER2) | Autosize |  |  |  |  | Electric |  |  | 35 | -30 |  |  | 0.075 | 4 | 0.075 | 4 | Heat_EZ_Sch_1 | Cool_EZ_Sch_1 | Electric Storage_50-gallon | DHW_EZ_Sch_1 | 3 | 0.75 | 0 | Gas | Gas | Yes | Yes | Yes | 0 | Misc_Elec_EZ_Sch_1 | 0
3 Occupant_USA_UT_Vernal.R_Electric Storage_50-gallon | 3 Occupant_USA_UT_Vernal.R | 4 | USA_UT_Vernal.Rgnl.AP.725705_TMYx.2004-2018 | 0 | 1900 | 1 | 9 | 1.2 | 4-12 (Low-Moderate Slope) | Pre-Defined Construction | Wood-Framed - 2x6 - 24 in OC - R-19 Cavity |  | Pre-Defined Construction | Attic w R49 Cavity and Shingle Roof |  | Pre-Defined Construction | Vented Crawlspace - R19 Cavity Insulation | [6 empty] | 0.388 | 0.4 | No | 0.2 | 0.2 | 0.2 | 0.2 | 7 | Single Speed ASHP (7.5 HSPF2 14.3 SEER2) | Autosize |  |  |  |  | Electric |  |  | 35 | -30 |  |  | 0.075 | 4 | 0.075 | 4 | Heat_EZ_Sch_1 | Cool_EZ_Sch_1 | Electric Storage_50-gallon | DHW_EZ_Sch_1 | 3 | 0.75 | 0 | Gas | Gas | Yes | Yes | Yes | 0 | Misc_Elec_EZ_Sch_1 | 0
3 Occupant_USA_VA_Norfolk._Electric Storage_50-gallon | 3 Occupant_USA_VA_Norfolk. | 4 | USA_VA_Norfolk.Intl.AP.723080_TMYx.2004-2018 | 0 | 1900 | 1 | 9 | 1.2 | 4-12 (Low-Moderate Slope) | Pre-Defined Construction | Wood-Framed - 2x6 - 24 in OC - R-19 Cavity |  | Pre-Defined Construction | Attic w R49 Cavity and Shingle Roof |  | Pre-Defined Construction | Vented Crawlspace - R19 Cavity Insulation | [6 empty] | 0.388 | 0.4 | No | 0.2 | 0.2 | 0.2 | 0.2 | 7 | Single Speed ASHP (7.5 HSPF2 14.3 SEER2) | Autosize |  |  |  |  | Electric |  |  | 35 | -30 |  |  | 0.075 | 4 | 0.075 | 4 | Heat_EZ_Sch_1 | Cool_EZ_Sch_1 | Electric Storage_50-gallon | DHW_EZ_Sch_1 | 3 | 0.75 | 0 | Gas | Gas | Yes | Yes | Yes | 0 | Misc_Elec_EZ_Sch_1 | 0
3 Occupant_USA_VT_Burlingt_Electric Storage_50-gallon | 3 Occupant_USA_VT_Burlingt | 4 | USA_VT_Burlington.Intl.AP.726170_TMYx.2004-2018 | 0 | 1900 | 1 | 9 | 1.2 | 4-12 (Low-Moderate Slope) | Pre-Defined Construction | Wood-Framed - 2x6 - 24 in OC - R-19 Cavity |  | Pre-Defined Construction | Attic w R49 Cavity and Shingle Roof |  | Pre-Defined Construction | Vented Crawlspace - R19 Cavity Insulation | [6 empty] | 0.388 | 0.4 | No | 0.2 | 0.2 | 0.2 | 0.2 | 7 | Single Speed ASHP (7.5 HSPF2 14.3 SEER2) | Autosize |  |  |  |  | Electric |  |  | 35 | -30 |  |  | 0.075 | 4 | 0.075 | 4 | Heat_EZ_Sch_1 | Cool_EZ_Sch_1 | Electric Storage_50-gallon | DHW_EZ_Sch_1 | 3 | 0.75 | 0 | Gas | Gas | Yes | Yes | Yes | 0 | Misc_Elec_EZ_Sch_1 | 0
3 Occupant_USA_WA_Seattle-_Electric Storage_50-gallon | 3 Occupant_USA_WA_Seattle- | 4 | USA_WA_Seattle-Tacoma.Intl.AP.727930_TMYx.2004-2018 | 0 | 1900 | 1 | 9 | 1.2 | 4-12 (Low-Moderate Slope) | Pre-Defined Construction | Wood-Framed - 2x6 - 24 in OC - R-19 Cavity |  | Pre-Defined Construction | Attic w R49 Cavity and Shingle Roof |  | Pre-Defined Construction | Vented Crawlspace - R19 Cavity Insulation | [6 empty] | 0.388 | 0.4 | No | 0.2 | 0.2 | 0.2 | 0.2 | 7 | Single Speed ASHP (7.5 HSPF2 14.3 SEER2) | Autosize |  |  |  |  | Electric |  |  | 35 | -30 |  |  | 0.075 | 4 | 0.075 | 4 | Heat_EZ_Sch_1 | Cool_EZ_Sch_1 | Electric Storage_50-gallon | DHW_EZ_Sch_1 | 3 | 0.75 | 0 | Gas | Gas | Yes | Yes | Yes | 0 | Misc_Elec_EZ_Sch_1 | 0
3 Occupant_USA_WA_Spokane._Electric Storage_50-gallon | 3 Occupant_USA_WA_Spokane. | 4 | USA_WA_Spokane.Intl.AP.727850_TMYx.2004-2018 | 0 | 1900 | 1 | 9 | 1.2 | 4-12 (Low-Moderate Slope) | Pre-Defined Construction | Wood-Framed - 2x6 - 24 in OC - R-19 Cavity |  | Pre-Defined Construction | Attic w R49 Cavity and Shingle Roof |  | Pre-Defined Construction | Vented Crawlspace - R19 Cavity Insulation | [6 empty] | 0.388 | 0.4 | No | 0.2 | 0.2 | 0.2 | 0.2 | 7 | Single Speed ASHP (7.5 HSPF2 14.3 SEER2) | Autosize |  |  |  |  | Electric |  |  | 35 | -30 |  |  | 0.075 | 4 | 0.075 | 4 | Heat_EZ_Sch_1 | Cool_EZ_Sch_1 | Electric Storage_50-gallon | DHW_EZ_Sch_1 | 3 | 0.75 | 0 | Gas | Gas | Yes | Yes | Yes | 0 | Misc_Elec_EZ_Sch_1 | 0
3 Occupant_USA_WI_Milwauke_Electric Storage_50-gallon | 3 Occupant_USA_WI_Milwauke | 4 | USA_WI_Milwaukee-Mitchell.Intl.AP.726400_TMYx.2004-2018 | 0 | 1900 | 1 | 9 | 1.2 | 4-12 (Low-Moderate Slope) | Pre-Defined Construction | Wood-Framed - 2x6 - 24 in OC - R-19 Cavity |  | Pre-Defined Construction | Attic w R49 Cavity and Shingle Roof |  | Pre-Defined Construction | Vented Crawlspace - R19 Cavity Insulation | [6 empty] | 0.388 | 0.4 | No | 0.2 | 0.2 | 0.2 | 0.2 | 7 | Single Speed ASHP (7.5 HSPF2 14.3 SEER2) | Autosize |  |  |  |  | Electric |  |  | 35 | -30 |  |  | 0.075 | 4 | 0.075 | 4 | Heat_EZ_Sch_1 | Cool_EZ_Sch_1 | Electric Storage_50-gallon | DHW_EZ_Sch_1 | 3 | 0.75 | 0 | Gas | Gas | Yes | Yes | Yes | 0 | Misc_Elec_EZ_Sch_1 | 0
3 Occupant_USA_WI_Rhinelan_Electric Storage_50-gallon | 3 Occupant_USA_WI_Rhinelan | 4 | USA_WI_Rhinelander-Oneida.County.AP.727415_TMYx.2004-2018 | 0 | 1900 | 1 | 9 | 1.2 | 4-12 (Low-Moderate Slope) | Pre-Defined Construction | Wood-Framed - 2x6 - 24 in OC - R-19 Cavity |  | Pre-Defined Construction | Attic w R49 Cavity and Shingle Roof |  | Pre-Defined Construction | Vented Crawlspace - R19 Cavity Insulation | [6 empty] | 0.388 | 0.4 | No | 0.2 | 0.2 | 0.2 | 0.2 | 7 | Single Speed ASHP (7.5 HSPF2 14.3 SEER2) | Autosize |  |  |  |  | Electric |  |  | 35 | -30 |  |  | 0.075 | 4 | 0.075 | 4 | Heat_EZ_Sch_1 | Cool_EZ_Sch_1 | Electric Storage_50-gallon | DHW_EZ_Sch_1 | 3 | 0.75 | 0 | Gas | Gas | Yes | Yes | Yes | 0 | Misc_Elec_EZ_Sch_1 | 0
3 Occupant_USA_WV_Charlest_Electric Storage_50-gallon | 3 Occupant_USA_WV_Charlest | 4 | USA_WV_Charleston-Yeager.AP.724140_TMYx.2004-2018 | 0 | 1900 | 1 | 9 | 1.2 | 4-12 (Low-Moderate Slope) | Pre-Defined Construction | Wood-Framed - 2x6 - 24 in OC - R-19 Cavity |  | Pre-Defined Construction | Attic w R49 Cavity and Shingle Roof |  | Pre-Defined Construction | Vented Crawlspace - R19 Cavity Insulation | [6 empty] | 0.388 | 0.4 | No | 0.2 | 0.2 | 0.2 | 0.2 | 7 | Single Speed ASHP (7.5 HSPF2 14.3 SEER2) | Autosize |  |  |  |  | Electric |  |  | 35 | -30 |  |  | 0.075 | 4 | 0.075 | 4 | Heat_EZ_Sch_1 | Cool_EZ_Sch_1 | Electric Storage_50-gallon | DHW_EZ_Sch_1 | 3 | 0.75 | 0 | Gas | Gas | Yes | Yes | Yes | 0 | Misc_Elec_EZ_Sch_1 | 0
3 Occupant_USA_WV_Morganto_Electric Storage_50-gallon | 3 Occupant_USA_WV_Morganto | 4 | USA_WV_Morgantown.Muni.AP-Hart.Field.724176_TMYx.2004-2018 | 0 | 1900 | 1 | 9 | 1.2 | 4-12 (Low-Moderate Slope) | Pre-Defined Construction | Wood-Framed - 2x6 - 24 in OC - R-19 Cavity |  | Pre-Defined Construction | Attic w R49 Cavity and Shingle Roof |  | Pre-Defined Construction | Vented Crawlspace - R19 Cavity Insulation | [6 empty] | 0.388 | 0.4 | No | 0.2 | 0.2 | 0.2 | 0.2 | 7 | Single Speed ASHP (7.5 HSPF2 14.3 SEER2) | Autosize |  |  |  |  | Electric |  |  | 35 | -30 |  |  | 0.075 | 4 | 0.075 | 4 | Heat_EZ_Sch_1 | Cool_EZ_Sch_1 | Electric Storage_50-gallon | DHW_EZ_Sch_1 | 3 | 0.75 | 0 | Gas | Gas | Yes | Yes | Yes | 0 | Misc_Elec_EZ_Sch_1 | 0
3 Occupant_USA_WY_Cheyenne_Electric Storage_50-gallon | 3 Occupant_USA_WY_Cheyenne | 4 | USA_WY_Cheyenne.Rgnl.AP.725640_TMYx.2004-2018 | 0 | 1900 | 1 | 9 | 1.2 | 4-12 (Low-Moderate Slope) | Pre-Defined Construction | Wood-Framed - 2x6 - 24 in OC - R-19 Cavity |  | Pre-Defined Construction | Attic w R49 Cavity and Shingle Roof |  | Pre-Defined Construction | Vented Crawlspace - R19 Cavity Insulation | [6 empty] | 0.388 | 0.4 | No | 0.2 | 0.2 | 0.2 | 0.2 | 7 | Single Speed ASHP (7.5 HSPF2 14.3 SEER2) | Autosize |  |  |  |  | Electric |  |  | 35 | -30 |  |  | 0.075 | 4 | 0.075 | 4 | Heat_EZ_Sch_1 | Cool_EZ_Sch_1 | Electric Storage_50-gallon | DHW_EZ_Sch_1 | 3 | 0.75 | 0 | Gas | Gas | Yes | Yes | Yes | 0 | Misc_Elec_EZ_Sch_1 | 0
3 Occupant_USA_WY_Jackson._Electric Storage_50-gallon | 3 Occupant_USA_WY_Jackson. | 4 | USA_WY_Jackson.Hole.AP.725776_TMYx.2004-2018 | 0 | 1900 | 1 | 9 | 1.2 | 4-12 (Low-Moderate Slope) | Pre-Defined Construction | Wood-Framed - 2x6 - 24 in OC - R-19 Cavity |  | Pre-Defined Construction | Attic w R49 Cavity and Shingle Roof |  | Pre-Defined Construction | Vented Crawlspace - R19 Cavity Insulation | [6 empty] | 0.388 | 0.4 | No | 0.2 | 0.2 | 0.2 | 0.2 | 7 | Single Speed ASHP (7.5 HSPF2 14.3 SEER2) | Autosize |  |  |  |  | Electric |  |  | 35 | -30 |  |  | 0.075 | 4 | 0.075 | 4 | Heat_EZ_Sch_1 | Cool_EZ_Sch_1 | Electric Storage_50-gallon | DHW_EZ_Sch_1 | 3 | 0.75 | 0 | Gas | Gas | Yes | Yes | Yes | 0 | Misc_Elec_EZ_Sch_1 | 0

## Run Characteristics
EnergyPlus Directory | C:\EnergyPlusV22-2-0\energyplus.exe
Model Input Template Directory | C:\Users\Christian\Repositories\REEDR\Model Input Template.xlsx
Simulation Type | Annual
Simulation Begin Month | 1
Simulation Begin Day | 1
Simulation End Month | 12
Simulation End Day | 31
Output Granularity | Annual
Output End Uses | All_End_Uses
Run Complete Timestamp | 2023-09-01 15:58:44.839233-07:00 US Pacific Time