## Sheet1
Run Label | Timesteps Per Hour | Weather File | Building Orientation [deg] | Conditioned Footprint Area [ft^2] | Average Number of Stories Above Foundation | Average Ceiling Height Per Story [ft] | Building Width to Depth Ratio | Roof Pitch | Exterior Non-Foundation Wall Input Methd | Exterior Non-Foundation Wall Pre-Defined Constructions | Exterior Non-Foundation Wall Overall Effective R-Value [h-ft^2-F/Btu] | Ceiling And Roof Input Methd | Ceiling And Roof Construction | Ceiling Overall Effective R-Value [h-ft^2-F/Btu] | Attic Vented | Floor and Foundation Input Methd | Foundation And Floor Construction | Foundation Type | Floor Overall Effective R-Value [h-ft^2-F/Btu] | Slab Perimeter Insulation R-Value [h-ft^2-F/Btu] | Full Under-Slab Insulation R-Value [h-ft^2-F/Btu] | Slab Thermal Break Insulation R-Value [h-ft^2-F/Btu] | Basement Wall Insulation R-Value [h-ft^2-F/Btu] | Foundation Vented | Window U-Value [Btu/h-ft^2-F] | Window Solar Heat Gain Coefficient | Window Shades | Window-to-Wall Ratio, Front [%] | Window-to-Wall Ratio, Back [%] | Window-to-Wall Ratio, Left [%] | Window-to-Wall Ratio, Right [%] | Conditioned Envelope Infiltration [ACH50] | Primary HVAC Type | HVAC Sizing Method | Primary Heating Capacity Units | Primary Rated Heating Capacity [@47F OAT] | Primary Cooling Capacity Units | Primary Rated Cooling Capacity [@95F OAT] | ASHP Backup Heat Type | ASHP Backup Heat Capacity Units | ASHP Backup Heat Capacity | ASHP Backup Heat Lockout Temp [deg F] | ASHP Compressor Lockout Temp [deg F] | Backup Electric Baseboard Heat Capacity [kW] | Non-Electric Furnace AFUE [%] | Supply Duct Leakage [%] | Supply Duct Insulation Nominal R-Value [h-ft^2-F/Btu] | Return Duct Leakage [%] | Return Duct Insulation Nominal R-Value [h-ft^2-F/Btu] | Heating Setpoint Schedule | Cooling Setpoint Schedule | Water Heater | Water Heater Setpoint Schedule | Number Of People | Interior Lighting Power Density [W/ft^2] | Exterior Lighting Power [W] | Range | Dryer | Refrigerator | Clothes Washer | Dishwasher | Misc Electric Gains [Max W] | Misc Electric Gains Schedule | Misc Gas Gains [Max Btu/h] | Misc Gas Gains Schedule
SITE_00002 | 4 | USA_WA_Everett-Snohomish.County.AP-Paine.Field.727937_TMY3 | 0 | 1101.5 | 0.97526 | 8 | 1 | 4-12 (Low-Moderate Slope) | Overall Effective R-Value | 0 | 11.6926 | Ceiling Overall Effective R-Value (Assumes Uninsulated Roof) | 0 | 8.4265 | Yes | Foundation Type with Effective R-Values | 0 | Vented Crawlspace | 9.3223 | 0 | 0 | 0 | 2.0929 | Yes | 0.57808 | 0.57214 | No | 0.1962 | 0.36237 | 0.098598 | 0.038619 | 9.9854 | Nat. Gas Furnace with No CAC | Manual | kW | 15 |  |  | Electric | kW | 15 | 35 | -30 | 0 | 0.9667 | 0.17053 | 4.6611 | 0.01 | 100 | Heat_EZ_Sch_2 | Cool_EZ_Sch_1 | No | DHW_EZ_Sch_1 | 0 | 0 | 0 | No | No | No | No | No | 548.5703 | Misc_Elec_EZ_Sch_1 | 0
SITE_00003 | 4 | USA_WA_Tacoma.Narrows.AP.727938_TMY3 | 0 | 1100 | 1.0625 | 8 | 1 | 4-12 (Low-Moderate Slope) | Overall Effective R-Value | 0 | 9.469 | Ceiling Overall Effective R-Value (Assumes Uninsulated Roof) | 0 | 11.2891 | Yes | Foundation Type with Effective R-Values | 0 | Vented Crawlspace | 15.3273 | 0 | 0 | 0 | 2.0929 | Yes | 0.75 | 0.7528 | No | 0.21786 | 0.26725 | 0.20923 | 0.00035472 | 6.0034 | Electric Furnace with No CAC | Manual | kW | 15 |  |  | Electric | kW | 15 | 35 | -30 | 0 |  | 0.17053 | 7.6636 | 0.01 | 100 | Heat_EZ_Sch_1 | Cool_EZ_Sch_1 | No | DHW_EZ_Sch_1 | 0 | 0 | 0 | No | No | No | No | No | 622.1571 | Misc_Elec_EZ_Sch_1 | 0
SITE_00004 | 4 | USA_OR_Astoria.Rgnl.AP.727910_TMY3 | 0 | 1383 | 0.91757 | 8 | 1 | 4-12 (Low-Moderate Slope) | Overall Effective R-Value | 0 | 12.4802 | Ceiling Overall Effective R-Value (Assumes Uninsulated Roof) | 0 | 11.2891 | Yes | Foundation Type with Effective R-Values | 0 | Vented Crawlspace | 11.0945 | 0 | 0 | 0 | 2.0929 | Yes | 0.75 | 0.7528 | No | 0.24368 | 0.073646 | 0.13162 | 0.017705 | 6.8418 | Electric Furnace with No CAC | Manual | kW | 15 |  |  | Electric | kW | 15 | 35 | -30 | 0 |  | 0.17053 | 5.5472 | 0.01 | 100 | Heat_EZ_Sch_1 | Cool_EZ_Sch_1 | No | DHW_EZ_Sch_1 | 0 | 0 | 0 | No | No | No | No | No | 608.3549 | Misc_Elec_EZ_Sch_1 | 0
SITE_00005 | 4 | USA_WA_Kelso-Longview-Southwest.Washington.Rgnl.AP.727924_TMY3 | 0 | 1344 | 0.91248 | 8 | 1 | 4-12 (Low-Moderate Slope) | Overall Effective R-Value | 0 | 11.6926 | Ceiling Overall Effective R-Value (Assumes Uninsulated Roof) | 0 | 8.0481 | Yes | Foundation Type with Effective R-Values | 0 | Vented Crawlspace | 4.7448 | 0 | 0 | 0 | 2.0929 | Yes | 1.1 | 0.75 | No | 0.092846 | 0.24608 | 0.23007 | 0.010899 | 10.1268 | Electric Furnace with No CAC | Manual | kW | 15 |  |  | Electric | kW | 15 | 35 | -30 | 0 |  | 0.17053 | 2.3724 | 0.01 | 100 | Heat_EZ_Sch_1 | Cool_EZ_Sch_1 | No | DHW_EZ_Sch_1 | 0 | 0 | 0 | No | No | No | No | No | 482.7332 | Misc_Elec_EZ_Sch_1 | 0
SITE_00006 | 4 | USA_WA_Kelso-Longview-Southwest.Washington.Rgnl.AP.727924_TMY3 | 0 | 1876 | 1.0012 | 8 | 1 | 4-12 (Low-Moderate Slope) | Overall Effective R-Value | 0 | 12.4802 | Ceiling Overall Effective R-Value (Assumes Uninsulated Roof) | 0 | 11.2891 | Yes | Foundation Type with Effective R-Values | 0 | Vented Crawlspace | 9.6792 | 0 | 0 | 0 | 2.0929 | Yes | 0.74864 | 0.7528 | No | 0.082447 | 0.29287 | 0.014608 | 0.30917 | 4.4274 | Single Speed ASHP (8.5 HSPF 15 SEER) | Manual | ton | 2.5 | ton | 2.5 | Electric | kW | 15 | 35 | -30 | 0 |  | 0.17053 | 4.8396 | 0.01 | 100 | Heat_EZ_Sch_1 | Cool_EZ_Sch_1 | No | DHW_EZ_Sch_1 | 0 | 0 | 0 | No | No | No | No | No | 623.2365 | Misc_Elec_EZ_Sch_1 | 0
SITE_00007 | 4 | USA_WA_Tacoma.Narrows.AP.727938_TMY3 | 0 | 1452 | 0.96806 | 8 | 1 | 4-12 (Low-Moderate Slope) | Overall Effective R-Value | 0 | 11.1432 | Ceiling Overall Effective R-Value (Assumes Uninsulated Roof) | 0 | 8.0481 | Yes | Foundation Type with Effective R-Values | 0 | Vented Crawlspace | 8.1308 | 0 | 0 | 0 | 2.0929 | Yes | 1.1644 | 0.74313 | No | 0.076244 | 0.083492 | 0.25269 | 0.37101 | 9.7826 | Electric Furnace with No CAC | Manual | kW | 15 |  |  | Electric | kW | 15 | 35 | -30 | 0 |  | 0.17053 | 4.0654 | 0.01 | 100 | Heat_EZ_Sch_1 | Cool_EZ_Sch_1 | No | DHW_EZ_Sch_1 | 0 | 0 | 0 | No | No | No | No | No | 538.1961 | Misc_Elec_EZ_Sch_1 | 0
SITE_00009 | 4 | USA_WA_Seattle-King.County.Intl.AP-Boeing.Field.727935_TMY3 | 0 | 1644 | 1.0625 | 8 | 1 | 4-12 (Low-Moderate Slope) | Overall Effective R-Value | 0 | 16.3106 | Ceiling Overall Effective R-Value (Assumes Uninsulated Roof) | 0 | 39.8831 | Yes | Foundation Type with Effective R-Values | 0 | Vented Crawlspace | 35.6578 | 0 | 0 | 0 | 2.0929 | Yes | 0.38 | 0.40524 | No | 0.00029016 | 0.1379 | 0.14083 | 0.30202 | 0.85902 | Single Speed ASHP (8.5 HSPF 15 SEER) | Manual | ton | 2.5 | ton | 2.5 | Electric | kW | 15 | 35 | -30 | 0 |  | 0.12716 | 17.8289 | 0.01 | 100 | Heat_EZ_Sch_1 | Cool_EZ_Sch_1 | No | DHW_EZ_Sch_1 | 0 | 0 | 0 | No | No | No | No | No | 751.188 | Misc_Elec_EZ_Sch_1 | 0
SITE_00010 | 4 | USA_WA_Seattle-King.County.Intl.AP-Boeing.Field.727935_TMY3 | 0 | 960 | 0.9375 | 8 | 1 | 4-12 (Low-Moderate Slope) | Overall Effective R-Value | 0 | 7.9748 | Ceiling Overall Effective R-Value (Assumes Uninsulated Roof) | 0 | 8.0481 | Yes | Foundation Type with Effective R-Values | 0 | Vented Crawlspace | 9.3223 | 0 | 0 | 0 | 2.0929 | Yes | 1.1 | 0.75 | No | 0.13747 | 0.043511 | 0.11057 | 0.030841 | 12.4034 | Ductless Heat Pump (10 HSPF 22 SEER) | Manual | ton | 2 | ton | 2 | Electric | kW | 15 | 35 | -30 | 0 |  | 0.17053 | 4.6611 | 0.01 | 100 | Heat_EZ_Sch_1 | Cool_EZ_Sch_1 | No | DHW_EZ_Sch_1 | 0 | 0 | 0 | No | No | No | No | No | 404.4332 | Misc_Elec_EZ_Sch_1 | 0
SITE_00011 | 4 | USA_WA_Olympia.Rgnl.AP.727920_TMY3 | 0 | 1152 | 0.96354 | 8 | 1 | 4-12 (Low-Moderate Slope) | Overall Effective R-Value | 0 | 11.6926 | Ceiling Overall Effective R-Value (Assumes Uninsulated Roof) | 0 | 11.2891 | Yes | Foundation Type with Effective R-Values | 0 | Vented Crawlspace | 11.0945 | 0 | 0 | 0 | 2.0929 | Yes | 0.83687 | 0.74785 | No | 0.10933 | 0.10649 | 0.06227 | 0.12191 | 5.5793 | Single Speed ASHP (8.5 HSPF 15 SEER) | Manual | ton | 1.9167 | ton | 1.9167 | Electric | kW | 15 | 35 | -30 | 0 |  | 0.17053 | 5.5472 | 0.01 | 100 | Heat_EZ_Sch_1 | Cool_EZ_Sch_1 | No | DHW_EZ_Sch_1 | 0 | 0 | 0 | No | No | No | No | No | 584.221 | Misc_Elec_EZ_Sch_1 | 0
SITE_00012 | 4 | USA_WA_Seattle-King.County.Intl.AP-Boeing.Field.727935_TMY3 | 0 | 960 | 0.96875 | 8 | 1 | 4-12 (Low-Moderate Slope) | Overall Effective R-Value | 0 | 10.4336 | Ceiling Overall Effective R-Value (Assumes Uninsulated Roof) | 0 | 6.2453 | Yes | Foundation Type with Effective R-Values | 0 | Vented Crawlspace | 9.3223 | 0 | 0 | 0 | 2.0929 | Yes | 1.1146 | 0.73913 | No | 0.051594 | 0.19157 | 0.21557 | 0.14992 | 14.7865 | Single Speed ASHP (8.5 HSPF 15 SEER) | Manual | ton | 2.9497 | ton | 2.9497 | Electric | kW | 15 | 35 | -30 | 0 |  | 0.17053 | 4.6611 | 0.01 | 100 | Heat_EZ_Sch_1 | Cool_EZ_Sch_1 | No | DHW_EZ_Sch_1 | 0 | 0 | 0 | No | No | No | No | No | 454.0142 | Misc_Elec_EZ_Sch_1 | 0
SITE_00014 | 4 | USA_WA_Tacoma.Narrows.AP.727938_TMY3 | 0 | 1053 | 1.0469 | 8 | 1 | 4-12 (Low-Moderate Slope) | Overall Effective R-Value | 0 | 18.4146 | Ceiling Overall Effective R-Value (Assumes Uninsulated Roof) | 0 | 43.3984 | Yes | Foundation Type with Effective R-Values | 0 | Vented Crawlspace | 33.0254 | 0 | 0 | 0 | 2.0929 | Yes | 0.3863 | 0.40524 | No | 0.098326 | 0.25035 | 0.20586 | 0.14281 | 2.4437 | Single Speed ASHP (8.5 HSPF 15 SEER) | Manual | ton | 1.7833 | ton | 1.7833 | Electric | kW | 15 | 35 | -30 | 0 |  | 0.12716 | 16.5127 | 0.01 | 100 | Heat_EZ_Sch_1 | Cool_EZ_Sch_1 | No | DHW_EZ_Sch_1 | 0 | 0 | 0 | No | No | No | No | No | 553.3156 | Misc_Elec_EZ_Sch_1 | 0
SITE_00016 | 4 | USA_WA_Tacoma-JB.Lewis-McChord-McChord.Field.742060_TMY3 | 0 | 1478 | 0.92498 | 8 | 1 | 4-12 (Low-Moderate Slope) | Overall Effective R-Value | 0 | 12.0608 | Ceiling Overall Effective R-Value (Assumes Uninsulated Roof) | 0 | 11.2891 | Yes | Foundation Type with Effective R-Values | 0 | Vented Crawlspace | 11.1565 | 0 | 0 | 0 | 2.0929 | Yes | 0.87834 | 0.72605 | No | 0.43345 | 0.27181 | 0.10509 | 0.095222 | 6.1079 | Electric Furnace with No CAC | Manual | kW | 15 |  |  | Electric | kW | 15 | 35 | -30 | 0 |  | 0.17053 | 5.5783 | 0.01 | 100 | Heat_EZ_Sch_1 | Cool_EZ_Sch_1 | No | DHW_EZ_Sch_1 | 0 | 0 | 0 | No | No | No | No | No | 1209.7798 | Misc_Elec_EZ_Sch_1 | 0
SITE_00017 | 4 | USA_WA_Everett-Snohomish.County.AP-Paine.Field.727937_TMY3 | 0 | 1456 | 0.92497 | 8 | 1 | 4-12 (Low-Moderate Slope) | Overall Effective R-Value | 0 | 11.4782 | Ceiling Overall Effective R-Value (Assumes Uninsulated Roof) | 0 | 8.0481 | Yes | Foundation Type with Effective R-Values | 0 | Vented Crawlspace | 10.8057 | 0 | 0 | 0 | 2.0929 | Yes | 0.55 | 0.56493 | No | 0.059983 | 0.14845 | 0.019184 | 0.082343 | 11.0497 | Electric Furnace with No CAC | Manual | kW | 15 |  |  | Electric | kW | 15 | 35 | -30 | 0 |  | 0.17053 | 5.4029 | 0.01 | 100 | Heat_EZ_Sch_1 | Cool_EZ_Sch_1 | No | DHW_EZ_Sch_1 | 0 | 0 | 0 | No | No | No | No | No | 674.4985 | Misc_Elec_EZ_Sch_1 | 0
SITE_00018 | 4 | USA_WA_Everett-Snohomish.County.AP-Paine.Field.727937_TMY3 | 0 | 1818 | 1.0498 | 8 | 1 | 4-12 (Low-Moderate Slope) | Overall Effective R-Value | 0 | 11.6926 | Ceiling Overall Effective R-Value (Assumes Uninsulated Roof) | 0 | 11.2891 | Yes | Foundation Type with Effective R-Values | 0 | Vented Crawlspace | 13.7833 | 0 | 0 | 0 | 2.0929 | Yes | 0.74593 | 0.7528 | No | 0.15584 | 0.049549 | 0.1261 | 0.26853 | 6.9001 | Single Speed ASHP (8.5 HSPF 15 SEER) | Manual | ton | 2.5 | ton | 2.5 | Electric | kW | 15 | 35 | -30 | 0 |  | 0.17053 | 6.8917 | 0.01 | 100 | Heat_EZ_Sch_1 | Cool_EZ_Sch_1 | No | DHW_EZ_Sch_1 | 0 | 0 | 0 | No | No | No | No | No | 666.0784 | Misc_Elec_EZ_Sch_1 | 0
SITE_00019 | 4 | USA_WA_Kelso-Longview-Southwest.Washington.Rgnl.AP.727924_TMY3 | 0 | 1680 | 1.0625 | 8 | 1 | 4-12 (Low-Moderate Slope) | Overall Effective R-Value | 0 | 12.4802 | Ceiling Overall Effective R-Value (Assumes Uninsulated Roof) | 0 | 11.2891 | Yes | Foundation Type with Effective R-Values | 0 | Vented Crawlspace | 11.3712 | 0 | 0 | 0 | 2.1915 | Yes | 0.7768 | 0.7528 | No | 0.080881 | 0.16395 | 0.13158 | 0.016265 | 4.4705 | Electric Furnace with No CAC | Manual | kW | 15 |  |  | Electric | kW | 15 | 35 | -30 | 0 |  | 0.17053 | 5.6856 | 0.01 | 100 | Heat_EZ_Sch_1 | Cool_EZ_Sch_1 | No | DHW_EZ_Sch_1 | 0 | 0 | 0 | No | No | No | No | No | 608.0906 | Misc_Elec_EZ_Sch_1 | 0
SITE_00020 | 4 | USA_WA_Kelso-Longview-Southwest.Washington.Rgnl.AP.727924_TMY3 | 0 | 1690 | 1.0625 | 8 | 1 | 4-12 (Low-Moderate Slope) | Overall Effective R-Value | 0 | 17.5367 | Ceiling Overall Effective R-Value (Assumes Uninsulated Roof) | 0 | 24.0342 | Yes | Foundation Type with Effective R-Values | 0 | Vented Crawlspace | 35.8858 | 0 | 0 | 0 | 2.0929 | Yes | 0.48536 | 0.49917 | No | 0.0047994 | 0.090335 | 0.3248 | 0.2749 | 2.4167 | Single Speed ASHP (8.5 HSPF 15 SEER) | Manual | ton | 2.2333 | ton | 2.2333 | Electric | kW | 15 | 35 | -30 | 0 |  | 0.12716 | 17.9429 | 0.01 | 100 | Heat_EZ_Sch_1 | Cool_EZ_Sch_1 | No | DHW_EZ_Sch_1 | 0 | 0 | 0 | No | No | No | No | No | 609.8741 | Misc_Elec_EZ_Sch_1 | 0
SITE_00021 | 4 | USA_WA_Olympia.Rgnl.AP.727920_TMY3 | 0 | 2293 | 1.0808 | 8 | 1 | 4-12 (Low-Moderate Slope) | Overall Effective R-Value | 0 | 16.3106 | Ceiling Overall Effective R-Value (Assumes Uninsulated Roof) | 0 | 29.6859 | Yes | Foundation Type with Effective R-Values | 0 | Vented Crawlspace | 20.258 | 0 | 0 | 0 | 7.5181 | Yes | 0.51152 | 0.5817 | No | 0.3349 | 0.19066 | 0.035489 | 0.00024152 | 2.6463 | Single Speed ASHP (8.5 HSPF 15 SEER) | Manual | ton | 2.8833 | ton | 2.8833 | Electric | kW | 15 | 35 | -30 | 0 |  | 0.091605 | 3.2941 | 0.01 | 6.5882 | Heat_EZ_Sch_1 | Cool_EZ_Sch_1 | No | DHW_EZ_Sch_1 | 0 | 0 | 0 | No | No | No | No | No | 708.3444 | Misc_Elec_EZ_Sch_1 | 0
SITE_00022 | 4 | USA_WA_Tacoma.Narrows.AP.727938_TMY3 | 0 | 860 | 0.92631 | 8 | 1 | 4-12 (Low-Moderate Slope) | Overall Effective R-Value | 0 | 10.4899 | Ceiling Overall Effective R-Value (Assumes Uninsulated Roof) | 0 | 8.0481 | Yes | Foundation Type with Effective R-Values | 0 | Vented Crawlspace | 16.5278 | 0 | 0 | 0 | 6.7382 | Yes | 0.55 | 0.56493 | No | 0.1902 | 0.00046016 | 0.13392 | 0.081463 | 11.5897 | Electric Furnace with No CAC | Manual | kW | 15 |  |  | Electric | kW | 15 | 35 | -30 | 0 |  | 0.17053 | 8.2639 | 0.01 | 100 | Heat_EZ_Sch_1 | Cool_EZ_Sch_1 | No | DHW_EZ_Sch_1 | 0 | 0 | 0 | No | No | No | No | No | 427.9059 | Misc_Elec_EZ_Sch_1 | 0
SITE_00023 | 4 | USA_WA_Quillayute.AP.727970_TMY3 | 0 | 1222 | 1.0313 | 8 | 1 | 4-12 (Low-Moderate Slope) | Overall Effective R-Value | 0 | 17.5367 | Ceiling Overall Effective R-Value (Assumes Uninsulated Roof) | 0 | 24.0342 | Yes | Foundation Type with Effective R-Values | 0 | Vented Crawlspace | 24.9699 | 0 | 0 | 0 | 2.0929 | Yes | 0.89438 | 0.72203 | No | 0.12282 | 0.11298 | 0.088103 | 0.13645 | 1.9933 | Electric Furnace with No CAC | Manual | kW | 10 |  |  | Electric | kW | 15 | 35 | -30 | 0 |  | 0.12716 | 12.485 | 0.01 | 100 | Heat_EZ_Sch_1 | Cool_EZ_Sch_1 | No | DHW_EZ_Sch_1 | 0 | 0 | 0 | No | No | No | No | No | 431.4694 | Misc_Elec_EZ_Sch_1 | 0
SITE_00024 | 4 | USA_WA_Quillayute.AP.727970_TMY3 | 0 | 840 | 0.9375 | 8 | 1 | 4-12 (Low-Moderate Slope) | Overall Effective R-Value | 0 | 11.6926 | Ceiling Overall Effective R-Value (Assumes Uninsulated Roof) | 0 | 8.0481 | Yes | Foundation Type with Effective R-Values | 0 | Vented Crawlspace | 9.3223 | 0 | 0 | 0 | 2.0929 | Yes | 1.1 | 0.75 | No | 0.06686 | 0.00046004 | 0.26547 | 0.25177 | 12.2609 | Electric Furnace with No CAC | Manual | kW | 15 |  |  | Electric | kW | 15 | 35 | -30 | 0 |  | 0.17053 | 4.6611 | 0.01 | 100 | Heat_EZ_Sch_1 | Cool_EZ_Sch_1 | No | DHW_EZ_Sch_1 | 0 | 0 | 0 | No | No | No | No | No | 517.3296 | Misc_Elec_EZ_Sch_1 | 0
SITE_00025 | 4 | USA_WA_Quillayute.AP.727970_TMY3 | 0 | 1532 | 0.90984 | 8 | 1 | 4-12 (Low-Moderate Slope) | Overall Effective R-Value | 0 | 11.6926 | Ceiling Overall Effective R-Value (Assumes Uninsulated Roof) | 0 | 10.5746 | Yes | Foundation Type with Effective R-Values | 0 | Vented Crawlspace | 11.5994 | 0 | 0 | 0 | 2.0929 | Yes | 0.78914 | 0.75257 | No | 0.088909 | 0.20042 | 0.24493 | 0.3258 | 7.5868 | Electric Furnace with No CAC | Manual | kW | 15 |  |  | Electric | kW | 15 | 35 | -30 | 0 |  | 0.17053 | 5.7997 | 0.01 | 100 | Heat_EZ_Sch_1 | Cool_EZ_Sch_1 | No | DHW_EZ_Sch_1 | 0 | 0 | 0 | No | No | No | No | No | 517.594 | Misc_Elec_EZ_Sch_1 | 0
SITE_00026 | 4 | USA_WA_Quillayute.AP.727970_TMY3 | 0 | 1485 | 1.0425 | 8 | 1 | 4-12 (Low-Moderate Slope) | Overall Effective R-Value | 0 | 16.3106 | Ceiling Overall Effective R-Value (Assumes Uninsulated Roof) | 0 | 19.0891 | Yes | Foundation Type with Effective R-Values | 0 | Vented Crawlspace | 18.1327 | 0 | 0 | 0 | 2.0929 | Yes | 0.51152 | 0.7751 | No | 0.2328 | 0.2417 | 0.00031115 | 0.00031115 | 4.4142 | Electric Furnace with No CAC | Manual | kW | 15 |  |  | Electric | kW | 15 | 35 | -30 | 0 |  | 0.091605 | 0.52133 | 0.01 | 1.0427 | Heat_EZ_Sch_1 | Cool_EZ_Sch_1 | No | DHW_EZ_Sch_1 | 0 | 0 | 0 | No | No | No | No | No | 901.2908 | Misc_Elec_EZ_Sch_1 | 0
SITE_00028 | 4 | USA_WA_Tacoma-JB.Lewis-McChord-McChord.Field.742060_TMY3 | 0 | 1156 | 0.93253 | 8 | 1 | 4-12 (Low-Moderate Slope) | Overall Effective R-Value | 0 | 11.516 | Ceiling Overall Effective R-Value (Assumes Uninsulated Roof) | 0 | 21.4623 | Yes | Foundation Type with Effective R-Values | 0 | Vented Crawlspace | 13.23 | 0 | 0 | 0 | 2.1274 | Yes | 0.85545 | 0.75218 | No | 0.13524 | 0.25481 | 0.050605 | 0.014456 | 9.5359 | Electric Furnace with No CAC | Manual | kW | 15 |  |  | Electric | kW | 15 | 35 | -30 | 0 |  | 0.17053 | 6.615 | 0.01 | 100 | Heat_EZ_Sch_1 | Cool_EZ_Sch_1 | No | DHW_EZ_Sch_1 | 0 | 0 | 0 | No | No | No | No | No | 381.3148 | Misc_Elec_EZ_Sch_1 | 0
SITE_00029 | 4 | USA_WA_Tacoma-JB.Lewis-McChord-McChord.Field.742060_TMY3 | 0 | 762 | 0.90568 | 8 | 1 | 4-12 (Low-Moderate Slope) | Overall Effective R-Value | 0 | 7.2818 | Ceiling Overall Effective R-Value (Assumes Uninsulated Roof) | 0 | 8.0481 | Yes | Foundation Type with Effective R-Values | 0 | Vented Crawlspace | 9.3223 | 0 | 0 | 0 | 2.0929 | Yes | 0.99866 | 0.68355 | No | 0.00049999 | 0.031345 | 0.17836 | 0.21676 | 14.442 | Electric Furnace with No CAC | Manual | kW | 15 |  |  | Electric | kW | 15 | 35 | -30 | 0 |  | 0.17053 | 4.6611 | 0.01 | 100 | Heat_EZ_Sch_1 | Cool_EZ_Sch_1 | No | DHW_EZ_Sch_1 | 0 | 0 | 0 | No | No | No | No | No | 567.7678 | Misc_Elec_EZ_Sch_1 | 0
SITE_00030 | 4 | USA_WA_Tacoma-JB.Lewis-McChord-McChord.Field.742060_TMY3 | 0 | 1071 | 0.87162 | 8 | 1 | 4-12 (Low-Moderate Slope) | Overall Effective R-Value | 0 | 11.516 | Ceiling Overall Effective R-Value (Assumes Uninsulated Roof) | 0 | 10.5746 | Yes | Foundation Type with Effective R-Values | 0 | Vented Crawlspace | 12.2678 | 0 | 0 | 0 | 2.0929 | Yes | 0.76124 | 0.71683 | No | 0.22322 | 0.2535 | 0.15349 | 0.096802 | 10.5127 | Electric Furnace with No CAC | Manual | kW | 15 |  |  | Electric | kW | 15 | 35 | -30 | 0 |  | 0.17053 | 6.1339 | 0.01 | 100 | Heat_EZ_Sch_1 | Cool_EZ_Sch_1 | No | DHW_EZ_Sch_1 | 0 | 0 | 0 | No | No | No | No | No | 414.1236 | Misc_Elec_EZ_Sch_1 | 0
SITE_00031 | 4 | USA_WA_Tacoma-JB.Lewis-McChord-McChord.Field.742060_TMY3 | 0 | 1440 | 0.93377 | 8 | 1 | 4-12 (Low-Moderate Slope) | Overall Effective R-Value | 0 | 11.516 | Ceiling Overall Effective R-Value (Assumes Uninsulated Roof) | 0 | 8.0481 | Yes | Foundation Type with Effective R-Values | 0 | Vented Crawlspace | 10.6685 | 0 | 0 | 0 | 2.0929 | Yes | 0.58829 | 0.57505 | No | 0.15519 | 0.17088 | 0.12598 | 0.20009 | 9.353 | Electric Furnace with No CAC | Manual | kW | 15 |  |  | Electric | kW | 15 | 35 | -30 | 0 |  | 0.17053 | 5.3343 | 0.01 | 100 | Heat_EZ_Sch_1 | Cool_EZ_Sch_1 | No | DHW_EZ_Sch_1 | 0 | 0 | 0 | No | No | No | No | No | 444.5806 | Misc_Elec_EZ_Sch_1 | 0
SITE_00032 | 4 | USA_WA_Bremerton.Natl.AP.727928_TMY3 | 0 | 1326 | 1 | 8 | 1 | 4-12 (Low-Moderate Slope) | Overall Effective R-Value | 0 | 16.3106 | Ceiling Overall Effective R-Value (Assumes Uninsulated Roof) | 0 | 24.0342 | Yes | Foundation Type with Effective R-Values | 0 | Vented Crawlspace | 20.258 | 0 | 0 | 0 | 2.0929 | Yes | 0.48 | 0.49917 | No | 0.014875 | 0.12816 | 0.23228 | 0.29861 | 4.2753 | Single Speed ASHP (8.5 HSPF 15 SEER) | Manual | ton | 2.9 | ton | 2.9 | Electric | kW | 15 | 35 | -30 | 0 |  | 0.17053 | 10.129 | 0.01 | 100 | Heat_EZ_Sch_1 | Cool_EZ_Sch_1 | No | DHW_EZ_Sch_1 | 0 | 0 | 0 | No | No | No | No | No | 567.8532 | Misc_Elec_EZ_Sch_1 | 0
SITE_00033 | 4 | USA_OR_Portland-Hillsboro.AP.726986_TMY3 | 0 | 1056 | 0.90625 | 8 | 1 | 4-12 (Low-Moderate Slope) | Overall Effective R-Value | 0 | 9.469 | Ceiling Overall Effective R-Value (Assumes Uninsulated Roof) | 0 | 8.0481 | Yes | Foundation Type with Effective R-Values | 0 | Vented Crawlspace | 8.6264 | 0 | 0 | 0 | 2.0929 | Yes | 0.55 | 0.56493 | No | 0.097342 | 0.00042445 | 0.20836 | 0.083782 | 18.4227 | Electric Furnace with No CAC | Manual | kW | 15 |  |  | Electric | kW | 15 | 35 | -30 | 0 |  | 0.17053 | 4.3132 | 0.01 | 100 | Heat_EZ_Sch_1 | Cool_EZ_Sch_1 | No | DHW_EZ_Sch_1 | 0 | 0 | 0 | No | No | No | No | No | 984.3305 | Misc_Elec_EZ_Sch_1 | 0
SITE_00034 | 4 | USA_OR_Portland-Hillsboro.AP.726986_TMY3 | 0 | 1404 | 0.96991 | 8 | 1 | 4-12 (Low-Moderate Slope) | Overall Effective R-Value | 0 | 11.6919 | Ceiling Overall Effective R-Value (Assumes Uninsulated Roof) | 0 | 21.8026 | Yes | Foundation Type with Effective R-Values | 0 | Vented Crawlspace | 23.5886 | 0 | 0 | 0 | 2.0929 | Yes | 0.48 | 0.49917 | No | 0.1228 | 0.28053 | 0.080613 | 0.087134 | 7.8803 | Single Speed ASHP (8.5 HSPF 15 SEER) | Manual | ton | 1.85 | ton | 1.85 | Electric | kW | 15 | 35 | -30 | 0 |  | 0.12716 | 11.7943 | 0.01 | 100 | Heat_EZ_Sch_1 | Cool_EZ_Sch_1 | No | DHW_EZ_Sch_1 | 0 | 0 | 0 | No | No | No | No | No | 615.8301 | Misc_Elec_EZ_Sch_1 | 0
SITE_00035 | 4 | USA_WA_Seattle-King.County.Intl.AP-Boeing.Field.727935_TMY3 | 0 | 1584 | 0.98051 | 8 | 1 | 4-12 (Low-Moderate Slope) | Overall Effective R-Value | 0 | 11.3052 | Ceiling Overall Effective R-Value (Assumes Uninsulated Roof) | 0 | 10.5746 | Yes | Foundation Type with Effective R-Values | 0 | Vented Crawlspace | 13.8173 | 0 | 0 | 0 | 2.0929 | Yes | 0.75 | 0.7528 | No | 0.072439 | 0.14092 | 0.16229 | 0.36642 | 7.3266 | Single Speed ASHP (8.5 HSPF 15 SEER) | Manual | ton | 3.212 | ton | 3.212 | Electric | kW | 15 | 35 | -30 | 0 |  | 0.17053 | 6.9086 | 0.01 | 100 | Heat_EZ_Sch_1 | Cool_EZ_Sch_1 | No | DHW_EZ_Sch_1 | 0 | 0 | 0 | No | No | No | No | No | 518.8571 | Misc_Elec_EZ_Sch_1 | 0
SITE_00037 | 4 | USA_WA_Tacoma-JB.Lewis-McChord-McChord.Field.742060_TMY3 | 0 | 660 | 0.93996 | 8 | 1 | 4-12 (Low-Moderate Slope) | Overall Effective R-Value | 0 | 11.1432 | Ceiling Overall Effective R-Value (Assumes Uninsulated Roof) | 0 | 10.8319 | Yes | Foundation Type with Effective R-Values | 0 | Vented Crawlspace | 10.1133 | 0 | 0 | 0 | 2.0929 | Yes | 0.75829 | 0.75275 | No | 0.081959 | 0.029908 | 0.16608 | 0.12998 | 10.3988 | Electric Furnace with No CAC | Manual | kW | 10 |  |  | Electric | kW | 15 | 35 | -30 | 0 |  | 0.17053 | 5.0567 | 0.01 | 100 | Heat_EZ_Sch_1 | Cool_EZ_Sch_1 | No | DHW_EZ_Sch_1 | 0 | 0 | 0 | No | No | No | No | No | 373.7912 | Misc_Elec_EZ_Sch_1 | 0
SITE_00038 | 4 | USA_OR_Portland-Hillsboro.AP.726986_TMY3 | 0 | 924 | 0.96496 | 8 | 1 | 4-12 (Low-Moderate Slope) | Overall Effective R-Value | 0 | 9.4894 | Ceiling Overall Effective R-Value (Assumes Uninsulated Roof) | 0 | 11.2891 | Yes | Foundation Type with Effective R-Values | 0 | Vented Crawlspace | 11.0123 | 0 | 0 | 0 | 2.0929 | Yes | 0.89399 | 0.75196 | No | 0.19645 | 0.31388 | 0.0091149 | 0.00042615 | 15.741 | Electric Furnace with No CAC | Manual | kW | 15 |  |  | Electric | kW | 15 | 35 | -30 | 0 |  | 0.17053 | 5.5062 | 0.01 | 100 | Heat_EZ_Sch_1 | Cool_EZ_Sch_1 | No | DHW_EZ_Sch_1 | 0 | 0 | 0 | No | No | No | No | No | 712.7369 | Misc_Elec_EZ_Sch_1 | 0
SITE_00039 | 4 | USA_OR_Portland-Hillsboro.AP.726986_TMY3 | 0 | 1404 | 1 | 8 | 1 | 4-12 (Low-Moderate Slope) | Overall Effective R-Value | 0 | 4.4611 | Ceiling Overall Effective R-Value (Assumes Uninsulated Roof) | 0 | 11.2891 | Yes | Foundation Type with Effective R-Values | 0 | Vented Crawlspace | 4.707 | 0 | 0 | 0 | 8.3333 | Yes | 0.75 | 0.7528 | No | 0.15685 | 0.15195 | 0.20841 | 0.10039 | 7.8739 | Single Speed ASHP (8.5 HSPF 15 SEER) | Manual | ton | 4.4195 | ton | 4.4195 | Electric | kW | 15 | 35 | -30 | 0 |  | 0.17053 | 2.3535 | 0.01 | 100 | Heat_EZ_Sch_1 | Cool_EZ_Sch_1 | No | DHW_EZ_Sch_1 | 0 | 0 | 0 | No | No | No | No | No | 888.4148 | Misc_Elec_EZ_Sch_1 | 0
SITE_00040 | 4 | USA_OR_Portland-Hillsboro.AP.726986_TMY3 | 0 | 1400 | 1.0625 | 8 | 1 | 4-12 (Low-Moderate Slope) | Overall Effective R-Value | 0 | 11.3052 | Ceiling Overall Effective R-Value (Assumes Uninsulated Roof) | 0 | 24.0342 | Yes | Foundation Type with Effective R-Values | 0 | Vented Crawlspace | 21.6577 | 0 | 0 | 0 | 2.1983 | Yes | 0.48 | 0.49917 | No | 0.15836 | 0.074916 | 0.00031442 | 0.080485 | 2.0966 | Electric Furnace with No CAC | Manual | kW | 10 |  |  | Electric | kW | 15 | 35 | -30 | 0 |  | 0.12716 | 10.8288 | 0.01 | 100 | Heat_EZ_Sch_1 | Cool_EZ_Sch_1 | No | DHW_EZ_Sch_1 | 0 | 0 | 0 | No | No | No | No | No | 776.2711 | Misc_Elec_EZ_Sch_1 | 0
SITE_00049 | 4 | USA_OR_Portland-Hillsboro.AP.726986_TMY3 | 0 | 495 | 1.0641 | 8 | 1 | 4-12 (Low-Moderate Slope) | Overall Effective R-Value | 0 | 10.9906 | Ceiling Overall Effective R-Value (Assumes Uninsulated Roof) | 0 | 4.2428 | Yes | Foundation Type with Effective R-Values | 0 | Heated Basement | 999 | 0 | 0 | 0 | 11.1048 | Yes | 0.79519 | 0.62763 | No | 0.14222 | 0.1725 | 0.25667 | 0.15355 | 3.2431 | Nat. Gas Furnace with No CAC | Manual | kW | 15 |  |  | Electric | kW | 15 | 35 | -30 | 0 | 0.85766 | 0.091605 | 0.39253 | 0.01 | 0.78506 | Heat_EZ_Sch_2 | Cool_EZ_Sch_1 | No | DHW_EZ_Sch_1 | 0 | 0 | 0 | No | No | No | No | No | 711.835 | Misc_Elec_EZ_Sch_1 | 0
SITE_00059 | 4 | USA_WA_Renton.Muni.AP.727934_TMY3 | 0 | 842 | 1.321 | 8 | 1 | 4-12 (Low-Moderate Slope) | Overall Effective R-Value | 0 | 12.0603 | Ceiling Overall Effective R-Value (Assumes Uninsulated Roof) | 0 | 22.6873 | Yes | Foundation Type with Effective R-Values | 0 | Vented Crawlspace | 18.1327 | 0 | 0 | 0 | 2.1708 | Yes | 0.57186 | 0.54897 | No | 0.13577 | 0.1422 | 0.03868 | 0.079172 | 10.6844 | Resistance Wall Heat with No AC | Manual | kW | 10 |  |  | Electric | kW | 15 | 35 | -30 | 0 |  | 0.091605 | 0.52133 | 0.01 | 1.0427 | Heat_EZ_Sch_1 | Cool_EZ_Sch_1 | No | DHW_EZ_Sch_1 | 0 | 0 | 0 | No | No | No | No | No | 546.1483 | Misc_Elec_EZ_Sch_1 | 0
SITE_00070 | 4 | USA_WA_Renton.Muni.AP.727934_TMY3 | 0 | 736 | 2.1957 | 8 | 1 | 4-12 (Low-Moderate Slope) | Overall Effective R-Value | 0 | 12.8539 | Ceiling Overall Effective R-Value (Assumes Uninsulated Roof) | 0 | 19.532 | Yes | Foundation Type with Effective R-Values | 0 | Heated Basement | 999 | 0 | 0 | 0 | 1.73 | Yes | 0.52699 | 0.54507 | No | 0.12148 | 0.086883 | 0.050014 | 0.10545 | 5.0676 | Nat. Gas Furnace with No CAC | Manual | kW | 15 |  |  | Electric | kW | 15 | 35 | -30 | 0 | 0.95 | 0.091605 | 0.39253 | 0.01 | 0.78506 | Heat_EZ_Sch_2 | Cool_EZ_Sch_1 | No | DHW_EZ_Sch_1 | 0 | 0 | 0 | No | No | No | No | No | 1106.3506 | Misc_Elec_EZ_Sch_1 | 0
SITE_00081 | 4 | USA_WA_Quillayute.AP.727970_TMY3 | 0 | 690 | 0.9375 | 8 | 1 | 4-12 (Low-Moderate Slope) | Overall Effective R-Value | 0 | 11.1869 | Ceiling Overall Effective R-Value (Assumes Uninsulated Roof) | 0 | 3.5 | Yes | Foundation Type with Effective R-Values | 0 | Slab | 999 | 2.6329 | 2.6329 | 0 | 999 | Yes | 0.88637 | 0.59698 | No | 0.00050759 | 0.00050759 | 0.12783 | 0.069001 | 3.4168 | Resistance Wall Heat with No AC | Manual | kW | 15 |  |  | Electric | kW | 15 | 35 | -30 | 0 |  | 0.091605 | 0.52133 | 0.01 | 1.0427 | Heat_EZ_Sch_1 | Cool_EZ_Sch_1 | No | DHW_EZ_Sch_1 | 0 | 0 | 0 | No | No | No | No | No | 420.2192 | Misc_Elec_EZ_Sch_1 | 0
SITE_00116 | 4 | USA_OR_Portland-Hillsboro.AP.726986_TMY3 | 0 | 544 | 1.875 | 8 | 1 | 4-12 (Low-Moderate Slope) | Overall Effective R-Value | 0 | 10.4336 | Ceiling Overall Effective R-Value (Assumes Uninsulated Roof) | 0 | 34.6072 | Yes | Foundation Type with Effective R-Values | 0 | Vented Crawlspace | 18.1327 | 0 | 0 | 0 | 2.1708 | Yes | 0.98419 | 0.59698 | No | 0.00028583 | 0.00028583 | 0.11415 | 0.1584 | 10.6054 | Resistance Wall Heat with No AC | Manual | kW | 10 |  |  | Electric | kW | 15 | 35 | -30 | 0 |  | 0.091605 | 0.52133 | 0.01 | 1.0427 | Heat_EZ_Sch_1 | Cool_EZ_Sch_1 | No | DHW_EZ_Sch_1 | 0 | 0 | 0 | No | No | No | No | No | 594.0205 | Misc_Elec_EZ_Sch_1 | 0
SITE_00124 | 4 | USA_OR_Portland-Hillsboro.AP.726986_TMY3 | 0 | 617 | 2.4441 | 8 | 1 | 4-12 (Low-Moderate Slope) | Overall Effective R-Value | 0 | 16.2112 | Ceiling Overall Effective R-Value (Assumes Uninsulated Roof) | 0 | 40.352 | Yes | Foundation Type with Effective R-Values | 0 | Slab | 17.2568 | 2.6329 | 2.6329 | 0 | 999 | Yes | 0.51152 | 0.54897 | No | 0.14317 | 0.047042 | 0.0002059 | 0.0002059 | 5.9766 | Nat. Gas Furnace with No CAC | Manual | kW | 10 |  |  | Electric | kW | 15 | 35 | -30 | 0 | 0.8 | 0.091605 | 1.6 | 0.01 | 3.2 | Heat_EZ_Sch_2 | Cool_EZ_Sch_1 | No | DHW_EZ_Sch_1 | 0 | 0 | 0 | No | No | No | No | No | 581.6359 | Misc_Elec_EZ_Sch_1 | 0
SITE_00127 | 4 | USA_WA_Bremerton.Natl.AP.727928_TMY3 | 0 | 780 | 0.96875 | 8 | 1 | 4-12 (Low-Moderate Slope) | Overall Effective R-Value | 0 | 11.6926 | Ceiling Overall Effective R-Value (Assumes Uninsulated Roof) | 0 | 33.7382 | Yes | Foundation Type with Effective R-Values | 0 | Vented Crawlspace | 38.7698 | 0 | 0 | 0 | 2.0929 | Yes | 0.52699 | 0.59698 | No | 0.00046201 | 0.00046201 | 0.13215 | 0.21208 | 9.1908 | Resistance Wall Heat with No AC | Manual | kW | 10 |  |  | Electric | kW | 15 | 35 | -30 | 0 |  | 0.091605 | 0.52133 | 0.01 | 1.0427 | Heat_EZ_Sch_1 | Cool_EZ_Sch_1 | No | DHW_EZ_Sch_1 | 0 | 0 | 0 | No | No | No | No | No | 515.3762 | Misc_Elec_EZ_Sch_1 | 0
SITE_00133 | 4 | USA_WA_Seattle-King.County.Intl.AP-Boeing.Field.727935_TMY3 | 0 | 667 | 0.84389 | 8 | 1 | 4-12 (Low-Moderate Slope) | Overall Effective R-Value | 0 | 7.8339 | Ceiling Overall Effective R-Value (Assumes Uninsulated Roof) | 0 | 27.5634 | Yes | Foundation Type with Effective R-Values | 0 | Heated Basement | 999 | 0 | 0 | 0 | 1.73 | Yes | 0.74403 | 0.5687 | No | 0.15465 | 0.13361 | 0.48947 | 0.28091 | 4.8867 | Nat. Gas Furnace with No CAC | Manual | kW | 15 |  |  | Electric | kW | 15 | 35 | -30 | 0 | 0.925 | 0.091605 | 0.39253 | 0.01 | 0.78506 | Heat_EZ_Sch_2 | Cool_EZ_Sch_1 | No | DHW_EZ_Sch_1 | 0 | 0 | 0 | No | No | No | No | No | 459.638 | Misc_Elec_EZ_Sch_1 | 0
SITE_00145 | 4 | USA_WA_Tacoma.Narrows.AP.727938_TMY3 | 0 | 900 | 0.97833 | 8 | 1 | 4-12 (Low-Moderate Slope) | Overall Effective R-Value | 0 | 11.6926 | Ceiling Overall Effective R-Value (Assumes Uninsulated Roof) | 0 | 31.2994 | Yes | Foundation Type with Effective R-Values | 0 | Vented Crawlspace | 4.707 | 2.6329 | 2.6329 | 0 | 8.1168 | Yes | 0.5339 | 0.52641 | No | 0.10344 | 0.19537 | 0.12311 | 0.1757 | 8.5227 | Resistance Wall Heat with No AC | Manual | kW | 15 |  |  | Electric | kW | 15 | 35 | -30 | 0 |  | 0.091605 | 0.52133 | 0.01 | 1.0427 | Heat_EZ_Sch_1 | Cool_EZ_Sch_1 | No | DHW_EZ_Sch_1 | 0 | 0 | 0 | No | No | No | No | No | 376.0799 | Misc_Elec_EZ_Sch_1 | 0
SITE_00146 | 4 | USA_WA_Seattle-King.County.Intl.AP-Boeing.Field.727935_TMY3 | 0 | 544 | 3 | 8 | 1 | 4-12 (Low-Moderate Slope) | Overall Effective R-Value | 0 | 16.3106 | Ceiling Overall Effective R-Value (Assumes Uninsulated Roof) | 0 | 29.1985 | Yes | Foundation Type with Effective R-Values | 0 | Slab | 999 | 2.6329 | 2.6329 | 0 | 999 | Yes | 0.51152 | 0.52211 | No | 0.054573 | 0.10935 | 0.26009 | 0.086146 | 6.2745 | Nat. Gas Furnace with No CAC | Manual | kW | 15 |  |  | Electric | kW | 15 | 35 | -30 | 0 | 0.85766 | 0.091605 | 0.52133 | 0.01 | 1.0427 | Heat_EZ_Sch_2 | Cool_EZ_Sch_1 | No | DHW_EZ_Sch_1 | 0 | 0 | 0 | No | No | No | No | No | 610.955 | Misc_Elec_EZ_Sch_1 | 0
SITE_00147 | 4 | USA_WA_Seattle-King.County.Intl.AP-Boeing.Field.727935_TMY3 | 0 | 2398 | 1.1686 | 8 | 1 | 4-12 (Low-Moderate Slope) | Overall Effective R-Value | 0 | 14.5101 | Ceiling Overall Effective R-Value (Assumes Uninsulated Roof) | 0 | 31.0495 | Yes | Foundation Type with Effective R-Values | 0 | Vented Crawlspace | 28.2988 | 0 | 0 | 0 | 2.0929 | Yes | 0.51152 | 0.55844 | No | 0.34738 | 0.30269 | 0.086526 | 0.057583 | 3.6815 | Single Speed ASHP (8.5 HSPF 15 SEER) | Manual | ton | 2.7917 | ton | 2.7917 | Electric | kW | 15 | 35 | -30 | 0 |  | 0.091605 | 0.52133 | 0.01 | 1.0427 | Heat_EZ_Sch_1 | Cool_EZ_Sch_1 | No | DHW_EZ_Sch_1 | 0 | 0 | 0 | No | No | No | No | No | 720.3445 | Misc_Elec_EZ_Sch_1 | 0
SITE_00148 | 4 | USA_WA_Renton.Muni.AP.727934_TMY3 | 0 | 981 | 1.6075 | 8 | 1 | 4-12 (Low-Moderate Slope) | Overall Effective R-Value | 0 | 11.3038 | Ceiling Overall Effective R-Value (Assumes Uninsulated Roof) | 0 | 10.9556 | Yes | Foundation Type with Effective R-Values | 0 | Unheated Basement | 22.2995 | 0 | 0 | 0 | 1.73 | Yes | 0.61667 | 0.65779 | No | 0.11817 | 0.062157 | 0.19798 | 0.11539 | 4.0655 | Resistance Wall Heat with No AC | Manual | kW | 15 |  |  | Electric | kW | 15 | 35 | -30 | 0 |  | 0.091605 | 0.52133 | 0.01 | 1.0427 | Heat_EZ_Sch_1 | Cool_EZ_Sch_1 | No | DHW_EZ_Sch_1 | 0 | 0 | 0 | No | No | No | No | No | 592.335 | Misc_Elec_EZ_Sch_1 | 0
SITE_00151 | 4 | USA_WA_Renton.Muni.AP.727934_TMY3 | 0 | 900 | 0.9375 | 8 | 1 | 4-12 (Low-Moderate Slope) | Overall Effective R-Value | 0 | 11.6926 | Ceiling Overall Effective R-Value (Assumes Uninsulated Roof) | 0 | 3.5 | Yes | Foundation Type with Effective R-Values | 0 | Vented Crawlspace | 18.1327 | 0 | 0 | 0 | 2.1708 | Yes | 0.52699 | 0.54897 | No | 0.16753 | 0.27309 | 0.082222 | 0.15284 | 8.8939 | Resistance Wall Heat with No AC | Manual | kW | 15 |  |  | Electric | kW | 15 | 35 | -30 | 0 |  | 0.091605 | 0.52133 | 0.01 | 1.0427 | Heat_EZ_Sch_1 | Cool_EZ_Sch_1 | No | DHW_EZ_Sch_1 | 0 | 0 | 0 | No | No | No | No | No | 767.8181 | Misc_Elec_EZ_Sch_1 | 0
SITE_00153 | 4 | USA_WA_Renton.Muni.AP.727934_TMY3 | 0 | 1860 | 1.8751 | 8 | 1 | 4-12 (Low-Moderate Slope) | Overall Effective R-Value | 0 | 11.41 | Ceiling Overall Effective R-Value (Assumes Uninsulated Roof) | 0 | 21.2071 | Yes | Foundation Type with Effective R-Values | 0 | Slab | 999 | 2.6329 | 2.6329 | 0 | 999 | Yes | 0.82726 | 0.68419 | No | 0.1156 | 0.22623 | 0.029797 | 0.50051 | 5.7867 | Electric Furnace with No CAC | Manual | kW | 20 |  |  | Electric | kW | 15 | 35 | -30 | 0 |  | 0.091605 | 0.39253 | 0.01 | 0.78506 | Heat_EZ_Sch_1 | Cool_EZ_Sch_1 | No | DHW_EZ_Sch_1 | 0 | 0 | 0 | No | No | No | No | No | 844.2961 | Misc_Elec_EZ_Sch_1 | 0
SITE_00154 | 4 | USA_WA_Renton.Muni.AP.727934_TMY3 | 0 | 806 | 0.875 | 8 | 1 | 4-12 (Low-Moderate Slope) | Overall Effective R-Value | 0 | 16.3106 | Ceiling Overall Effective R-Value (Assumes Uninsulated Roof) | 0 | 41.9686 | Yes | Foundation Type with Effective R-Values | 0 | Heated Basement | 999 | 0 | 0 | 0 | 1.73 | Yes | 0.52699 | 0.54897 | No | 0.31488 | 0.21078 | 0.19953 | 0.30995 | 6.5062 | Nat. Gas Furnace with No CAC | Manual | kW | 15 |  |  | Electric | kW | 15 | 35 | -30 | 0 | 0.8 | 0.091605 | 0.39253 | 0.01 | 0.78506 | Heat_EZ_Sch_2 | Cool_EZ_Sch_1 | No | DHW_EZ_Sch_1 | 0 | 0 | 0 | No | No | No | No | No | 535.8636 | Misc_Elec_EZ_Sch_1 | 0
SITE_00156 | 4 | USA_WA_Tacoma.Narrows.AP.727938_TMY3 | 0 | 1575 | 1.1002 | 8 | 1 | 4-12 (Low-Moderate Slope) | Overall Effective R-Value | 0 | 10.9906 | Ceiling Overall Effective R-Value (Assumes Uninsulated Roof) | 0 | 4.3716 | Yes | Foundation Type with Effective R-Values | 0 | Vented Crawlspace | 5.3381 | 0 | 0 | 0 | 2.0929 | Yes | 0.76571 | 0.55703 | No | 0.085372 | 0.065709 | 0.33731 | 0.28637 | 7.4977 | Resistance Wall Heat with No AC | Manual | kW | 20 |  |  | Electric | kW | 15 | 35 | -30 | 0 |  | 0.091605 | 0.52133 | 0.01 | 1.0427 | Heat_EZ_Sch_1 | Cool_EZ_Sch_1 | No | DHW_EZ_Sch_1 | 0 | 0 | 0 | No | No | No | No | No | 697.7761 | Misc_Elec_EZ_Sch_1 | 0
SITE_00158 | 4 | USA_WA_Tacoma.Narrows.AP.727938_TMY3 | 0 | 876 | 2.4199 | 8 | 1 | 4-12 (Low-Moderate Slope) | Overall Effective R-Value | 0 | 16.3106 | Ceiling Overall Effective R-Value (Assumes Uninsulated Roof) | 0 | 40.5317 | Yes | Foundation Type with Effective R-Values | 0 | Vented Crawlspace | 17.8732 | 0 | 0 | 0 | 2.3972 | Yes | 0.51152 | 0.53492 | No | 0.07073 | 0.049545 | 0.22049 | 0.14557 | 9.9126 | Nat. Gas Furnace with No CAC | Manual | kW | 15 |  |  | Electric | kW | 15 | 35 | -30 | 0 | 0.8 | 0.091605 | 0.52133 | 0.01 | 1.0427 | Heat_EZ_Sch_2 | Cool_EZ_Sch_1 | No | DHW_EZ_Sch_1 | 0 | 0 | 0 | No | No | No | No | No | 753.9115 | Misc_Elec_EZ_Sch_1 | 0
SITE_00159 | 4 | USA_WA_Tacoma.Narrows.AP.727938_TMY3 | 0 | 1269 | 0.8751 | 8 | 1 | 4-12 (Low-Moderate Slope) | Overall Effective R-Value | 0 | 10.9906 | Ceiling Overall Effective R-Value (Assumes Uninsulated Roof) | 0 | 26.6668 | Yes | Foundation Type with Effective R-Values | 0 | Heated Basement | 999 | 0 | 0 | 0 | 3.647 | Yes | 0.52699 | 0.58928 | No | 0.62252 | 0.26802 | 0.28848 | 0.18637 | 5.5113 | Electric Furnace with No CAC | Manual | kW | 15 |  |  | Electric | kW | 15 | 35 | -30 | 0 |  | 0.091605 | 0.39253 | 0.01 | 0.78506 | Heat_EZ_Sch_1 | Cool_EZ_Sch_1 | No | DHW_EZ_Sch_1 | 0 | 0 | 0 | No | No | No | No | No | 677.9498 | Misc_Elec_EZ_Sch_1 | 0
SITE_00160 | 4 | USA_OR_Portland-Hillsboro.AP.726986_TMY3 | 0 | 1128 | 0.80773 | 8 | 1 | 4-12 (Low-Moderate Slope) | Overall Effective R-Value | 0 | 4.405 | Ceiling Overall Effective R-Value (Assumes Uninsulated Roof) | 0 | 10.9556 | Yes | Foundation Type with Effective R-Values | 0 | Heated Basement | 999 | 0 | 0 | 0 | 1.73 | Yes | 0.72109 | 0.63378 | No | 0.93857 | 0.20397 | 0.22739 | 0.39745 | 5.5979 | Nat. Gas Furnace with No CAC | Manual | kW | 20 |  |  | Electric | kW | 15 | 35 | -30 | 0 | 0.8 | 0.091605 | 0.39253 | 0.01 | 0.78506 | Heat_EZ_Sch_2 | Cool_EZ_Sch_1 | No | DHW_EZ_Sch_1 | 0 | 0 | 0 | No | No | No | No | No | 719.6198 | Misc_Elec_EZ_Sch_1 | 0
SITE_00164 | 4 | USA_WA_Tacoma.Narrows.AP.727938_TMY3 | 0 | 1370 | 0.97701 | 8 | 1 | 4-12 (Low-Moderate Slope) | Overall Effective R-Value | 0 | 11.3052 | Ceiling Overall Effective R-Value (Assumes Uninsulated Roof) | 0 | 20.4993 | Yes | Foundation Type with Effective R-Values | 0 | Heated Basement | 999 | 0 | 0 | 0 | 9.0909 | Yes | 0.55754 | 0.57701 | No | 0.62382 | 0.092764 | 0.20257 | 0.48857 | 6.7219 | Nat. Gas Furnace with No CAC | Manual | kW | 15 |  |  | Electric | kW | 15 | 35 | -30 | 0 | 0.8091 | 0.091605 | 0.39253 | 0.01 | 0.78506 | Heat_EZ_Sch_2 | Cool_EZ_Sch_1 | No | DHW_EZ_Sch_1 | 0 | 0 | 0 | No | No | No | No | No | 872.8889 | Misc_Elec_EZ_Sch_1 | 0
SITE_00166 | 4 | USA_WA_Tacoma.Narrows.AP.727938_TMY3 | 0 | 925 | 1.5355 | 8 | 1 | 4-12 (Low-Moderate Slope) | Overall Effective R-Value | 0 | 14.8449 | Ceiling Overall Effective R-Value (Assumes Uninsulated Roof) | 0 | 11.3752 | Yes | Foundation Type with Effective R-Values | 0 | Heated Basement | 20.9771 | 0 | 0 | 0 | 3.099 | Yes | 0.61075 | 0.58904 | No | 0.11098 | 0.19837 | 0.16098 | 0.17194 | 5.0242 | Nat. Gas Furnace with No CAC | Manual | kW | 15 |  |  | Electric | kW | 15 | 35 | -30 | 0 | 0.8 | 0.091605 | 0.39253 | 0.01 | 0.78506 | Heat_EZ_Sch_2 | Cool_EZ_Sch_1 | No | DHW_EZ_Sch_1 | 0 | 0 | 0 | No | No | No | No | No | 633.9349 | Misc_Elec_EZ_Sch_1 | 0
SITE_00170 | 4 | USA_OR_Astoria.Rgnl.AP.727910_TMY3 | 0 | 1388 | 1.2131 | 8 | 1 | 4-12 (Low-Moderate Slope) | Overall Effective R-Value | 0 | 9.7221 | Ceiling Overall Effective R-Value (Assumes Uninsulated Roof) | 0 | 29.0321 | Yes | Foundation Type with Effective R-Values | 0 | Vented Crawlspace | 26.0716 | 0 | 0 | 0 | 2.0929 | Yes | 0.52699 | 0.69763 | No | 0.23049 | 0.17978 | 0.0092194 | 0.12239 | 12.4152 | Resistance Wall Heat with No AC | Manual | kW | 15 |  |  | Electric | kW | 15 | 35 | -30 | 0 |  | 0.091605 | 0.52133 | 0.01 | 1.0427 | Heat_EZ_Sch_1 | Cool_EZ_Sch_1 | No | DHW_EZ_Sch_1 | 0 | 0 | 0 | No | No | No | No | No | 568.3164 | Misc_Elec_EZ_Sch_1 | 0
SITE_00172 | 4 | USA_OR_Eugene.AP-Sweet.Field.726930_TMY3 | 0 | 2040 | 1.8202 | 8 | 1 | 4-12 (Low-Moderate Slope) | Overall Effective R-Value | 0 | 15.9645 | Ceiling Overall Effective R-Value (Assumes Uninsulated Roof) | 0 | 26.1326 | Yes | Foundation Type with Effective R-Values | 0 | Vented Crawlspace | 25.4434 | 0 | 0 | 0 | 2.0929 | Yes | 0.51152 | 0.5414 | No | 0.14246 | 0.18829 | 0.12861 | 0.03183 | 5.2461 | Single Speed ASHP (8.5 HSPF 15 SEER) | Manual | ton | 3.2083 | ton | 3.2083 | Electric | kW | 15 | 35 | -30 | 0 |  | 0.091605 | 0.39253 | 0.01 | 0.78506 | Heat_EZ_Sch_1 | Cool_EZ_Sch_1 | No | DHW_EZ_Sch_1 | 0 | 0 | 0 | No | No | No | No | No | 949.2865 | Misc_Elec_EZ_Sch_1 | 0
SITE_00173 | 4 | USA_WA_Seattle-King.County.Intl.AP-Boeing.Field.727935_TMY3 | 0 | 696 | 1.1733 | 8 | 1 | 4-12 (Low-Moderate Slope) | Overall Effective R-Value | 0 | 6.289 | Ceiling Overall Effective R-Value (Assumes Uninsulated Roof) | 0 | 41.4212 | Yes | Foundation Type with Effective R-Values | 0 | Heated Basement | 17.8139 | 0 | 0 | 0 | 1.73 | Yes | 0.52699 | 0.6908 | No | 0.080639 | 0.17979 | 0.18498 | 0.26408 | 11.8044 | Nat. Gas Furnace with No CAC | Manual | kW | 15 |  |  | Electric | kW | 15 | 35 | -30 | 0 | 0.9697 | 0.091605 | 0.39253 | 0.01 | 0.78506 | Heat_EZ_Sch_2 | Cool_EZ_Sch_1 | No | DHW_EZ_Sch_1 | 0 | 0 | 0 | No | No | No | No | No | 448.4537 | Misc_Elec_EZ_Sch_1 | 0
SITE_00176 | 4 | USA_WA_Everett-Snohomish.County.AP-Paine.Field.727937_TMY3 | 0 | 1363.5 | 0.99257 | 8 | 1 | 4-12 (Low-Moderate Slope) | Overall Effective R-Value | 0 | 9.8529 | Ceiling Overall Effective R-Value (Assumes Uninsulated Roof) | 0 | 22.9087 | Yes | Foundation Type with Effective R-Values | 0 | Heated Basement | 999 | 0 | 0 | 0 | 2.494 | Yes | 0.52766 | 0.54897 | No | 0.025863 | 0.047191 | 0.23987 | 0.44393 | 5.6554 | Nat. Gas Furnace with No CAC | Manual | kW | 15 |  |  | Electric | kW | 15 | 35 | -30 | 0 | 0.8 | 0.091605 | 0.39253 | 0.01 | 0.78506 | Heat_EZ_Sch_2 | Cool_EZ_Sch_1 | No | DHW_EZ_Sch_1 | 0 | 0 | 0 | No | No | No | No | No | 928.5957 | Misc_Elec_EZ_Sch_1 | 0
SITE_00177 | 4 | USA_WA_Kelso-Longview-Southwest.Washington.Rgnl.AP.727924_TMY3 | 0 | 1348 | 0.9375 | 8 | 1 | 4-12 (Low-Moderate Slope) | Overall Effective R-Value | 0 | 11.6926 | Ceiling Overall Effective R-Value (Assumes Uninsulated Roof) | 0 | 16.8002 | Yes | Foundation Type with Effective R-Values | 0 | Vented Crawlspace | 15.9551 | 0 | 0 | 0 | 2.0929 | Yes | 0.52699 | 0.54008 | No | 0.22577 | 0.032659 | 0.22577 | 0.032659 | 8.0298 | Resistance Wall Heat with No AC | Manual | kW | 15 |  |  | Electric | kW | 15 | 35 | -30 | 0 |  | 0.091605 | 0.52133 | 0.01 | 1.0427 | Heat_EZ_Sch_1 | Cool_EZ_Sch_1 | No | DHW_EZ_Sch_1 | 0 | 0 | 0 | No | No | No | No | No | 631.5151 | Misc_Elec_EZ_Sch_1 | 0
SITE_00178 | 4 | USA_WA_Kelso-Longview-Southwest.Washington.Rgnl.AP.727924_TMY3 | 0 | 1344 | 1.0625 | 8 | 1 | 4-12 (Low-Moderate Slope) | Overall Effective R-Value | 0 | 18.4146 | Ceiling Overall Effective R-Value (Assumes Uninsulated Roof) | 0 | 43.3984 | Yes | Foundation Type with Effective R-Values | 0 | Vented Crawlspace | 31.7764 | 0 | 0 | 0 | 2.0929 | Yes | 0.38 | 0.40524 | No | 0.068647 | 0.036584 | 0.14394 | 0.11414 | 5.755 | Single Speed ASHP (8.5 HSPF 15 SEER) | Manual | ton | 1.85 | ton | 1.85 | Electric | kW | 15 | 35 | -30 | 0 |  | 0.12716 | 15.8882 | 0.01 | 100 | Heat_EZ_Sch_1 | Cool_EZ_Sch_1 | No | DHW_EZ_Sch_1 | 0 | 0 | 0 | No | No | No | No | No | 620.4154 | Misc_Elec_EZ_Sch_1 | 0
SITE_00180 | 4 | USA_WA_Moses.Lake-Grant.County.Intl.AP.727827_TMY3 | 0 | 1049 | 0.025 | 8 | 1 | 4-12 (Low-Moderate Slope) | Overall Effective R-Value | 0 | 11.0335 | Ceiling Overall Effective R-Value (Assumes Uninsulated Roof) | 0 | 26.3246 | Yes | Foundation Type with Effective R-Values | 0 | Heated Basement | 999 | 0 | 0 | 0 | 999 | Yes | 0.51152 | 0.54897 | No | 2.8109 | 0.54246 | 12.526 | 0.015438 | 8.0646 | Nat. Gas Furnace with No CAC | Manual | kW | 10 |  |  | Electric | kW | 15 | 35 | -30 | 0 | 0.8 | 0.091605 | 2.848 | 0.01 | 5.696 | Heat_EZ_Sch_2 | Cool_EZ_Sch_1 | No | DHW_EZ_Sch_1 | 0 | 0 | 0 | No | No | No | No | No | 450.295 | Misc_Elec_EZ_Sch_1 | 0
SITE_00182 | 4 | USA_ID_Lewiston-Nez.Perce.County.AP.727830_TMY3 | 0 | 1296 | 0.875 | 8 | 1 | 4-12 (Low-Moderate Slope) | Overall Effective R-Value | 0 | 11.6926 | Ceiling Overall Effective R-Value (Assumes Uninsulated Roof) | 0 | 6.3856 | Yes | Foundation Type with Effective R-Values | 0 | Heated Basement | 26.0716 | 0 | 0 | 0 | 1.73 | Yes | 0.52699 | 0.67241 | No | 0.18254 | 0.095238 | 0.23082 | 0.71517 | 4.1293 | Ductless Heat Pump (10 HSPF 22 SEER) | Manual | ton | 1 | ton | 1 | Electric | kW | 15 | 35 | -30 | 0 |  | 0.091605 | 0.52133 | 0.01 | 1.0427 | Heat_EZ_Sch_1 | Cool_EZ_Sch_1 | No | DHW_EZ_Sch_1 | 0 | 0 | 0 | No | No | No | No | No | 728.9593 | Misc_Elec_EZ_Sch_1 | 0
SITE_00183 | 4 | USA_ID_Twin.Falls-Magic.Valley.Rgnl.AP-Joslin.Field.725866_TMY3 | 0 | 1350 | 1.025 | 8 | 1 | 4-12 (Low-Moderate Slope) | Overall Effective R-Value | 0 | 11.6268 | Ceiling Overall Effective R-Value (Assumes Uninsulated Roof) | 0 | 6.0568 | Yes | Foundation Type with Effective R-Values | 0 | Vented Crawlspace | 26.0716 | 0 | 0 | 0 | 2.0929 | Yes | 0.82236 | 0.52211 | No | 0.13034 | 0.19108 | 0.00033191 | 0.00033191 | 8.878 | Single Speed ASHP (8.5 HSPF 15 SEER) | Manual | ton | 2.5 | ton | 2.5 | Electric | kW | 15 | 35 | -30 | 0 |  | 0.091605 | 4 | 0.01 | 8 | Heat_EZ_Sch_1 | Cool_EZ_Sch_1 | No | DHW_EZ_Sch_1 | 0 | 0 | 0 | No | No | No | No | No | 424.4654 | Misc_Elec_EZ_Sch_1 | 0
SITE_00184 | 4 | USA_WA_Wenatchee-Pangborn.Meml.AP.727825_TMY3 | 0 | 1626 | 2.2656 | 8 | 1 | 4-12 (Low-Moderate Slope) | Overall Effective R-Value | 0 | 16.9014 | Ceiling Overall Effective R-Value (Assumes Uninsulated Roof) | 0 | 29.0321 | Yes | Foundation Type with Effective R-Values | 0 | Vented Crawlspace | 5.5333 | 0 | 0 | 0 | 9.4204 | Yes | 0.51152 | 0.52211 | No | 0.00013683 | 0.12862 | 0.071149 | 0.13135 | 4.7161 | Nat. Gas Furnace with No CAC | Manual | kW | 15 |  |  | Electric | kW | 15 | 35 | -30 | 0 | 0.95 | 0.091605 | 4.6667 | 0.01 | 9.3333 | Heat_EZ_Sch_2 | Cool_EZ_Sch_1 | No | DHW_EZ_Sch_1 | 0 | 0 | 0 | No | No | No | No | No | 904.2896 | Misc_Elec_EZ_Sch_1 | 0
SITE_00185 | 4 | USA_ID_Twin.Falls-Magic.Valley.Rgnl.AP-Joslin.Field.725866_TMY3 | 0 | 1198 | 2.4698 | 8 | 1 | 4-12 (Low-Moderate Slope) | Overall Effective R-Value | 0 | 17.6517 | Ceiling Overall Effective R-Value (Assumes Uninsulated Roof) | 0 | 34.6072 | Yes | Foundation Type with Effective R-Values | 0 | Vented Crawlspace | 5.3332 | 0 | 0 | 0 | 9.3236 | Yes | 0.51152 | 0.52211 | No | 0.066917 | 0.040587 | 0.22138 | 0.099349 | 4.6039 | Nat. Gas Furnace with No CAC | Manual | kW | 20 |  |  | Electric | kW | 15 | 35 | -30 | 0 | 0.85766 | 0.091605 | 2.2404 | 0.01 | 1.424 | Heat_EZ_Sch_2 | Cool_EZ_Sch_1 | No | DHW_EZ_Sch_1 | 0 | 0 | 0 | No | No | No | No | No | 1012.5482 | Misc_Elec_EZ_Sch_1 | 0
SITE_00186 | 4 | USA_WA_Wenatchee-Pangborn.Meml.AP.727825_TMY3 | 0 | 1944 | 1.3667 | 8 | 1 | 4-12 (Low-Moderate Slope) | Overall Effective R-Value | 0 | 16.284 | Ceiling Overall Effective R-Value (Assumes Uninsulated Roof) | 0 | 11.5388 | Yes | Foundation Type with Effective R-Values | 0 | Vented Crawlspace | 26.0716 | 0 | 0 | 0 | 2.0929 | Yes | 0.53444 | 0.54922 | No | 0.059236 | 0.082477 | 0.24907 | 0.32512 | 7.2488 | Nat. Gas Furnace with No CAC | Manual | kW | 15 |  |  | Electric | kW | 15 | 35 | -30 | 0 | 0.95 | 0.091605 | 3 | 0.01 | 6 | Heat_EZ_Sch_2 | Cool_EZ_Sch_1 | No | DHW_EZ_Sch_1 | 0 | 0 | 0 | No | No | No | No | No | 933.7501 | Misc_Elec_EZ_Sch_1 | 0
SITE_00188 | 4 | USA_ID_Lewiston-Nez.Perce.County.AP.727830_TMY3 | 0 | 963 | 1.0239 | 8 | 1 | 4-12 (Low-Moderate Slope) | Overall Effective R-Value | 0 | 12.6723 | Ceiling Overall Effective R-Value (Assumes Uninsulated Roof) | 0 | 34.6072 | Yes | Foundation Type with Effective R-Values | 0 | Vented Crawlspace | 4.7448 | 0 | 0 | 0 | 8.3333 | Yes | 0.82788 | 0.52211 | No | 0.20027 | 0.22251 | 0.0078952 | 0.0078952 | 12.6235 | Nat. Gas Furnace with No CAC | Manual | kW | 15 |  |  | Electric | kW | 15 | 35 | -30 | 0 | 0.965 | 0.091605 | 0.39253 | 0.01 | 0.78506 | Heat_EZ_Sch_2 | Cool_EZ_Sch_1 | No | DHW_EZ_Sch_1 | 0 | 0 | 0 | No | No | No | No | No | 576.4623 | Misc_Elec_EZ_Sch_1 | 0
SITE_00189 | 4 | USA_ID_Lewiston-Nez.Perce.County.AP.727830_TMY3 | 0 | 1245 | 2.2723 | 8 | 1 | 4-12 (Low-Moderate Slope) | Overall Effective R-Value | 0 | 16.7906 | Ceiling Overall Effective R-Value (Assumes Uninsulated Roof) | 0 | 12.0038 | Yes | Foundation Type with Effective R-Values | 0 | Slab | 17.2568 | 2.6329 | 2.6329 | 0 | 999 | Yes | 0.51152 | 0.54327 | No | 0.14319 | 0.18219 | 0.024436 | 0.0062362 | 5.4264 | Nat. Gas Furnace with No CAC | Manual | kW | 15 |  |  | Electric | kW | 15 | 35 | -30 | 0 | 0.79 | 0.091605 | 4 | 0.01 | 8 | Heat_EZ_Sch_2 | Cool_EZ_Sch_1 | No | DHW_EZ_Sch_1 | 0 | 0 | 0 | No | No | No | No | No | 730.3675 | Misc_Elec_EZ_Sch_1 | 0
SITE_00191 | 4 | USA_WA_Moses.Lake-Grant.County.Intl.AP.727827_TMY3 | 0 | 1220 | 1.03 | 8 | 1 | 4-12 (Low-Moderate Slope) | Overall Effective R-Value | 0 | 11.3052 | Ceiling Overall Effective R-Value (Assumes Uninsulated Roof) | 0 | 30.1176 | Yes | Foundation Type with Effective R-Values | 0 | Vented Crawlspace | 18.1327 | 0 | 0 | 0 | 2.7568 | Yes | 0.51905 | 0.54756 | No | 0.23117 | 0.09319 | 0.023476 | 0.032814 | 9.1197 | Nat. Gas Furnace with No CAC | Manual | kW | 15 |  |  | Electric | kW | 15 | 35 | -30 | 0 | 0.8182 | 0.091605 | 0.52133 | 0.01 | 1.0427 | Heat_EZ_Sch_2 | Cool_EZ_Sch_1 | No | DHW_EZ_Sch_1 | 0 | 0 | 0 | No | No | No | No | No | 628.4719 | Misc_Elec_EZ_Sch_1 | 0
SITE_00192 | 4 | USA_ID_Lewiston-Nez.Perce.County.AP.727830_TMY3 | 0 | 920 | 1.05 | 8 | 1 | 4-12 (Low-Moderate Slope) | Overall Effective R-Value | 0 | 9.9085 | Ceiling Overall Effective R-Value (Assumes Uninsulated Roof) | 0 | 5.2111 | Yes | Foundation Type with Effective R-Values | 0 | Heated Basement | 999 | 0 | 0 | 0 | 1.73 | Yes | 0.52699 | 0.54897 | No | 0.00039249 | 0.00039249 | 0.31399 | 0.49162 | 7.2317 | Nat. Gas Furnace with No CAC | Manual | kW | 15 |  |  | Electric | kW | 15 | 35 | -30 | 0 | 0.8 | 0.091605 | 0.52133 | 0.01 | 1.0427 | Heat_EZ_Sch_2 | Cool_EZ_Sch_1 | No | DHW_EZ_Sch_1 | 0 | 0 | 0 | No | No | No | No | No | 699.2383 | Misc_Elec_EZ_Sch_1 | 0
SITE_00193 | 4 | USA_MT_Missoula.Intl.AP.727730_TMY3 | 0 | 650 | 1.0767 | 8 | 1 | 4-12 (Low-Moderate Slope) | Overall Effective R-Value | 0 | 16.0572 | Ceiling Overall Effective R-Value (Assumes Uninsulated Roof) | 0 | 11.009 | Yes | Foundation Type with Effective R-Values | 0 | Vented Crawlspace | 4.707 | 0 | 0 | 0 | 2.0929 | Yes | 0.52699 | 0.54897 | No | 0.054756 | 0.21683 | 0.11601 | 0.1528 | 9.2722 | Resistance Wall Heat with No AC | Manual | kW | 15 |  |  | Electric | kW | 15 | 35 | -30 | 0 |  | 0.091605 | 0.52133 | 0.01 | 1.0427 | Heat_EZ_Sch_1 | Cool_EZ_Sch_1 | No | DHW_EZ_Sch_1 | 0 | 0 | 0 | No | No | No | No | No | 591.9449 | Misc_Elec_EZ_Sch_1 | 0
SITE_00200 | 4 | USA_ID_Idaho.Falls.Rgnl.AP-Fanning.Field.725785_TMY3 | 0 | 713 | 1.5325 | 8 | 1 | 4-12 (Low-Moderate Slope) | Overall Effective R-Value | 0 | 11.6926 | Ceiling Overall Effective R-Value (Assumes Uninsulated Roof) | 0 | 36.2838 | Yes | Foundation Type with Effective R-Values | 0 | Heated Basement | 15.3273 | 0 | 0 | 0 | 1.73 | Yes | 0.72808 | 0.69733 | No | 0.33554 | 0.30003 | 0.107 | 0.19707 | 9.1152 | Resistance Wall Heat with No AC | Manual | kW | 20 |  |  | Electric | kW | 15 | 35 | -30 | 0 |  | 0.091605 | 0.52133 | 0.01 | 1.0427 | Heat_EZ_Sch_1 | Cool_EZ_Sch_1 | No | DHW_EZ_Sch_1 | 0 | 0 | 0 | No | No | No | No | No | 717.4045 | Misc_Elec_EZ_Sch_1 | 0
SITE_00211 | 4 | USA_NV_Elko.Rgnl.AP-Harris.Field.725825_TMY3 | 0 | 516 | 1 | 8 | 1 | 4-12 (Low-Moderate Slope) | Overall Effective R-Value | 0 | 10.9906 | Ceiling Overall Effective R-Value (Assumes Uninsulated Roof) | 0 | 3.5 | Yes | Foundation Type with Effective R-Values | 0 | Vented Crawlspace | 18.1327 | 0 | 0 | 0 | 2.1708 | Yes | 0.57479 | 0.59698 | No | 0.00055028 | 0.00055028 | 0.089421 | 0.18847 | 10.1522 | Resistance Wall Heat with No AC | Manual | kW | 15 |  |  | Electric | kW | 15 | 35 | -30 | 0 |  | 0.091605 | 0.52133 | 0.01 | 1.0427 | Heat_EZ_Sch_1 | Cool_EZ_Sch_1 | No | DHW_EZ_Sch_1 | 0 | 0 | 0 | No | No | No | No | No | 400.3196 | Misc_Elec_EZ_Sch_1 | 0
SITE_00216 | 4 | USA_OR_Lakeview-Lake.County.AP.725976_TMY3 | 0 | 576 | 2.3438 | 8 | 1 | 4-12 (Low-Moderate Slope) | Overall Effective R-Value | 0 | 11.6926 | Ceiling Overall Effective R-Value (Assumes Uninsulated Roof) | 0 | 19.0891 | Yes | Foundation Type with Effective R-Values | 0 | Vented Crawlspace | 19.9116 | 0 | 0 | 0 | 2.0929 | Yes | 0.52699 | 0.52545 | No | 0.11623 | 0.16717 | 0.072222 | 0.075772 | 7.9189 | Resistance Wall Heat with No AC | Manual | kW | 15 |  |  | Electric | kW | 15 | 35 | -30 | 0 |  | 0.091605 | 0.52133 | 0.01 | 1.0427 | Heat_EZ_Sch_1 | Cool_EZ_Sch_1 | No | DHW_EZ_Sch_1 | 0 | 0 | 0 | No | No | No | No | No | 521.2914 | Misc_Elec_EZ_Sch_1 | 0
SITE_00218 | 4 | USA_WA_Spokane-Fairchild.AFB.727855_TMY3 | 0 | 2748 | 1.1777 | 8 | 1 | 4-12 (Low-Moderate Slope) | Overall Effective R-Value | 0 | 17.4673 | Ceiling Overall Effective R-Value (Assumes Uninsulated Roof) | 0 | 36.5438 | Yes | Foundation Type with Effective R-Values | 0 | Heated Basement | 999 | 2.6329 | 2.6329 | 0 | 8.6768 | Yes | 0.51152 | 0.52814 | No | 0.03743 | 0.0089709 | 0.26448 | 0.29518 | 4.3744 | Nat. Gas Furnace with No CAC | Manual | kW | 20 |  |  | Electric | kW | 15 | 35 | -30 | 0 | 0.96 | 0.091605 | 0.39253 | 0.01 | 0.78506 | Heat_EZ_Sch_2 | Cool_EZ_Sch_1 | No | DHW_EZ_Sch_1 | 0 | 0 | 0 | No | No | No | No | No | 1042.1178 | Misc_Elec_EZ_Sch_1 | 0
SITE_00219 | 4 | USA_MT_Kalispell-Glacier.Park.Intl.AP.727790_TMY3 | 0 | 2892 | 2.0301 | 8 | 1 | 4-12 (Low-Moderate Slope) | Overall Effective R-Value | 0 | 11.6926 | Ceiling Overall Effective R-Value (Assumes Uninsulated Roof) | 0 | 44.932 | Yes | Foundation Type with Effective R-Values | 0 | Vented Crawlspace | 26.29 | 0 | 0 | 0 | 8.5017 | Yes | 0.51905 | 0.53043 | No | 0.036471 | 0.098955 | 0.27437 | 0.062942 | 4.5129 | Nat. Gas Furnace with No CAC | Manual | kW | 30 |  |  | Electric | kW | 15 | 35 | -30 | 0 | 0.85766 | 0.091605 | 1.4 | 0.01 | 2.8 | Heat_EZ_Sch_2 | Cool_EZ_Sch_1 | No | DHW_EZ_Sch_1 | 0 | 0 | 0 | No | No | No | No | No | 721.8715 | Misc_Elec_EZ_Sch_1 | 0
SITE_00220 | 4 | USA_WA_Spokane.Intl.AP.727850_TMY3 | 0 | 2168 | 2.3465 | 8 | 1 | 4-12 (Low-Moderate Slope) | Overall Effective R-Value | 0 | 16.3106 | Ceiling Overall Effective R-Value (Assumes Uninsulated Roof) | 0 | 23.8483 | Yes | Foundation Type with Effective R-Values | 0 | Vented Crawlspace | 38.7698 | 0 | 0 | 0 | 2.0929 | Yes | 0.51152 | 0.56065 | No | 0.077464 | 0.23423 | 0.020721 | 0.032709 | 2.9693 | Nat. Gas Furnace with No CAC | Manual | kW | 20 |  |  | Electric | kW | 15 | 35 | -30 | 0 | 0.925 | 0.091605 | 0.39253 | 0.01 | 0.78506 | Heat_EZ_Sch_2 | Cool_EZ_Sch_1 | No | DHW_EZ_Sch_1 | 0 | 0 | 0 | No | No | No | No | No | 772.4467 | Misc_Elec_EZ_Sch_1 | 0
SITE_00221 | 4 | USA_WA_Spokane.Intl.AP.727850_TMY3 | 0 | 1064 | 1.0312 | 8 | 1 | 4-12 (Low-Moderate Slope) | Overall Effective R-Value | 0 | 16.3106 | Ceiling Overall Effective R-Value (Assumes Uninsulated Roof) | 0 | 22.2664 | Yes | Foundation Type with Effective R-Values | 0 | Vented Crawlspace | 14.3647 | 0 | 0 | 0 | 2.0929 | Yes | 1.0767 | 0.75089 | No | 0.11735 | 0.13057 | 0.062545 | 0.046592 | 5.2043 | Electric Furnace with No CAC | Manual | kW | 15 |  |  | Electric | kW | 15 | 35 | -30 | 0 |  | 0.17053 | 7.1823 | 0.01 | 100 | Heat_EZ_Sch_1 | Cool_EZ_Sch_1 | No | DHW_EZ_Sch_1 | 0 | 0 | 0 | No | No | No | No | No | 511.4751 | Misc_Elec_EZ_Sch_1 | 0
SITE_00222 | 4 | USA_WA_Spokane.Intl.AP.727850_TMY3 | 0 | 845 | 0.96257 | 8 | 1 | 4-12 (Low-Moderate Slope) | Overall Effective R-Value | 0 | 12.4802 | Ceiling Overall Effective R-Value (Assumes Uninsulated Roof) | 0 | 22.0684 | Yes | Foundation Type with Effective R-Values | 0 | Vented Crawlspace | 13.4737 | 0 | 0 | 0 | 2.0929 | Yes | 0.48 | 0.49917 | No | 0.00044673 | 0.080071 | 0.16669 | 0.22299 | 12.6139 | Nat. Gas Furnace with No CAC | Manual | kW | 15 |  |  | Electric | kW | 15 | 35 | -30 | 0 | 0.8214 | 0.12716 | 6.7368 | 0.01 | 100 | Heat_EZ_Sch_2 | Cool_EZ_Sch_1 | No | DHW_EZ_Sch_1 | 0 | 0 | 0 | No | No | No | No | No | 437.0898 | Misc_Elec_EZ_Sch_1 | 0
SITE_00223 | 4 | USA_OR_Burns.Muni.AP.726830_TMY3 | 0 | 1350 | 1.0813 | 8 | 1 | 4-12 (Low-Moderate Slope) | Overall Effective R-Value | 0 | 16.3106 | Ceiling Overall Effective R-Value (Assumes Uninsulated Roof) | 0 | 24.0342 | Yes | Foundation Type with Effective R-Values | 0 | Vented Crawlspace | 24.2699 | 0 | 0 | 0 | 8.5017 | Yes | 0.48 | 0.49917 | No | 0.14035 | 0.037467 | 0.1072 | 0.070609 | 5.2583 | Nat. Gas Furnace with No CAC | Manual | kW | 15 |  |  | Electric | kW | 15 | 35 | -30 | 0 | 0.8214 | 0.12716 | 12.135 | 0.01 | 100 | Heat_EZ_Sch_2 | Cool_EZ_Sch_1 | No | DHW_EZ_Sch_1 | 0 | 0 | 0 | No | No | No | No | No | 593.8595 | Misc_Elec_EZ_Sch_1 | 0
SITE_00224 | 4 | USA_MT_Missoula.Intl.AP.727730_TMY3 | 0 | 1323 | 1.0428 | 8 | 1 | 4-12 (Low-Moderate Slope) | Overall Effective R-Value | 0 | 16.172 | Ceiling Overall Effective R-Value (Assumes Uninsulated Roof) | 0 | 15.0243 | Yes | Foundation Type with Effective R-Values | 0 | Vented Crawlspace | 33.0254 | 0 | 0 | 0 | 2.0929 | Yes | 0.51152 | 0.53622 | No | 0.078707 | 0.14223 | 0.13743 | 0.083513 | 6.8097 | Nat. Gas Furnace with No CAC | Manual | kW | 15 |  |  | Electric | kW | 15 | 35 | -30 | 0 | 0.9333 | 0.091605 | 2.848 | 0.01 | 5.696 | Heat_EZ_Sch_2 | Cool_EZ_Sch_1 | No | DHW_EZ_Sch_1 | 0 | 0 | 0 | No | No | No | No | No | 543.8601 | Misc_Elec_EZ_Sch_1 | 0
SITE_00225 | 4 | USA_MT_Missoula.Intl.AP.727730_TMY3 | 0 | 1008 | 0.9375 | 8 | 1 | 4-12 (Low-Moderate Slope) | Overall Effective R-Value | 0 | 11.0335 | Ceiling Overall Effective R-Value (Assumes Uninsulated Roof) | 0 | 14.0834 | Yes | Foundation Type with Effective R-Values | 0 | Vented Crawlspace | 26.7278 | 0 | 0 | 0 | 2.0929 | Yes | 0.51905 | 0.54897 | No | 0.00041996 | 0.00041996 | 0.20575 | 0.25186 | 8.1306 | Resistance Wall Heat with No AC | Manual | kW | 15 |  |  | Electric | kW | 15 | 35 | -30 | 0 |  | 0.091605 | 0.52133 | 0.01 | 1.0427 | Heat_EZ_Sch_1 | Cool_EZ_Sch_1 | No | DHW_EZ_Sch_1 | 0 | 0 | 0 | No | No | No | No | No | 510.0668 | Misc_Elec_EZ_Sch_1 | 0
SITE_00226 | 4 | USA_WA_Spokane-Fairchild.AFB.727855_TMY3 | 0 | 1291.5 | 0.93748 | 8 | 1 | 4-12 (Low-Moderate Slope) | Overall Effective R-Value | 0 | 10.9906 | Ceiling Overall Effective R-Value (Assumes Uninsulated Roof) | 0 | 9.7002 | Yes | Foundation Type with Effective R-Values | 0 | Heated Basement | 999 | 0 | 0 | 0 | 11.1048 | Yes | 0.52699 | 0.54082 | No | 0.31156 | 0.3415 | 0.011054 | 0.00037102 | 6.2853 | Nat. Gas Furnace with No CAC | Manual | kW | 15 |  |  | Electric | kW | 15 | 35 | -30 | 0 | 0.803 | 0.091605 | 0.39253 | 0.01 | 0.78506 | Heat_EZ_Sch_2 | Cool_EZ_Sch_1 | No | DHW_EZ_Sch_1 | 0 | 0 | 0 | No | No | No | No | No | 943.349 | Misc_Elec_EZ_Sch_1 | 0
SITE_00227 | 4 | USA_MT_Livingston-Mission.Field.AP.726798_TMY3 | 0 | 1822 | 1.4074 | 8 | 1 | 4-12 (Low-Moderate Slope) | Overall Effective R-Value | 0 | 16.3106 | Ceiling Overall Effective R-Value (Assumes Uninsulated Roof) | 0 | 32.3212 | Yes | Foundation Type with Effective R-Values | 0 | Vented Crawlspace | 4.7448 | 0 | 0 | 0 | 8.3333 | Yes | 0.51905 | 0.53055 | No | 0.14077 | 0.61445 | 0.05306 | 0.00020808 | 6.5722 | Nat. Gas Furnace with No CAC | Manual | kW | 20 |  |  | Electric | kW | 15 | 35 | -30 | 0 | 0.8 | 0.091605 | 0.39253 | 0.01 | 0.78506 | Heat_EZ_Sch_2 | Cool_EZ_Sch_1 | No | DHW_EZ_Sch_1 | 0 | 0 | 0 | No | No | No | No | No | 1000.1366 | Misc_Elec_EZ_Sch_1 | 0
SITE_00228 | 4 | USA_WA_Spokane.Intl.AP.727850_TMY3 | 0 | 1351 | 1.0722 | 8 | 1 | 4-12 (Low-Moderate Slope) | Overall Effective R-Value | 0 | 16.1719 | Ceiling Overall Effective R-Value (Assumes Uninsulated Roof) | 0 | 29.4741 | Yes | Foundation Type with Effective R-Values | 0 | Vented Crawlspace | 33.0254 | 0 | 0 | 0 | 2.0929 | Yes | 0.51152 | 0.52211 | No | 0.01369 | 0.00031719 | 0.29286 | 0.095069 | 6.7076 | Nat. Gas Furnace with No CAC | Manual | kW | 15 |  |  | Electric | kW | 15 | 35 | -30 | 0 | 0.9478 | 0.091605 | 0.39253 | 0.01 | 0.78506 | Heat_EZ_Sch_2 | Cool_EZ_Sch_1 | No | DHW_EZ_Sch_1 | 0 | 0 | 0 | No | No | No | No | No | 513.4538 | Misc_Elec_EZ_Sch_1 | 0
SITE_00229 | 4 | USA_WA_Spokane.Intl.AP.727850_TMY3 | 0 | 2006 | 1.4128 | 8 | 1 | 4-12 (Low-Moderate Slope) | Overall Effective R-Value | 0 | 14.8924 | Ceiling Overall Effective R-Value (Assumes Uninsulated Roof) | 0 | 69.1157 | Yes | Foundation Type with Effective R-Values | 0 | Heated Basement | 10.7186 | 0 | 0 | 0 | 11.1048 | Yes | 0.51152 | 0.52211 | No | 0.27178 | 0.36449 | 0.17135 | 0.14737 | 2.1474 | Nat. Gas Furnace with No CAC | Manual | kW | 20 |  |  | Electric | kW | 15 | 35 | -30 | 0 | 0.921 | 0.091605 | 4 | 0.01 | 8 | Heat_EZ_Sch_2 | Cool_EZ_Sch_1 | No | DHW_EZ_Sch_1 | 0 | 0 | 0 | No | No | No | No | No | 729.8566 | Misc_Elec_EZ_Sch_1 | 0
SITE_00231 | 4 | USA_WA_Spokane.Intl.AP.727850_TMY3 | 0 | 1204 | 1.0719 | 8 | 1 | 4-12 (Low-Moderate Slope) | Overall Effective R-Value | 0 | 16.2755 | Ceiling Overall Effective R-Value (Assumes Uninsulated Roof) | 0 | 28.9681 | Yes | Foundation Type with Effective R-Values | 0 | Slab | 999 | 2.6329 | 2.6329 | 0 | 999 | Yes | 0.51152 | 0.52211 | No | 0.097858 | 0.32766 | 0.00033606 | 0.00033606 | 8.2431 | Nat. Gas Furnace with No CAC | Manual | kW | 15 |  |  | Electric | kW | 15 | 35 | -30 | 0 | 0.8182 | 0.091605 | 1.4 | 0.01 | 2.8 | Heat_EZ_Sch_2 | Cool_EZ_Sch_1 | No | DHW_EZ_Sch_1 | 0 | 0 | 0 | No | No | No | No | No | 656.5178 | Misc_Elec_EZ_Sch_1 | 0
SITE_00232 | 4 | USA_OR_Lakeview-Lake.County.AP.725976_TMY3 | 0 | 2204 | 1.1036 | 8 | 1 | 4-12 (Low-Moderate Slope) | Overall Effective R-Value | 0 | 16.3106 | Ceiling Overall Effective R-Value (Assumes Uninsulated Roof) | 0 | 35.8976 | Yes | Foundation Type with Effective R-Values | 0 | Vented Crawlspace | 38.7698 | 0 | 0 | 0 | 2.0929 | Yes | 0.51152 | 0.53223 | No | 0.16644 | 0.21391 | 0.11288 | 0.41806 | 3.7709 | Single Speed ASHP (8.5 HSPF 15 SEER) | Manual | ton | 2.4167 | ton | 2.4167 | Electric | kW | 15 | 35 | -30 | 0 |  | 0.091605 | 2.8 | 0.01 | 5.6 | Heat_EZ_Sch_1 | Cool_EZ_Sch_1 | No | DHW_EZ_Sch_1 | 0 | 0 | 0 | No | No | No | No | No | 531.2381 | Misc_Elec_EZ_Sch_1 | 0
SITE_00237 | 4 | USA_WA_Spokane-Fairchild.AFB.727855_TMY3 | 0 | 1058 | 1.0002 | 8 | 1 | 4-12 (Low-Moderate Slope) | Overall Effective R-Value | 0 | 11.6926 | Ceiling Overall Effective R-Value (Assumes Uninsulated Roof) | 0 | 24.0342 | Yes | Foundation Type with Effective R-Values | 0 | Vented Crawlspace | 23.5886 | 0 | 0 | 0 | 2.0929 | Yes | 0.48 | 0.49917 | No | 0.11806 | 0.22877 | 0.078067 | 0.051227 | 3.6489 | Nat. Gas Furnace with No CAC | Manual | kW | 15 |  |  | Electric | kW | 15 | 35 | -30 | 0 | 0.82068 | 0.12716 | 11.7943 | 0.01 | 100 | Heat_EZ_Sch_2 | Cool_EZ_Sch_1 | No | DHW_EZ_Sch_1 | 0 | 0 | 0 | No | No | No | No | No | 768.7826 | Misc_Elec_EZ_Sch_1 | 0
SITE_00238 | 4 | USA_ID_Twin.Falls-Magic.Valley.Rgnl.AP-Joslin.Field.725866_TMY3 | 0 | 1326 | 1.0625 | 8 | 1 | 4-12 (Low-Moderate Slope) | Overall Effective R-Value | 0 | 11.6926 | Ceiling Overall Effective R-Value (Assumes Uninsulated Roof) | 0 | 19.5962 | Yes | Foundation Type with Effective R-Values | 0 | Vented Crawlspace | 23.5455 | 0 | 0 | 0 | 2.0929 | Yes | 0.48 | 0.49917 | No | 0.17278 | 0.062058 | 0.059032 | 0.040323 | 5.5425 | Nat. Gas Furnace with No CAC | Manual | kW | 15 |  |  | Electric | kW | 15 | 35 | -30 | 0 | 0.8143 | 0.12716 | 11.7728 | 0.01 | 100 | Heat_EZ_Sch_2 | Cool_EZ_Sch_1 | No | DHW_EZ_Sch_1 | 0 | 0 | 0 | No | No | No | No | No | 921.7526 | Misc_Elec_EZ_Sch_1 | 0
SITE_00239 | 4 | USA_ID_Twin.Falls-Magic.Valley.Rgnl.AP-Joslin.Field.725866_TMY3 | 0 | 1625 | 0.96569 | 8 | 1 | 4-12 (Low-Moderate Slope) | Overall Effective R-Value | 0 | 16.9014 | Ceiling Overall Effective R-Value (Assumes Uninsulated Roof) | 0 | 11.2891 | Yes | Foundation Type with Effective R-Values | 0 | Vented Crawlspace | 26.0716 | 0 | 0 | 0 | 2.0929 | Yes | 0.75 | 0.7528 | No | 0.24821 | 0.2526 | 0.070152 | 0.18664 | 5.7828 | Single Speed ASHP (8.5 HSPF 15 SEER) | Manual | ton | 2.8333 | ton | 2.8333 | Electric | kW | 15 | 35 | -30 | 0 |  | 0.12716 | 13.0358 | 0.01 | 100 | Heat_EZ_Sch_1 | Cool_EZ_Sch_1 | No | DHW_EZ_Sch_1 | 0 | 0 | 0 | No | No | No | No | No | 731.2429 | Misc_Elec_EZ_Sch_1 | 0
SITE_00240 | 4 | USA_MT_Livingston-Mission.Field.AP.726798_TMY3 | 0 | 1716 | 0.98427 | 8 | 1 | 4-12 (Low-Moderate Slope) | Overall Effective R-Value | 0 | 11.6335 | Ceiling Overall Effective R-Value (Assumes Uninsulated Roof) | 0 | 24.0342 | Yes | Foundation Type with Effective R-Values | 0 | Vented Crawlspace | 15.63 | 0 | 0 | 0 | 2.0929 | Yes | 0.48 | 0.55655 | No | 0.14818 | 0.12612 | 0.012518 | 0.037045 | 3.7476 | Electric Furnace with No CAC | Manual | kW | 15 |  |  | Electric | kW | 15 | 35 | -30 | 0 |  | 0.12716 | 7.815 | 0.01 | 100 | Heat_EZ_Sch_1 | Cool_EZ_Sch_1 | No | DHW_EZ_Sch_1 | 0 | 0 | 0 | No | No | No | No | No | 709.4657 | Misc_Elec_EZ_Sch_1 | 0
SITE_00241 | 4 | USA_NV_Winnemucca.Muni.AP.725830_TMY3 | 0 | 1650 | 1 | 8 | 1 | 4-12 (Low-Moderate Slope) | Overall Effective R-Value | 0 | 16.9014 | Ceiling Overall Effective R-Value (Assumes Uninsulated Roof) | 0 | 24.0342 | Yes | Foundation Type with Effective R-Values | 0 | Vented Crawlspace | 23.5886 | 0 | 0 | 0 | 2.0929 | Yes | 0.48 | 0.49917 | No | 0.11689 | 0.21474 | 0.037921 | 0.037921 | 8.0511 | Electric Furnace with No CAC | Manual | kW | 15 |  |  | Electric | kW | 15 | 35 | -30 | 0 |  | 0.12716 | 11.7943 | 0.01 | 100 | Heat_EZ_Sch_1 | Cool_EZ_Sch_1 | No | DHW_EZ_Sch_1 | 0 | 0 | 0 | No | No | No | No | No | 491.7997 | Misc_Elec_EZ_Sch_1 | 0
SITE_00243 | 4 | USA_WA_Spokane.Intl.AP.727850_TMY3 | 0 | 1044 | 2.1281 | 8 | 1 | 4-12 (Low-Moderate Slope) | Overall Effective R-Value | 0 | 16.3106 | Ceiling Overall Effective R-Value (Assumes Uninsulated Roof) | 0 | 31.9205 | Yes | Foundation Type with Effective R-Values | 0 | Heated Basement | 999 | 0 | 0 | 0 | 2.494 | Yes | 0.51152 | 0.53006 | No | 0.030753 | 0.39337 | 0.19085 | 0.15856 | 3.2435 | Resistance Wall Heat with No AC | Manual | kW | 15 |  |  | Electric | kW | 15 | 35 | -30 | 0 |  | 0.091605 | 0.52133 | 0.01 | 1.0427 | Heat_EZ_Sch_1 | Cool_EZ_Sch_1 | No | DHW_EZ_Sch_1 | 0 | 0 | 0 | No | No | No | No | No | 586.3436 | Misc_Elec_EZ_Sch_1 | 0
SITE_00244 | 4 | USA_ID_Soda.Springs-Tigert.AP.725868_TMY3 | 0 | 1970 | 0.9948 | 8 | 1 | 4-12 (Low-Moderate Slope) | Overall Effective R-Value | 0 | 16.9014 | Ceiling Overall Effective R-Value (Assumes Uninsulated Roof) | 0 | 21.1268 | Yes | Foundation Type with Effective R-Values | 0 | Vented Crawlspace | 23.5886 | 2.6329 | 2.6329 | 0 | 12.2537 | Yes | 0.48 | 0.49917 | No | 0.066991 | 0.14383 | 0.20203 | 0.18268 | 9.8424 | Nat. Gas Furnace with No CAC | Manual | kW | 20 |  |  | Electric | kW | 15 | 35 | -30 | 0 | 0.82068 | 0.12716 | 11.7943 | 0.01 | 100 | Heat_EZ_Sch_2 | Cool_EZ_Sch_1 | No | DHW_EZ_Sch_1 | 0 | 0 | 0 | No | No | No | No | No | 561.371 | Misc_Elec_EZ_Sch_1 | 0
SITE_00245 | 4 | USA_WA_Pullman-Moscow.Rgnl.AP.727857_TMY3 | 0 | 1098 | 0.96004 | 8 | 1 | 4-12 (Low-Moderate Slope) | Overall Effective R-Value | 0 | 11.6335 | Ceiling Overall Effective R-Value (Assumes Uninsulated Roof) | 0 | 10.5746 | Yes | Foundation Type with Effective R-Values | 0 | Vented Crawlspace | 11.3147 | 0 | 0 | 0 | 2.0929 | Yes | 0.75 | 0.7528 | No | 0.083935 | 0.078314 | 0.14399 | 0.14708 | 9.4502 | Single Speed ASHP (8.5 HSPF 15 SEER) | Manual | ton | 2 | ton | 2 | Electric | kW | 15 | 35 | -30 | 0 |  | 0.17053 | 5.6574 | 0.01 | 100 | Heat_EZ_Sch_1 | Cool_EZ_Sch_1 | No | DHW_EZ_Sch_1 | 0 | 0 | 0 | No | No | No | No | No | 778.4808 | Misc_Elec_EZ_Sch_1 | 0
SITE_00246 | 4 | USA_WA_Hanford.MS.727840_TMY3 | 0 | 2126 | 1.0502 | 8 | 1 | 4-12 (Low-Moderate Slope) | Overall Effective R-Value | 0 | 11.3052 | Ceiling Overall Effective R-Value (Assumes Uninsulated Roof) | 0 | 11.2891 | Yes | Foundation Type with Effective R-Values | 0 | Vented Crawlspace | 20.831 | 0 | 0 | 0 | 2.0929 | Yes | 0.74884 | 0.75171 | No | 0.1922 | 0.086055 | 0.14612 | 0.18947 | 4.3387 | Single Speed ASHP (8.5 HSPF 15 SEER) | Manual | ton | 3 | ton | 3 | Electric | kW | 15 | 35 | -30 | 0 |  | 0.17053 | 10.4155 | 0.01 | 100 | Heat_EZ_Sch_1 | Cool_EZ_Sch_1 | No | DHW_EZ_Sch_1 | 0 | 0 | 0 | No | No | No | No | No | 716.1538 | Misc_Elec_EZ_Sch_1 | 0
SITE_00247 | 4 | USA_ID_Mountain.Home.AFB.726815_TMY3 | 0 | 2027 | 1.0501 | 8 | 1 | 4-12 (Low-Moderate Slope) | Overall Effective R-Value | 0 | 17.6846 | Ceiling Overall Effective R-Value (Assumes Uninsulated Roof) | 0 | 43.3984 | Yes | Foundation Type with Effective R-Values | 0 | Vented Crawlspace | 21.6577 | 0 | 0 | 0 | 2.0929 | Yes | 0.38 | 0.40524 | No | 0.1141 | 0.3357 | 0.047094 | 0.018103 | 3.602 | Electric Furnace with No CAC | Manual | kW | 15 |  |  | Electric | kW | 15 | 35 | -30 | 0 |  | 0.12716 | 10.8288 | 0.01 | 100 | Heat_EZ_Sch_1 | Cool_EZ_Sch_1 | No | DHW_EZ_Sch_1 | 0 | 0 | 0 | No | No | No | No | No | 675.4964 | Misc_Elec_EZ_Sch_1 | 0
SITE_00248 | 4 | USA_ID_Twin.Falls-Magic.Valley.Rgnl.AP-Joslin.Field.725866_TMY3 | 0 | 2280 | 1.0625 | 8 | 1 | 4-12 (Low-Moderate Slope) | Overall Effective R-Value | 0 | 13.4517 | Ceiling Overall Effective R-Value (Assumes Uninsulated Roof) | 0 | 24.0342 | Yes | Foundation Type with Effective R-Values | 0 | Vented Crawlspace | 23.5886 | 0 | 0 | 0 | 2.0929 | Yes | 0.48535 | 0.49917 | No | 0.31747 | 0.082632 | 0.0056848 | 0.12336 | 2.3642 | Single Speed ASHP (8.5 HSPF 15 SEER) | Manual | ton | 3.5 | ton | 3.5 | Electric | kW | 15 | 35 | -30 | 0 |  | 0.12716 | 11.7943 | 0.01 | 100 | Heat_EZ_Sch_1 | Cool_EZ_Sch_1 | No | DHW_EZ_Sch_1 | 0 | 0 | 0 | No | No | No | No | No | 1105.9467 | Misc_Elec_EZ_Sch_1 | 0
SITE_00251 | 4 | USA_ID_Lewiston-Nez.Perce.County.AP.727830_TMY3 | 0 | 1368 | 0.97496 | 8 | 1 | 4-12 (Low-Moderate Slope) | Overall Effective R-Value | 0 | 11.3052 | Ceiling Overall Effective R-Value (Assumes Uninsulated Roof) | 0 | 10.5746 | Yes | Foundation Type with Effective R-Values | 0 | Vented Crawlspace | 4.7448 | 0 | 0 | 0 | 2.0929 | Yes | 0.85414 | 0.64534 | No | 0.13637 | 0.18483 | 0.16677 | 0.098215 | 13.1781 | Electric Furnace with No CAC | Manual | kW | 15 |  |  | Electric | kW | 15 | 35 | -30 | 0 |  | 0.17053 | 2.3724 | 0.01 | 100 | Heat_EZ_Sch_1 | Cool_EZ_Sch_1 | No | DHW_EZ_Sch_1 | 0 | 0 | 0 | No | No | No | No | No | 729.2648 | Misc_Elec_EZ_Sch_1 | 0
SITE_00252 | 4 | USA_WA_Wenatchee-Pangborn.Meml.AP.727825_TMY3 | 0 | 924 | 0.96253 | 8 | 1 | 4-12 (Low-Moderate Slope) | Overall Effective R-Value | 0 | 16.3106 | Ceiling Overall Effective R-Value (Assumes Uninsulated Roof) | 0 | 24.0342 | Yes | Foundation Type with Effective R-Values | 0 | Vented Crawlspace | 23.5886 | 0 | 0 | 0 | 2.0929 | Yes | 0.48 | 0.49917 | No | 0.33727 | 0.040053 | 0.015813 | 0.051623 | 2.2335 | Electric Furnace with No CAC | Manual | kW | 10 |  |  | Electric | kW | 15 | 35 | -30 | 0 |  | 0.12716 | 11.7943 | 0.01 | 100 | Heat_EZ_Sch_1 | Cool_EZ_Sch_1 | No | DHW_EZ_Sch_1 | 0 | 0 | 0 | No | No | No | No | No | 642.7534 | Misc_Elec_EZ_Sch_1 | 0
SITE_00253 | 4 | USA_ID_Lewiston-Nez.Perce.County.AP.727830_TMY3 | 0 | 1320 | 1.25 | 8 | 1 | 4-12 (Low-Moderate Slope) | Overall Effective R-Value | 0 | 11.3052 | Ceiling Overall Effective R-Value (Assumes Uninsulated Roof) | 0 | 11.2891 | Yes | Foundation Type with Effective R-Values | 0 | Vented Crawlspace | 11.3712 | 0 | 0 | 0 | 2.0929 | Yes | 0.75 | 0.7528 | No | 0.17145 | 0.076418 | 0.00027524 | 0.13984 | 4.9836 | Single Speed ASHP (8.5 HSPF 15 SEER) | Manual | ton | 2.5 | ton | 2.5 | Electric | kW | 15 | 35 | -30 | 0 |  | 0.17053 | 5.6856 | 0.01 | 100 | Heat_EZ_Sch_1 | Cool_EZ_Sch_1 | No | DHW_EZ_Sch_1 | 0 | 0 | 0 | No | No | No | No | No | 773.1587 | Misc_Elec_EZ_Sch_1 | 0
SITE_00254 | 4 | USA_WA_Moses.Lake-Grant.County.Intl.AP.727827_TMY3 | 0 | 915.22 | 0.90402 | 8 | 1 | 4-12 (Low-Moderate Slope) | Overall Effective R-Value | 0 | 9.3418 | Ceiling Overall Effective R-Value (Assumes Uninsulated Roof) | 0 | 8.0481 | Yes | Foundation Type with Effective R-Values | 0 | Vented Crawlspace | 10.6685 | 0 | 0 | 0 | 2.0929 | Yes | 0.60405 | 0.60469 | No | 0.072367 | 0.15616 | 0.11655 | 0.27576 | 20.9413 | Nat. Gas Furnace with No CAC | Manual | kW | 15 |  |  | Electric | kW | 15 | 35 | -30 | 0 | 0.82068 | 0.17053 | 5.3343 | 0.01 | 100 | Heat_EZ_Sch_2 | Cool_EZ_Sch_1 | No | DHW_EZ_Sch_1 | 0 | 0 | 0 | No | No | No | No | No | 382.8624 | Misc_Elec_EZ_Sch_1 | 0
SITE_00255 | 4 | USA_WA_Moses.Lake-Grant.County.Intl.AP.727827_TMY3 | 0 | 1152 | 1.0396 | 8 | 1 | 4-12 (Low-Moderate Slope) | Overall Effective R-Value | 0 | 11.1432 | Ceiling Overall Effective R-Value (Assumes Uninsulated Roof) | 0 | 10.5746 | Yes | Foundation Type with Effective R-Values | 0 | Vented Crawlspace | 11.3147 | 0 | 0 | 0 | 2.0929 | Yes | 0.74299 | 0.7528 | No | 0.24756 | 0.02096 | 0.25612 | 0.14682 | 9.1077 | Single Speed ASHP (8.5 HSPF 15 SEER) | Manual | ton | 1.8422 | ton | 1.8422 | Electric | kW | 15 | 35 | -30 | 0 |  | 0.17053 | 5.6574 | 0.01 | 100 | Heat_EZ_Sch_1 | Cool_EZ_Sch_1 | No | DHW_EZ_Sch_1 | 0 | 0 | 0 | No | No | No | No | No | 735.6384 | Misc_Elec_EZ_Sch_1 | 0
SITE_00256 | 4 | USA_ID_Lewiston-Nez.Perce.County.AP.727830_TMY3 | 0 | 1322 | 0.92946 | 8 | 1 | 4-12 (Low-Moderate Slope) | Overall Effective R-Value | 0 | 11.6335 | Ceiling Overall Effective R-Value (Assumes Uninsulated Roof) | 0 | 10.5746 | Yes | Foundation Type with Effective R-Values | 0 | Vented Crawlspace | 15.63 | 2.6329 | 2.6329 | 0 | 2.0929 | Yes | 0.75 | 0.7528 | No | 0.15427 | 0.090708 | 0.13562 | 0.10936 | 18.0506 | Nat. Gas Furnace with No CAC | Manual | kW | 15 |  |  | Electric | kW | 15 | 35 | -30 | 0 | 0.8143 | 0.17053 | 7.815 | 0.01 | 100 | Heat_EZ_Sch_2 | Cool_EZ_Sch_1 | No | DHW_EZ_Sch_1 | 0 | 0 | 0 | No | No | No | No | No | 739.7454 | Misc_Elec_EZ_Sch_1 | 0
SITE_00257 | 4 | USA_ID_Lewiston-Nez.Perce.County.AP.727830_TMY3 | 0 | 1754 | 1.0523 | 8 | 1 | 4-12 (Low-Moderate Slope) | Overall Effective R-Value | 0 | 16.3106 | Ceiling Overall Effective R-Value (Assumes Uninsulated Roof) | 0 | 11.2891 | Yes | Foundation Type with Effective R-Values | 0 | Vented Crawlspace | 13.8173 | 0 | 0 | 0 | 2.0929 | Yes | 0.77524 | 0.75265 | No | 0.12854 | 0.11554 | 0.089068 | 0.044494 | 8.8225 | Nat. Gas Furnace with No CAC | Manual | kW | 15 |  |  | Electric | kW | 15 | 35 | -30 | 0 | 0.8 | 0.17053 | 6.9086 | 0.01 | 100 | Heat_EZ_Sch_2 | Cool_EZ_Sch_1 | No | DHW_EZ_Sch_1 | 0 | 0 | 0 | No | No | No | No | No | 578.5093 | Misc_Elec_EZ_Sch_1 | 0
SITE_00258 | 4 | USA_ID_Lewiston-Nez.Perce.County.AP.727830_TMY3 | 0 | 1512 | 0.92361 | 8 | 1 | 4-12 (Low-Moderate Slope) | Overall Effective R-Value | 0 | 9.469 | Ceiling Overall Effective R-Value (Assumes Uninsulated Roof) | 0 | 10.5746 | Yes | Foundation Type with Effective R-Values | 0 | Vented Crawlspace | 11.3147 | 2.6329 | 2.6329 | 0 | 6.7517 | Yes | 0.7492 | 0.75204 | No | 0.26338 | 0.28388 | 0.21942 | 0.099775 | 8.759 | Single Speed ASHP (8.5 HSPF 15 SEER) | Manual | ton | 2.2833 | ton | 2.2833 | Electric | kW | 15 | 35 | -30 | 0 |  | 0.17053 | 5.6574 | 0.01 | 100 | Heat_EZ_Sch_1 | Cool_EZ_Sch_1 | No | DHW_EZ_Sch_1 | 0 | 0 | 0 | No | No | No | No | No | 644.4875 | Misc_Elec_EZ_Sch_1 | 0
SITE_00259 | 4 | USA_OR_Crater.Lake-Klamath.Rgnl.AP.725895_TMY3 | 0 | 1966 | 1.0001 | 8 | 1 | 4-12 (Low-Moderate Slope) | Overall Effective R-Value | 0 | 11.6926 | Ceiling Overall Effective R-Value (Assumes Uninsulated Roof) | 0 | 8.4265 | Yes | Foundation Type with Effective R-Values | 0 | Vented Crawlspace | 10.4486 | 0 | 0 | 0 | 2.0929 | Yes | 0.57108 | 0.56142 | No | 0.080336 | 0.085543 | 0.085543 | 0.080336 | 17.0727 | Electric Furnace with No CAC | Manual | kW | 20 |  |  | Electric | kW | 15 | 35 | -30 | 0 |  | 0.17053 | 5.2243 | 0.01 | 100 | Heat_EZ_Sch_1 | Cool_EZ_Sch_1 | No | DHW_EZ_Sch_1 | 0 | 0 | 0 | No | No | No | No | No | 744.9058 | Misc_Elec_EZ_Sch_1 | 0
SITE_00260 | 4 | USA_OR_Crater.Lake-Klamath.Rgnl.AP.725895_TMY3 | 0 | 1890 | 1.0491 | 8 | 1 | 4-12 (Low-Moderate Slope) | Overall Effective R-Value | 0 | 16.3106 | Ceiling Overall Effective R-Value (Assumes Uninsulated Roof) | 0 | 24.0342 | Yes | Foundation Type with Effective R-Values | 0 | Vented Crawlspace | 23.0245 | 0 | 0 | 0 | 2.0929 | Yes | 0.48901 | 0.50438 | No | 0.16417 | 0.17002 | 0.02527 | 0.20665 | 3.1143 | Electric Furnace with No CAC | Manual | kW | 15 |  |  | Electric | kW | 15 | 35 | -30 | 0 |  | 0.12716 | 11.5123 | 0.01 | 100 | Heat_EZ_Sch_1 | Cool_EZ_Sch_1 | No | DHW_EZ_Sch_1 | 0 | 0 | 0 | No | No | No | No | No | 821.6136 | Misc_Elec_EZ_Sch_1 | 0
SITE_00261 | 4 | USA_MT_Kalispell-Glacier.Park.Intl.AP.727790_TMY3 | 0 | 1836 | 1.1875 | 8 | 1 | 4-12 (Low-Moderate Slope) | Overall Effective R-Value | 0 | 11.3052 | Ceiling Overall Effective R-Value (Assumes Uninsulated Roof) | 0 | 11.2891 | Yes | Foundation Type with Effective R-Values | 0 | Vented Crawlspace | 13.8173 | 0 | 0 | 0 | 2.0929 | Yes | 0.75 | 0.7528 | No | 0.043503 | 0.17456 | 0.15238 | 0.00024566 | 5.5779 | Electric Furnace with No CAC | Manual | kW | 20 |  |  | Electric | kW | 15 | 35 | -30 | 0 |  | 0.17053 | 6.9086 | 0.01 | 100 | Heat_EZ_Sch_1 | Cool_EZ_Sch_1 | No | DHW_EZ_Sch_1 | 0 | 0 | 0 | No | No | No | No | No | 818.7541 | Misc_Elec_EZ_Sch_1 | 0
SITE_00262 | 4 | USA_ID_Soda.Springs-Tigert.AP.725868_TMY3 | 0 | 1097 | 1.062 | 8 | 1 | 4-12 (Low-Moderate Slope) | Overall Effective R-Value | 0 | 11.3052 | Ceiling Overall Effective R-Value (Assumes Uninsulated Roof) | 0 | 24.0342 | Yes | Foundation Type with Effective R-Values | 0 | Vented Crawlspace | 26.0716 | 0 | 0 | 0 | 2.0929 | Yes | 0.48 | 0.49917 | No | 0.00035538 | 0.042941 | 0.10735 | 0.1961 | 5.5987 | Nat. Gas Furnace with No CAC | Manual | kW | 15 |  |  | Electric | kW | 15 | 35 | -30 | 0 | 0.8143 | 0.12716 | 13.0358 | 0.01 | 100 | Heat_EZ_Sch_2 | Cool_EZ_Sch_1 | No | DHW_EZ_Sch_1 | 0 | 0 | 0 | No | No | No | No | No | 769.9246 | Misc_Elec_EZ_Sch_1 | 0
SITE_00263 | 4 | USA_MT_Kalispell-Glacier.Park.Intl.AP.727790_TMY3 | 0 | 1250 | 2.2167 | 8 | 1 | 4-12 (Low-Moderate Slope) | Overall Effective R-Value | 0 | 15.2341 | Ceiling Overall Effective R-Value (Assumes Uninsulated Roof) | 0 | 30.1159 | Yes | Foundation Type with Effective R-Values | 0 | Heated Basement | 999 | 0 | 0 | 0 | 15.9006 | Yes | 0.51152 | 0.53229 | No | 0.19086 | 0.14777 | 0.14318 | 0.1044 | 2.8945 | Single Speed ASHP (8.5 HSPF 15 SEER) | Manual | ton | 2.7833 | ton | 2.7833 | Electric | kW | 15 | 35 | -30 | 0 |  | 0.091605 | 0.39253 | 0.01 | 0.78506 | Heat_EZ_Sch_1 | Cool_EZ_Sch_1 | No | DHW_EZ_Sch_1 | 0 | 0 | 0 | No | No | No | No | No | 849.4724 | Misc_Elec_EZ_Sch_1 | 0
SITE_00264 | 4 | USA_WA_Spokane.Intl.AP.727850_TMY3 | 0 | 1809 | 0.8893 | 8 | 1 | 4-12 (Low-Moderate Slope) | Overall Effective R-Value | 0 | 16.3106 | Ceiling Overall Effective R-Value (Assumes Uninsulated Roof) | 0 | 11.2891 | Yes | Foundation Type with Effective R-Values | 0 | Vented Crawlspace | 13.8173 | 0 | 0 | 0 | 2.0929 | Yes | 0.75 | 0.7528 | No | 0.038372 | 0.18626 | 0.091363 | 0.23698 | 6.0018 | Single Speed ASHP (8.5 HSPF 15 SEER) | Manual | ton | 3.2359 | ton | 3.2359 | Electric | kW | 15 | 35 | -30 | 0 |  | 0.17053 | 6.9086 | 0.01 | 100 | Heat_EZ_Sch_1 | Cool_EZ_Sch_1 | No | DHW_EZ_Sch_1 | 0 | 0 | 0 | No | No | No | No | No | 846.3068 | Misc_Elec_EZ_Sch_1 | 0
SITE_00266 | 4 | USA_WA_Spokane.Intl.AP.727850_TMY3 | 0 | 1188 | 1.0625 | 8 | 1 | 4-12 (Low-Moderate Slope) | Overall Effective R-Value | 0 | 16.3106 | Ceiling Overall Effective R-Value (Assumes Uninsulated Roof) | 0 | 24.0342 | Yes | Foundation Type with Effective R-Values | 0 | Vented Crawlspace | 23.5886 | 0 | 0 | 0 | 2.0929 | Yes | 0.48 | 0.49917 | No | 0.1824 | 0.078364 | 0.039182 | 0.037831 | 7.2105 | Nat. Gas Furnace with No CAC | Manual | kW | 15 |  |  | Electric | kW | 15 | 35 | -30 | 0 | 0.8036 | 0.12716 | 11.7943 | 0.01 | 100 | Heat_EZ_Sch_2 | Cool_EZ_Sch_1 | No | DHW_EZ_Sch_1 | 0 | 0 | 0 | No | No | No | No | No | 444.4466 | Misc_Elec_EZ_Sch_1 | 0
SITE_00267 | 4 | USA_WA_Spokane.Intl.AP.727850_TMY3 | 0 | 1418 | 1.1246 | 8 | 1 | 4-12 (Low-Moderate Slope) | Overall Effective R-Value | 0 | 15.8168 | Ceiling Overall Effective R-Value (Assumes Uninsulated Roof) | 0 | 11.2891 | Yes | Foundation Type with Effective R-Values | 0 | Vented Crawlspace | 13.8173 | 0 | 0 | 0 | 6.3186 | Yes | 0.75 | 0.7528 | No | 0.052186 | 0.11917 | 0.13387 | 0.11839 | 4.9553 | Nat. Gas Furnace with No CAC | Manual | kW | 15 |  |  | Electric | kW | 15 | 35 | -30 | 0 | 0.95 | 0.12716 | 6.9086 | 0.01 | 100 | Heat_EZ_Sch_2 | Cool_EZ_Sch_1 | No | DHW_EZ_Sch_1 | 0 | 0 | 0 | No | No | No | No | No | 548.5067 | Misc_Elec_EZ_Sch_1 | 0
SITE_00268 | 4 | USA_ID_Soda.Springs-Tigert.AP.725868_TMY3 | 0 | 1325 | 0.93717 | 8 | 1 | 4-12 (Low-Moderate Slope) | Overall Effective R-Value | 0 | 11.4554 | Ceiling Overall Effective R-Value (Assumes Uninsulated Roof) | 0 | 29.6173 | Yes | Foundation Type with Effective R-Values | 0 | Vented Crawlspace | 18.8217 | 0 | 0 | 0 | 2.0929 | Yes | 0.74407 | 0.74723 | No | 0.042546 | 0.13395 | 0.11145 | 0.20113 | 7.1857 | Electric Furnace with No CAC | Manual | kW | 15 |  |  | Electric | kW | 15 | 35 | -30 | 0 |  | 0.17053 | 9.4109 | 0.01 | 100 | Heat_EZ_Sch_1 | Cool_EZ_Sch_1 | No | DHW_EZ_Sch_1 | 0 | 0 | 0 | No | No | No | No | No | 925.8643 | Misc_Elec_EZ_Sch_1 | 0
SITE_00269 | 4 | USA_WA_Spokane.Intl.AP.727850_TMY3 | 0 | 1311 | 1.2498 | 8 | 1 | 4-12 (Low-Moderate Slope) | Overall Effective R-Value | 0 | 12.4802 | Ceiling Overall Effective R-Value (Assumes Uninsulated Roof) | 0 | 24.0342 | Yes | Foundation Type with Effective R-Values | 0 | Vented Crawlspace | 23.5886 | 0 | 0 | 0 | 2.0929 | Yes | 0.48302 | 0.50201 | No | 0.12852 | 0.074716 | 0.010742 | 0.13811 | 5.5418 | Nat. Gas Furnace with No CAC | Manual | kW | 15 |  |  | Electric | kW | 15 | 35 | -30 | 0 | 0.8143 | 0.12716 | 11.7943 | 0.01 | 100 | Heat_EZ_Sch_2 | Cool_EZ_Sch_1 | No | DHW_EZ_Sch_1 | 0 | 0 | 0 | No | No | No | No | No | 394.5008 | Misc_Elec_EZ_Sch_1 | 0
SITE_00270 | 4 | USA_WA_Pullman-Moscow.Rgnl.AP.727857_TMY3 | 0 | 1040 | 0.9375 | 8 | 1 | 4-12 (Low-Moderate Slope) | Overall Effective R-Value | 0 | 11.6926 | Ceiling Overall Effective R-Value (Assumes Uninsulated Roof) | 0 | 11.2891 | Yes | Foundation Type with Effective R-Values | 0 | Vented Crawlspace | 13.8173 | 0 | 0 | 0 | 2.0929 | Yes | 0.75 | 0.7528 | No | 0.14987 | 0.022682 | 0.099917 | 0.13868 | 3.8268 | Electric Furnace with No CAC | Manual | kW | 15 |  |  | Electric | kW | 15 | 35 | -30 | 0 |  | 0.17053 | 6.9086 | 0.01 | 100 | Heat_EZ_Sch_1 | Cool_EZ_Sch_1 | No | DHW_EZ_Sch_1 | 0 | 0 | 0 | No | No | No | No | No | 607.8849 | Misc_Elec_EZ_Sch_1 | 0
SITE_00272 | 4 | USA_WA_Pullman-Moscow.Rgnl.AP.727857_TMY3 | 0 | 669.3 | 0.99993 | 8 | 1 | 4-12 (Low-Moderate Slope) | Overall Effective R-Value | 0 | 11.3052 | Ceiling Overall Effective R-Value (Assumes Uninsulated Roof) | 0 | 24.0342 | Yes | Foundation Type with Effective R-Values | 0 | Vented Crawlspace | 21.6577 | 0 | 0 | 0 | 2.0929 | Yes | 0.48 | 0.49917 | No | 0.21996 | 0.00048321 | 0.10117 | 0.096641 | 0.88116 | Electric Furnace with No CAC | Manual | kW | 10 |  |  | Electric | kW | 15 | 35 | -30 | 0 |  | 0.12716 | 10.8288 | 0.01 | 100 | Heat_EZ_Sch_1 | Cool_EZ_Sch_1 | No | DHW_EZ_Sch_1 | 0 | 0 | 0 | No | No | No | No | No | 392.5601 | Misc_Elec_EZ_Sch_1 | 0
SITE_00273 | 4 | USA_WA_Pullman-Moscow.Rgnl.AP.727857_TMY3 | 0 | 784 | 0.92506 | 8 | 1 | 4-12 (Low-Moderate Slope) | Overall Effective R-Value | 0 | 11.3052 | Ceiling Overall Effective R-Value (Assumes Uninsulated Roof) | 0 | 11.2891 | Yes | Foundation Type with Effective R-Values | 0 | Vented Crawlspace | 11.3712 | 0 | 0 | 0 | 2.0929 | Yes | 0.75 | 0.7528 | No | 0.00048259 | 0.098027 | 0.00048259 | 0.3915 | 8.8137 | Single Speed ASHP (8.5 HSPF 15 SEER) | Manual | ton | 1.95 | ton | 1.95 | Electric | kW | 15 | 35 | -30 | 0 |  | 0.17053 | 5.6856 | 0.01 | 100 | Heat_EZ_Sch_1 | Cool_EZ_Sch_1 | No | DHW_EZ_Sch_1 | 0 | 0 | 0 | No | No | No | No | No | 509.9818 | Misc_Elec_EZ_Sch_1 | 0
SITE_00274 | 4 | USA_MT_Kalispell-Glacier.Park.Intl.AP.727790_TMY3 | 0 | 1265 | 1 | 8 | 1 | 4-12 (Low-Moderate Slope) | Overall Effective R-Value | 0 | 16.3106 | Ceiling Overall Effective R-Value (Assumes Uninsulated Roof) | 0 | 24.0342 | Yes | Foundation Type with Effective R-Values | 0 | Vented Crawlspace | 23.0245 | 0 | 0 | 0 | 9.525 | Yes | 0.48 | 0.49917 | No | 0.019134 | 0.22932 | 0.065116 | 0.018256 | 1.2959 | Electric Furnace with No CAC | Manual | kW | 15 |  |  | Electric | kW | 15 | 35 | -30 | 0 |  | 0.12716 | 11.5123 | 0.01 | 100 | Heat_EZ_Sch_1 | Cool_EZ_Sch_1 | No | DHW_EZ_Sch_1 | 0 | 0 | 0 | No | No | No | No | No | 443.4352 | Misc_Elec_EZ_Sch_1 | 0
SITE_00275 | 4 | USA_WA_Spokane.Intl.AP.727850_TMY3 | 0 | 1809 | 1 | 8 | 1 | 4-12 (Low-Moderate Slope) | Overall Effective R-Value | 0 | 16.3106 | Ceiling Overall Effective R-Value (Assumes Uninsulated Roof) | 0 | 24.0342 | Yes | Foundation Type with Effective R-Values | 0 | Vented Crawlspace | 23.5886 | 0 | 0 | 0 | 2.0929 | Yes | 0.48775 | 0.49917 | No | 0.011756 | 0.011756 | 0.34557 | 0.3592 | 1.9425 | Single Speed ASHP (8.5 HSPF 15 SEER) | Manual | ton | 3 | ton | 3 | Electric | kW | 15 | 35 | -30 | 0 |  | 0.12716 | 11.7943 | 0.01 | 100 | Heat_EZ_Sch_1 | Cool_EZ_Sch_1 | No | DHW_EZ_Sch_1 | 0 | 0 | 0 | No | No | No | No | No | 606.9395 | Misc_Elec_EZ_Sch_1 | 0
SITE_00276 | 4 | USA_WA_Walla.Walla.Rgnl.AP.727846_TMY3 | 0 | 1215 | 0.91749 | 8 | 1 | 4-12 (Low-Moderate Slope) | Overall Effective R-Value | 0 | 16.3106 | Ceiling Overall Effective R-Value (Assumes Uninsulated Roof) | 0 | 11.2891 | Yes | Foundation Type with Effective R-Values | 0 | Vented Crawlspace | 31.7764 | 0 | 0 | 0 | 2.0929 | Yes | 0.75 | 0.7528 | No | 0.18153 | 0.066066 | 0.08664 | 0.045383 | 5.5339 | Electric Furnace with No CAC | Manual | kW | 10 |  |  | Electric | kW | 15 | 35 | -30 | 0 |  | 0.17053 | 15.8882 | 0.01 | 100 | Heat_EZ_Sch_1 | Cool_EZ_Sch_1 | No | DHW_EZ_Sch_1 | 0 | 0 | 0 | No | No | No | No | No | 578.0841 | Misc_Elec_EZ_Sch_1 | 0
SITE_00277 | 4 | USA_WA_Spokane.Intl.AP.727850_TMY3 | 0 | 1513 | 0.99744 | 8 | 1 | 4-12 (Low-Moderate Slope) | Overall Effective R-Value | 0 | 16.3106 | Ceiling Overall Effective R-Value (Assumes Uninsulated Roof) | 0 | 36.3663 | Yes | Foundation Type with Effective R-Values | 0 | Vented Crawlspace | 31.7764 | 0 | 0 | 0 | 2.0929 | Yes | 0.48 | 0.49917 | No | 0.082336 | 0.20763 | 0.22347 | 0.11339 | 4.3578 | Nat. Gas Furnace with No CAC | Manual | kW | 15 |  |  | Electric | kW | 15 | 35 | -30 | 0 | 0.7 | 0.12716 | 15.8882 | 0.01 | 100 | Heat_EZ_Sch_2 | Cool_EZ_Sch_1 | No | DHW_EZ_Sch_1 | 0 | 0 | 0 | No | No | No | No | No | 523.482 | Misc_Elec_EZ_Sch_1 | 0
SITE_00295 | 4 | USA_WA_Wenatchee-Pangborn.Meml.AP.727825_TMY3 | 0 | 1128 | 0.92498 | 8 | 1 | 4-12 (Low-Moderate Slope) | Overall Effective R-Value | 0 | 11.516 | Ceiling Overall Effective R-Value (Assumes Uninsulated Roof) | 0 | 10.5746 | Yes | Foundation Type with Effective R-Values | 0 | Vented Crawlspace | 11.3147 | 0 | 0 | 0 | 2.0929 | Yes | 0.75 | 0.7528 | No | 0.10861 | 0.26372 | 0.26154 | 0.087543 | 9.7052 | Single Speed ASHP (8.5 HSPF 15 SEER) | Manual | ton | 2.2935 | ton | 2.2935 | Electric | kW | 15 | 35 | -30 | 0 |  | 0.17053 | 5.6574 | 0.01 | 100 | Heat_EZ_Sch_1 | Cool_EZ_Sch_1 | No | DHW_EZ_Sch_1 | 0 | 0 | 0 | No | No | No | No | No | 582.644 | Misc_Elec_EZ_Sch_1 | 0
SITE_00296 | 4 | USA_ID_Twin.Falls-Magic.Valley.Rgnl.AP-Joslin.Field.725866_TMY3 | 0 | 1144 | 1.0625 | 8 | 1 | 4-12 (Low-Moderate Slope) | Overall Effective R-Value | 0 | 16.3106 | Ceiling Overall Effective R-Value (Assumes Uninsulated Roof) | 0 | 24.0342 | Yes | Foundation Type with Effective R-Values | 0 | Vented Crawlspace | 31.7764 | 0 | 0 | 0 | 2.0929 | Yes | 0.48 | 0.49917 | No | 0.063044 | 0.24797 | 0.042029 | 0.10638 | 0.49873 | Single Speed ASHP (8.5 HSPF 15 SEER) | Manual | ton | 2.5167 | ton | 2.5167 | Electric | kW | 15 | 35 | -30 | 0 |  | 0.12716 | 15.8882 | 0.01 | 100 | Heat_EZ_Sch_1 | Cool_EZ_Sch_1 | No | DHW_EZ_Sch_1 | 0 | 0 | 0 | No | No | No | No | No | 1409.0254 | Misc_Elec_EZ_Sch_1 | 0
SITE_00297 | 4 | USA_WA_Spokane.Intl.AP.727850_TMY3 | 0 | 760 | 0.9375 | 8 | 1 | 4-12 (Low-Moderate Slope) | Overall Effective R-Value | 0 | 4.4611 | Ceiling Overall Effective R-Value (Assumes Uninsulated Roof) | 0 | 3.5 | Yes | Foundation Type with Effective R-Values | 0 | Heated Basement | 999 | 0 | 0 | 0 | 1.73 | Yes | 0.81018 | 0.62054 | No | 0.089916 | 0.20055 | 0.2297 | 0.1808 | 4.8269 | Nat. Gas Furnace with No CAC | Manual | kW | 20 |  |  | Electric | kW | 15 | 35 | -30 | 0 | 0.75 | 0.091605 | 0.32845 | 0.01 | 0.65689 | Heat_EZ_Sch_2 | Cool_EZ_Sch_1 | No | DHW_EZ_Sch_1 | 0 | 0 | 0 | No | No | No | No | No | 497.9422 | Misc_Elec_EZ_Sch_1 | 0
SITE_00298 | 4 | USA_NV_Elko.Rgnl.AP-Harris.Field.725825_TMY3 | 0 | 1552 | 1.3247 | 8 | 1 | 4-12 (Low-Moderate Slope) | Overall Effective R-Value | 0 | 10.8286 | Ceiling Overall Effective R-Value (Assumes Uninsulated Roof) | 0 | 14.4118 | Yes | Foundation Type with Effective R-Values | 0 | Vented Crawlspace | 7.6391 | 0 | 0 | 0 | 2.0929 | Yes | 0.52699 | 0.59357 | No | 0.19301 | 0.097497 | 0.10599 | 0.095906 | 4.9952 | Resistance Wall Heat with No AC | Manual | kW | 15 |  |  | Electric | kW | 15 | 35 | -30 | 0 |  | 0.091605 | 0.39253 | 0.01 | 0.78506 | Heat_EZ_Sch_1 | Cool_EZ_Sch_1 | No | DHW_EZ_Sch_1 | 0 | 0 | 0 | No | No | No | No | No | 668.7264 | Misc_Elec_EZ_Sch_1 | 0
SITE_00299 | 4 | USA_NV_Elko.Rgnl.AP-Harris.Field.725825_TMY3 | 0 | 1335 | 1.05 | 8 | 1 | 4-12 (Low-Moderate Slope) | Overall Effective R-Value | 0 | 11.6926 | Ceiling Overall Effective R-Value (Assumes Uninsulated Roof) | 0 | 23.2555 | Yes | Foundation Type with Effective R-Values | 0 | Vented Crawlspace | 23.5886 | 0 | 0 | 0 | 2.0929 | Yes | 0.63406 | 0.64389 | No | 0.11608 | 0.07258 | 0.092832 | 0.095827 | 4.6405 | Electric Furnace with No CAC | Manual | kW | 15 |  |  | Electric | kW | 15 | 35 | -30 | 0 |  | 0.12716 | 11.7943 | 0.01 | 100 | Heat_EZ_Sch_1 | Cool_EZ_Sch_1 | No | DHW_EZ_Sch_1 | 0 | 0 | 0 | No | No | No | No | No | 784.7072 | Misc_Elec_EZ_Sch_1 | 0
SITE_00300 | 4 | USA_WA_Walla.Walla.Rgnl.AP.727846_TMY3 | 0 | 1678 | 1.0131 | 8 | 1 | 4-12 (Low-Moderate Slope) | Overall Effective R-Value | 0 | 16.3106 | Ceiling Overall Effective R-Value (Assumes Uninsulated Roof) | 0 | 24.0342 | Yes | Foundation Type with Effective R-Values | 0 | Vented Crawlspace | 38.7698 | 0 | 0 | 0 | 2.0929 | Yes | 0.48 | 0.49917 | No | 0.28718 | 0.20369 | 0.054659 | 0.064585 | 8.28 | Nat. Gas Furnace with No CAC | Manual | kW | 15 |  |  | Electric | kW | 15 | 35 | -30 | 0 | 0.8143 | 0.12716 | 19.3849 | 0.01 | 100 | Heat_EZ_Sch_2 | Cool_EZ_Sch_1 | No | DHW_EZ_Sch_1 | 0 | 0 | 0 | No | No | No | No | No | 475.8583 | Misc_Elec_EZ_Sch_1 | 0
SITE_00301 | 4 | USA_WA_Walla.Walla.Rgnl.AP.727846_TMY3 | 0 | 1612 | 1.0625 | 8 | 1 | 4-12 (Low-Moderate Slope) | Overall Effective R-Value | 0 | 16.3106 | Ceiling Overall Effective R-Value (Assumes Uninsulated Roof) | 0 | 43.3984 | Yes | Foundation Type with Effective R-Values | 0 | Vented Crawlspace | 30.6889 | 0 | 0 | 0 | 2.2594 | Yes | 0.35137 | 0.37706 | No | 0.083938 | 0.039338 | 0.34651 | 0.22156 | 0.12637 | Single Speed ASHP (8.5 HSPF 15 SEER) | Manual | ton | 3 | ton | 3 | Electric | kW | 15 | 35 | -30 | 0 |  | 0.12716 | 15.3444 | 0.01 | 100 | Heat_EZ_Sch_1 | Cool_EZ_Sch_1 | No | DHW_EZ_Sch_1 | 0 | 0 | 0 | No | No | No | No | No | 616.838 | Misc_Elec_EZ_Sch_1 | 0
SITE_00302 | 4 | USA_NV_Winnemucca.Muni.AP.725830_TMY3 | 0 | 1890 | 1.0694 | 8 | 1 | 4-12 (Low-Moderate Slope) | Overall Effective R-Value | 0 | 12.4529 | Ceiling Overall Effective R-Value (Assumes Uninsulated Roof) | 0 | 11.2891 | Yes | Foundation Type with Effective R-Values | 0 | Vented Crawlspace | 13.8173 | 0 | 0 | 0 | 2.0929 | Yes | 0.74903 | 0.7528 | No | 0.014442 | 0.12549 | 0.33664 | 0.093343 | 4.5186 | Single Speed ASHP (8.5 HSPF 15 SEER) | Manual | ton | 2.8333 | ton | 2.8333 | Electric | kW | 15 | 35 | -30 | 0 |  | 0.12716 | 6.9086 | 0.01 | 100 | Heat_EZ_Sch_1 | Cool_EZ_Sch_1 | No | DHW_EZ_Sch_1 | 0 | 0 | 0 | No | No | No | No | No | 807.9623 | Misc_Elec_EZ_Sch_1 | 0
SITE_00303 | 4 | USA_WA_Moses.Lake-Grant.County.Intl.AP.727827_TMY3 | 0 | 672 | 0.96875 | 8 | 1 | 4-12 (Low-Moderate Slope) | Overall Effective R-Value | 0 | 11.516 | Ceiling Overall Effective R-Value (Assumes Uninsulated Roof) | 0 | 8.0481 | Yes | Foundation Type with Effective R-Values | 0 | Vented Crawlspace | 9.3223 | 0 | 0 | 0 | 2.0929 | Yes | 0.55 | 0.56493 | No | 0.1999 | 0.14117 | 0.18607 | 0.15499 | 20.6096 | Nat. Gas Furnace with No CAC | Manual | kW | 15 |  |  | Electric | kW | 15 | 35 | -30 | 0 | 0.8036 | 0.17053 | 4.6611 | 0.01 | 100 | Heat_EZ_Sch_2 | Cool_EZ_Sch_1 | No | DHW_EZ_Sch_1 | 0 | 0 | 0 | No | No | No | No | No | 724.9607 | Misc_Elec_EZ_Sch_1 | 0
SITE_00304 | 4 | USA_WA_Spokane.Intl.AP.727850_TMY3 | 0 | 891 | 0.96114 | 8 | 1 | 4-12 (Low-Moderate Slope) | Overall Effective R-Value | 0 | 11.6921 | Ceiling Overall Effective R-Value (Assumes Uninsulated Roof) | 0 | 9.5289 | Yes | Foundation Type with Effective R-Values | 0 | Vented Crawlspace | 9.2029 | 0 | 0 | 0 | 2.0929 | Yes | 0.75 | 0.7528 | No | 0.09198 | 0.15242 | 0.05428 | 0.082223 | 14.0623 | Nat. Gas Furnace with No CAC | Manual | kW | 15 |  |  | Electric | kW | 15 | 35 | -30 | 0 | 0.8052 | 0.17053 | 4.6014 | 0.01 | 100 | Heat_EZ_Sch_2 | Cool_EZ_Sch_1 | No | DHW_EZ_Sch_1 | 0 | 0 | 0 | No | No | No | No | No | 554.1182 | Misc_Elec_EZ_Sch_1 | 0
SITE_00305 | 4 | USA_NV_Winnemucca.Muni.AP.725830_TMY3 | 0 | 1040 | 1.0345 | 8 | 1 | 4-12 (Low-Moderate Slope) | Overall Effective R-Value | 0 | 9.3878 | Ceiling Overall Effective R-Value (Assumes Uninsulated Roof) | 0 | 3.5 | Yes | Foundation Type with Effective R-Values | 0 | Vented Crawlspace | 14.5384 | 0 | 0 | 0 | 2.0929 | Yes | 0.75 | 0.7528 | No | 0.095753 | 0.014571 | 0.194 | 0.20017 | 4.7635 | Single Speed ASHP (8.5 HSPF 15 SEER) | Manual | ton | 2.5 | ton | 2.5 | Electric | kW | 15 | 35 | -30 | 0 |  | 0.17053 | 7.2692 | 0.01 | 100 | Heat_EZ_Sch_1 | Cool_EZ_Sch_1 | No | DHW_EZ_Sch_1 | 0 | 0 | 0 | No | No | No | No | No | 427.1455 | Misc_Elec_EZ_Sch_1 | 0
SITE_00306 | 4 | USA_ID_Lewiston-Nez.Perce.County.AP.727830_TMY3 | 0 | 1134 | 0.98986 | 8 | 1 | 4-12 (Low-Moderate Slope) | Overall Effective R-Value | 0 | 11.6926 | Ceiling Overall Effective R-Value (Assumes Uninsulated Roof) | 0 | 11.2891 | Yes | Foundation Type with Effective R-Values | 0 | Vented Crawlspace | 13.2486 | 0 | 0 | 0 | 2.1983 | Yes | 0.75 | 0.7528 | No | 0.046719 | 0.0069866 | 0.17187 | 0.03125 | 3.1248 | Single Speed ASHP (8.5 HSPF 15 SEER) | Manual | ton | 2 | ton | 2 | Electric | kW | 15 | 35 | -30 | 0 |  | 0.12716 | 6.6243 | 0.01 | 100 | Heat_EZ_Sch_1 | Cool_EZ_Sch_1 | No | DHW_EZ_Sch_1 | 0 | 0 | 0 | No | No | No | No | No | 511.5401 | Misc_Elec_EZ_Sch_1 | 0
SITE_00307 | 4 | USA_WA_Hanford.MS.727840_TMY3 | 0 | 924 | 0.96334 | 8 | 1 | 4-12 (Low-Moderate Slope) | Overall Effective R-Value | 0 | 13.4517 | Ceiling Overall Effective R-Value (Assumes Uninsulated Roof) | 0 | 21.8921 | Yes | Foundation Type with Effective R-Values | 0 | Vented Crawlspace | 21.6577 | 0 | 0 | 0 | 2.0929 | Yes | 0.48 | 0.49917 | No | 0.00042687 | 0.15579 | 0.086059 | 0.15404 | 2.2317 | Single Speed ASHP (8.5 HSPF 15 SEER) | Manual | ton | 1.9 | ton | 1.9 | Electric | kW | 15 | 35 | -30 | 0 |  | 0.12716 | 10.8288 | 0.01 | 100 | Heat_EZ_Sch_1 | Cool_EZ_Sch_1 | No | DHW_EZ_Sch_1 | 0 | 0 | 0 | No | No | No | No | No | 718.1924 | Misc_Elec_EZ_Sch_1 | 0
SITE_00308 | 4 | USA_WA_Walla.Walla.Rgnl.AP.727846_TMY3 | 0 | 504 | 0.87426 | 8 | 1 | 4-12 (Low-Moderate Slope) | Overall Effective R-Value | 0 | 9.4876 | Ceiling Overall Effective R-Value (Assumes Uninsulated Roof) | 0 | 8.0481 | Yes | Foundation Type with Effective R-Values | 0 | Vented Crawlspace | 9.3223 | 0 | 0 | 0 | 2.2768 | Yes | 0.57409 | 0.5713 | No | 0.12074 | 0.00063688 | 0.081069 | 0.21208 | 16.0478 | Nat. Gas Furnace with No CAC | Manual | kW | 10 |  |  | Electric | kW | 15 | 35 | -30 | 0 | 0.8214 | 0.17053 | 4.6611 | 0.01 | 100 | Heat_EZ_Sch_2 | Cool_EZ_Sch_1 | No | DHW_EZ_Sch_1 | 0 | 0 | 0 | No | No | No | No | No | 387.1449 | Misc_Elec_EZ_Sch_1 | 0
SITE_00310 | 4 | USA_WA_Moses.Lake-Grant.County.Intl.AP.727827_TMY3 | 0 | 400 | 0.9375 | 8 | 1 | 4-12 (Low-Moderate Slope) | Overall Effective R-Value | 0 | 7.6992 | Ceiling Overall Effective R-Value (Assumes Uninsulated Roof) | 0 | 8.0481 | Yes | Foundation Type with Effective R-Values | 0 | Vented Crawlspace | 7.6391 | 0 | 0 | 0 | 2.0929 | Yes | 0.97604 | 0.67757 | No | 0.085185 | 0.11339 | 0.080222 | 0.085185 | 23.2551 | Electric Furnace with No CAC | Manual | kW | 10 |  |  | Electric | kW | 15 | 35 | -30 | 0 |  | 0.17053 | 3.8195 | 0.01 | 100 | Heat_EZ_Sch_1 | Cool_EZ_Sch_1 | No | DHW_EZ_Sch_1 | 0 | 0 | 0 | No | No | No | No | No | 360.3638 | Misc_Elec_EZ_Sch_1 | 0
SITE_00311 | 4 | USA_ID_Lewiston-Nez.Perce.County.AP.727830_TMY3 | 0 | 1152 | 0.93001 | 8 | 1 | 4-12 (Low-Moderate Slope) | Overall Effective R-Value | 0 | 11.516 | Ceiling Overall Effective R-Value (Assumes Uninsulated Roof) | 0 | 3.5 | Yes | Foundation Type with Effective R-Values | 0 | Vented Crawlspace | 11.3147 | 0 | 0 | 0 | 2.2768 | Yes | 0.75 | 0.7528 | No | 0.062352 | 0.083884 | 0.20605 | 0.22426 | 8.8846 | Single Speed ASHP (8.5 HSPF 15 SEER) | Manual | ton | 2.1167 | ton | 2.1167 | Electric | kW | 15 | 35 | -30 | 0 |  | 0.17053 | 5.6574 | 0.01 | 100 | Heat_EZ_Sch_1 | Cool_EZ_Sch_1 | No | DHW_EZ_Sch_1 | 0 | 0 | 0 | No | No | No | No | No | 402.6902 | Misc_Elec_EZ_Sch_1 | 0
SITE_00312 | 4 | USA_WA_Pullman-Moscow.Rgnl.AP.727857_TMY3 | 0 | 1664 | 1.0219 | 8 | 1 | 4-12 (Low-Moderate Slope) | Overall Effective R-Value | 0 | 16.2642 | Ceiling Overall Effective R-Value (Assumes Uninsulated Roof) | 0 | 11.2891 | Yes | Foundation Type with Effective R-Values | 0 | Vented Crawlspace | 20.258 | 0 | 0 | 0 | 2.0929 | Yes | 0.75 | 0.7528 | No | 0.17396 | 0.10404 | 0.13119 | 0.19489 | 4.2068 | Single Speed ASHP (8.5 HSPF 15 SEER) | Manual | ton | 2.8333 | ton | 2.8333 | Electric | kW | 15 | 35 | -30 | 0 |  | 0.17053 | 10.129 | 0.01 | 100 | Heat_EZ_Sch_1 | Cool_EZ_Sch_1 | No | DHW_EZ_Sch_1 | 0 | 0 | 0 | No | No | No | No | No | 639.4383 | Misc_Elec_EZ_Sch_1 | 0
SITE_00313 | 4 | USA_WA_Walla.Walla.Rgnl.AP.727846_TMY3 | 0 | 1282 | 1.002 | 8 | 1 | 4-12 (Low-Moderate Slope) | Overall Effective R-Value | 0 | 15.0064 | Ceiling Overall Effective R-Value (Assumes Uninsulated Roof) | 0 | 39.8831 | Yes | Foundation Type with Effective R-Values | 0 | Vented Crawlspace | 11.6069 | 0 | 0 | 0 | 2.0929 | Yes | 0.38 | 0.40524 | No | 0.075569 | 0.15822 | 0.084279 | 0.20923 | 3.9375 | Electric Furnace with No CAC | Manual | kW | 10 |  |  | Electric | kW | 15 | 35 | -30 | 0 |  | 0.17053 | 5.8035 | 0.01 | 100 | Heat_EZ_Sch_1 | Cool_EZ_Sch_1 | No | DHW_EZ_Sch_1 | 0 | 0 | 0 | No | No | No | No | No | 637.6224 | Misc_Elec_EZ_Sch_1 | 0
SITE_00314 | 4 | USA_WA_Moses.Lake-Grant.County.Intl.AP.727827_TMY3 | 0 | 1225 | 0.92 | 8 | 1 | 4-12 (Low-Moderate Slope) | Overall Effective R-Value | 0 | 9.3469 | Ceiling Overall Effective R-Value (Assumes Uninsulated Roof) | 0 | 8.4265 | Yes | Foundation Type with Effective R-Values | 0 | Vented Crawlspace | 10.6685 | 0 | 0 | 0 | 2.0929 | Yes | 0.5838 | 0.59668 | No | 0.18492 | 0.12409 | 0.27056 | 0.038451 | 11.4244 | Nat. Gas Furnace with No CAC | Manual | kW | 15 |  |  | Electric | kW | 15 | 35 | -30 | 0 | 0.8 | 0.17053 | 5.3343 | 0.01 | 100 | Heat_EZ_Sch_2 | Cool_EZ_Sch_1 | No | DHW_EZ_Sch_1 | 0 | 0 | 0 | No | No | No | No | No | 688.7926 | Misc_Elec_EZ_Sch_1 | 0
SITE_00315 | 4 | USA_WA_Moses.Lake-Grant.County.Intl.AP.727827_TMY3 | 0 | 780 | 0.875 | 8 | 1 | 4-12 (Low-Moderate Slope) | Overall Effective R-Value | 0 | 11.6926 | Ceiling Overall Effective R-Value (Assumes Uninsulated Roof) | 0 | 27.5634 | Yes | Foundation Type with Effective R-Values | 0 | Vented Crawlspace | 31.7764 | 0 | 0 | 0 | 2.0929 | Yes | 0.55 | 0.56493 | No | 0.040636 | 0.00051151 | 0.39521 | 0.00051151 | 14.7479 | Single Speed ASHP (8.5 HSPF 15 SEER) | Manual | ton | 2 | ton | 2 | Electric | kW | 15 | 35 | -30 | 0 |  | 0.17053 | 15.8882 | 0.01 | 100 | Heat_EZ_Sch_1 | Cool_EZ_Sch_1 | No | DHW_EZ_Sch_1 | 0 | 0 | 0 | No | No | No | No | No | 552.9992 | Misc_Elec_EZ_Sch_1 | 0
SITE_00316 | 4 | USA_WA_Moses.Lake-Grant.County.Intl.AP.727827_TMY3 | 0 | 938 | 0.92631 | 8 | 1 | 4-12 (Low-Moderate Slope) | Overall Effective R-Value | 0 | 10.3025 | Ceiling Overall Effective R-Value (Assumes Uninsulated Roof) | 0 | 10.5746 | Yes | Foundation Type with Effective R-Values | 0 | Vented Crawlspace | 11.3147 | 0 | 0 | 0 | 2.0929 | Yes | 0.94654 | 0.73065 | No | 0.027909 | 0.063172 | 0.26321 | 0.29908 | 10.0299 | Electric Furnace with No CAC | Manual | kW | 15 |  |  | Electric | kW | 15 | 35 | -30 | 0 |  | 0.17053 | 5.6574 | 0.01 | 100 | Heat_EZ_Sch_1 | Cool_EZ_Sch_1 | No | DHW_EZ_Sch_1 | 0 | 0 | 0 | No | No | No | No | No | 470.9031 | Misc_Elec_EZ_Sch_1 | 0
SITE_00317 | 4 | USA_WA_Hanford.MS.727840_TMY3 | 0 | 924 | 0.9237 | 8 | 1 | 4-12 (Low-Moderate Slope) | Overall Effective R-Value | 0 | 9.3685 | Ceiling Overall Effective R-Value (Assumes Uninsulated Roof) | 0 | 8.0481 | Yes | Foundation Type with Effective R-Values | 0 | Vented Crawlspace | 9.3223 | 0 | 0 | 0 | 2.0929 | Yes | 0.55 | 0.56493 | No | 0.10433 | 0.16613 | 0.12778 | 0.14268 | 11.4195 | Electric Furnace with No CAC | Manual | kW | 15 |  |  | Electric | kW | 15 | 35 | -30 | 0 |  | 0.17053 | 4.6611 | 0.01 | 100 | Heat_EZ_Sch_1 | Cool_EZ_Sch_1 | No | DHW_EZ_Sch_1 | 0 | 0 | 0 | No | No | No | No | No | 818.4001 | Misc_Elec_EZ_Sch_1 | 0
SITE_00319 | 4 | USA_WA_Moses.Lake-Grant.County.Intl.AP.727827_TMY3 | 0 | 938 | 0.92497 | 8 | 1 | 4-12 (Low-Moderate Slope) | Overall Effective R-Value | 0 | 12.4529 | Ceiling Overall Effective R-Value (Assumes Uninsulated Roof) | 0 | 3.5 | Yes | Foundation Type with Effective R-Values | 0 | Vented Crawlspace | 11.3147 | 0 | 0 | 0 | 2.0929 | Yes | 0.75 | 0.7528 | No | 0.17311 | 0.13685 | 0.13912 | 0.20614 | 9.6185 | Single Speed ASHP (8.5 HSPF 15 SEER) | Manual | ton | 2 | ton | 2 | Electric | kW | 15 | 35 | -30 | 0 |  | 0.17053 | 5.6574 | 0.01 | 100 | Heat_EZ_Sch_1 | Cool_EZ_Sch_1 | No | DHW_EZ_Sch_1 | 0 | 0 | 0 | No | No | No | No | No | 548.4627 | Misc_Elec_EZ_Sch_1 | 0
SITE_00320 | 4 | USA_WA_Moses.Lake-Grant.County.Intl.AP.727827_TMY3 | 0 | 944 | 0.9375 | 8 | 1 | 4-12 (Low-Moderate Slope) | Overall Effective R-Value | 0 | 11.3052 | Ceiling Overall Effective R-Value (Assumes Uninsulated Roof) | 0 | 11.2891 | Yes | Foundation Type with Effective R-Values | 0 | Vented Crawlspace | 35.8858 | 0 | 0 | 0 | 2.0929 | Yes | 0.71725 | 0.74508 | No | 0.69774 | 0.2242 | 0.29303 | 0.28463 | 6.1264 | Single Speed ASHP (8.5 HSPF 15 SEER) | Manual | ton | 1.9333 | ton | 1.9333 | Electric | kW | 15 | 35 | -30 | 0 |  | 0.17053 | 17.9429 | 0.01 | 100 | Heat_EZ_Sch_1 | Cool_EZ_Sch_1 | No | DHW_EZ_Sch_1 | 0 | 0 | 0 | No | No | No | No | No | 483.6439 | Misc_Elec_EZ_Sch_1 | 0
SITE_00321 | 4 | USA_WA_Hanford.MS.727840_TMY3 | 0 | 768 | 0.9113 | 8 | 1 | 4-12 (Low-Moderate Slope) | Overall Effective R-Value | 0 | 9.5278 | Ceiling Overall Effective R-Value (Assumes Uninsulated Roof) | 0 | 8.0481 | Yes | Foundation Type with Effective R-Values | 0 | Vented Crawlspace | 9.3223 | 0 | 0 | 0 | 6.278 | Yes | 0.55 | 0.75 | No | 0.042072 | 0.042072 | 0.042072 | 0.042072 | 14.2878 | Single Speed ASHP (8.5 HSPF 15 SEER) | Manual | ton | 1.8333 | ton | 1.8333 | Electric | kW | 15 | 35 | -30 | 0 |  | 0.17053 | 4.6611 | 0.01 | 100 | Heat_EZ_Sch_1 | Cool_EZ_Sch_1 | No | DHW_EZ_Sch_1 | 0 | 0 | 0 | No | No | No | No | No | 559.2674 | Misc_Elec_EZ_Sch_1 | 0
SITE_00323 | 4 | USA_WA_Pullman-Moscow.Rgnl.AP.727857_TMY3 | 0 | 902 | 0.9587 | 8 | 1 | 4-12 (Low-Moderate Slope) | Overall Effective R-Value | 0 | 11.3935 | Ceiling Overall Effective R-Value (Assumes Uninsulated Roof) | 0 | 10.9937 | Yes | Foundation Type with Effective R-Values | 0 | Vented Crawlspace | 11.3147 | 2.6329 | 2.6329 | 0 | 2.0929 | Yes | 0.89827 | 0.75193 | No | 0.024176 | 0.066447 | 0.055328 | 0.033168 | 9.8407 | Electric Furnace with No CAC | Manual | kW | 15 |  |  | Electric | kW | 15 | 35 | -30 | 0 |  | 0.17053 | 5.6574 | 0.01 | 100 | Heat_EZ_Sch_1 | Cool_EZ_Sch_1 | No | DHW_EZ_Sch_1 | 0 | 0 | 0 | No | No | No | No | No | 476.1647 | Misc_Elec_EZ_Sch_1 | 0
SITE_00325 | 4 | USA_WA_Pullman-Moscow.Rgnl.AP.727857_TMY3 | 0 | 924 | 0.9375 | 8 | 1 | 4-12 (Low-Moderate Slope) | Overall Effective R-Value | 0 | 11.1432 | Ceiling Overall Effective R-Value (Assumes Uninsulated Roof) | 0 | 10.5746 | Yes | Foundation Type with Effective R-Values | 0 | Vented Crawlspace | 20.258 | 0 | 0 | 0 | 2.0929 | Yes | 0.75 | 0.7528 | No | 0.056048 | 0.00043863 | 0.23043 | 0.22398 | 8.6919 | Electric Furnace with No CAC | Manual | kW | 15 |  |  | Electric | kW | 15 | 35 | -30 | 0 |  | 0.17053 | 10.129 | 0.01 | 100 | Heat_EZ_Sch_1 | Cool_EZ_Sch_1 | No | DHW_EZ_Sch_1 | 0 | 0 | 0 | No | No | No | No | No | 509.7454 | Misc_Elec_EZ_Sch_1 | 0
SITE_00326 | 4 | USA_ID_Lewiston-Nez.Perce.County.AP.727830_TMY3 | 0 | 1000 | 0.9225 | 8 | 1 | 4-12 (Low-Moderate Slope) | Overall Effective R-Value | 0 | 11.516 | Ceiling Overall Effective R-Value (Assumes Uninsulated Roof) | 0 | 8.0481 | Yes | Foundation Type with Effective R-Values | 0 | Vented Crawlspace | 15.9573 | 0 | 0 | 0 | 2.0929 | Yes | 1.1921 | 0.73468 | No | 0.28129 | 0.046662 | 0.032137 | 0.20365 | 12.2189 | Nat. Gas Furnace with No CAC | Manual | kW | 15 |  |  | Electric | kW | 15 | 35 | -30 | 0 | 0.8 | 0.17053 | 7.9786 | 0.01 | 100 | Heat_EZ_Sch_2 | Cool_EZ_Sch_1 | No | DHW_EZ_Sch_1 | 0 | 0 | 0 | No | No | No | No | No | 507.0366 | Misc_Elec_EZ_Sch_1 | 0
SITE_00327 | 4 | USA_WA_Pullman-Moscow.Rgnl.AP.727857_TMY3 | 0 | 1070 | 0.8986 | 8 | 1 | 4-12 (Low-Moderate Slope) | Overall Effective R-Value | 0 | 4.3012 | Ceiling Overall Effective R-Value (Assumes Uninsulated Roof) | 0 | 11.2891 | Yes | Foundation Type with Effective R-Values | 0 | Vented Crawlspace | 11.3712 | 0 | 0 | 0 | 2.0929 | Yes | 0.75 | 0.7528 | No | 0.108 | 0.00042526 | 0.25498 | 0.22866 | 7.5106 | Electric Furnace with No CAC | Manual | kW | 15 |  |  | Electric | kW | 15 | 35 | -30 | 0 |  | 0.17053 | 5.6856 | 0.01 | 100 | Heat_EZ_Sch_1 | Cool_EZ_Sch_1 | No | DHW_EZ_Sch_1 | 0 | 0 | 0 | No | No | No | No | No | 615.4969 | Misc_Elec_EZ_Sch_1 | 0
SITE_00328 | 4 | USA_ID_Pocatello.Rgnl.AP.725780_TMY3 | 0 | 728 | 0.92497 | 8 | 1 | 4-12 (Low-Moderate Slope) | Overall Effective R-Value | 0 | 9.469 | Ceiling Overall Effective R-Value (Assumes Uninsulated Roof) | 0 | 3.5 | Yes | Foundation Type with Effective R-Values | 0 | Vented Crawlspace | 17.9869 | 0 | 0 | 0 | 2.0929 | Yes | 0.75 | 0.7528 | No | 0.084868 | 0.27224 | 0.084868 | 0.084868 | 11.2317 | Electric Furnace with No CAC | Manual | kW | 15 |  |  | Electric | kW | 15 | 35 | -30 | 0 |  | 0.17053 | 8.9935 | 0.01 | 100 | Heat_EZ_Sch_1 | Cool_EZ_Sch_1 | No | DHW_EZ_Sch_1 | 0 | 0 | 0 | No | No | No | No | No | 433.1922 | Misc_Elec_EZ_Sch_1 | 0
SITE_00329 | 4 | USA_WA_Walla.Walla.Rgnl.AP.727846_TMY3 | 0 | 924 | 0.875 | 8 | 1 | 4-12 (Low-Moderate Slope) | Overall Effective R-Value | 0 | 9.469 | Ceiling Overall Effective R-Value (Assumes Uninsulated Roof) | 0 | 3.5 | Yes | Foundation Type with Effective R-Values | 0 | Vented Crawlspace | 13.8173 | 0 | 0 | 0 | 2.0929 | Yes | 0.75926 | 0.74639 | No | 0.14882 | 0.21336 | 0.068145 | 0.18094 | 5.6563 | Electric Furnace with No CAC | Manual | kW | 15 |  |  | Electric | kW | 15 | 35 | -30 | 0 |  | 0.17053 | 6.9086 | 0.01 | 100 | Heat_EZ_Sch_1 | Cool_EZ_Sch_1 | No | DHW_EZ_Sch_1 | 0 | 0 | 0 | No | No | No | No | No | 544.8825 | Misc_Elec_EZ_Sch_1 | 0
SITE_00330 | 4 | USA_WA_Wenatchee-Pangborn.Meml.AP.727825_TMY3 | 0 | 1485 | 1.0588 | 8 | 1 | 4-12 (Low-Moderate Slope) | Overall Effective R-Value | 0 | 16.3106 | Ceiling Overall Effective R-Value (Assumes Uninsulated Roof) | 0 | 24.0342 | Yes | Foundation Type with Effective R-Values | 0 | Vented Crawlspace | 21.6577 | 0 | 0 | 0 | 2.0929 | Yes | 0.49775 | 0.49917 | No | 0.058885 | 0.020046 | 0.14967 | 0.029249 | 2.045 | Electric Furnace with No CAC | Manual | kW | 10 |  |  | Electric | kW | 15 | 35 | -30 | 0 |  | 0.12716 | 10.8288 | 0.01 | 100 | Heat_EZ_Sch_1 | Cool_EZ_Sch_1 | No | DHW_EZ_Sch_1 | 0 | 0 | 0 | No | No | No | No | No | 593.3741 | Misc_Elec_EZ_Sch_1 | 0
SITE_00331 | 4 | USA_WA_Moses.Lake-Grant.County.Intl.AP.727827_TMY3 | 0 | 1079 | 0.13068 | 8 | 1 | 4-12 (Low-Moderate Slope) | Overall Effective R-Value | 0 | 16.4443 | Ceiling Overall Effective R-Value (Assumes Uninsulated Roof) | 0 | 23.4885 | Yes | Foundation Type with Effective R-Values | 0 | Heated Basement | 999 | 2.6329 | 2.6329 | 0 | 999 | Yes | 0.57499 | 0.60962 | No | 1.5296 | 1.7444 | 0.5901 | 0.9808 | 4.7473 | Single Speed ASHP (8.5 HSPF 15 SEER) | Manual | ton | 2.5 | ton | 2.5 | Electric | kW | 15 | 35 | -30 | 0 |  | 0.091605 | 0.9589 | 0.01 | 1.9178 | Heat_EZ_Sch_1 | Cool_EZ_Sch_1 | No | DHW_EZ_Sch_1 | 0 | 0 | 0 | No | No | No | No | No | 430.9505 | Misc_Elec_EZ_Sch_1 | 0
SITE_00332 | 4 | USA_ID_Pocatello.Rgnl.AP.725780_TMY3 | 0 | 1351.5 | 1.125 | 8 | 1 | 4-12 (Low-Moderate Slope) | Overall Effective R-Value | 0 | 22.5383 | Ceiling Overall Effective R-Value (Assumes Uninsulated Roof) | 0 | 23.15 | Yes | Foundation Type with Effective R-Values | 0 | Vented Crawlspace | 24.2699 | 0 | 0 | 0 | 9.525 | Yes | 0.48 | 0.49917 | No | 0.00030223 | 0.00030223 | 0.095639 | 0.15381 | 12.7825 | Electric Furnace with No CAC | Manual | kW | 15 |  |  | Electric | kW | 15 | 35 | -30 | 0 |  | 0.12716 | 12.135 | 0.01 | 100 | Heat_EZ_Sch_1 | Cool_EZ_Sch_1 | No | DHW_EZ_Sch_1 | 0 | 0 | 0 | No | No | No | No | No | 664.2981 | Misc_Elec_EZ_Sch_1 | 0
SITE_00333 | 4 | USA_ID_Lewiston-Nez.Perce.County.AP.727830_TMY3 | 0 | 1915 | 1.8304 | 8 | 1 | 4-12 (Low-Moderate Slope) | Overall Effective R-Value | 0 | 17.5367 | Ceiling Overall Effective R-Value (Assumes Uninsulated Roof) | 0 | 34.6072 | Yes | Foundation Type with Effective R-Values | 0 | Vented Crawlspace | 20.7433 | 0 | 0 | 0 | 2.0929 | Yes | 0.51746 | 0.52211 | No | 0.15699 | 0.061273 | 0.14091 | 0.093524 | 3.7298 | Nat. Gas Furnace with No CAC | Manual | kW | 15 |  |  | Electric | kW | 15 | 35 | -30 | 0 | 0.92 | 0.091605 | 3 | 0.01 | 6 | Heat_EZ_Sch_2 | Cool_EZ_Sch_1 | No | DHW_EZ_Sch_1 | 0 | 0 | 0 | No | No | No | No | No | 941.9005 | Misc_Elec_EZ_Sch_1 | 0
SITE_00334 | 4 | USA_ID_Twin.Falls-Magic.Valley.Rgnl.AP-Joslin.Field.725866_TMY3 | 0 | 1606 | 1.2976 | 8 | 1 | 4-12 (Low-Moderate Slope) | Overall Effective R-Value | 0 | 16.7906 | Ceiling Overall Effective R-Value (Assumes Uninsulated Roof) | 0 | 16.4183 | Yes | Foundation Type with Effective R-Values | 0 | Vented Crawlspace | 4.7717 | 2.6329 | 2.6329 | 0 | 9.3236 | Yes | 0.51152 | 0.54283 | No | 0.067329 | 0.10456 | 0.061362 | 0.076702 | 5.1599 | Nat. Gas Furnace with No CAC | Manual | kW | 15 |  |  | Electric | kW | 15 | 35 | -30 | 0 | 0.8 | 0.091605 | 2.2404 | 0.01 | 1.424 | Heat_EZ_Sch_2 | Cool_EZ_Sch_1 | No | DHW_EZ_Sch_1 | 0 | 0 | 0 | No | No | No | No | No | 966.8035 | Misc_Elec_EZ_Sch_1 | 0
SITE_00335 | 4 | USA_ID_Lewiston-Nez.Perce.County.AP.727830_TMY3 | 0 | 2339 | 1.3316 | 8 | 1 | 4-12 (Low-Moderate Slope) | Overall Effective R-Value | 0 | 12.5096 | Ceiling Overall Effective R-Value (Assumes Uninsulated Roof) | 0 | 14.6606 | Yes | Foundation Type with Effective R-Values | 0 | Vented Crawlspace | 19.1223 | 0 | 0 | 0 | 2.3977 | Yes | 0.52699 | 0.56616 | No | 0.0001941 | 0.16318 | 0.18181 | 0.38114 | 5.4096 | Nat. Gas Furnace with No CAC | Manual | kW | 20 |  |  | Electric | kW | 15 | 35 | -30 | 0 | 0.975 | 0.091605 | 0.39253 | 0.01 | 0.78506 | Heat_EZ_Sch_2 | Cool_EZ_Sch_1 | No | DHW_EZ_Sch_1 | 0 | 0 | 0 | No | No | No | No | No | 671.5795 | Misc_Elec_EZ_Sch_1 | 0
SITE_00336 | 4 | USA_MT_Kalispell-Glacier.Park.Intl.AP.727790_TMY3 | 0 | 1154 | 1.0012 | 8 | 1 | 4-12 (Low-Moderate Slope) | Overall Effective R-Value | 0 | 11.0335 | Ceiling Overall Effective R-Value (Assumes Uninsulated Roof) | 0 | 34.8633 | Yes | Foundation Type with Effective R-Values | 0 | Heated Basement | 999 | 0 | 0 | 0 | 1.73 | Yes | 0.53707 | 0.66003 | No | 0.044282 | 0.073506 | 0.23557 | 0.61928 | 5.4589 | Resistance Wall Heat with No AC | Manual | kW | 25 |  |  | Electric | kW | 15 | 35 | -30 | 0 |  | 0.091605 | 0.52133 | 0.01 | 1.0427 | Heat_EZ_Sch_1 | Cool_EZ_Sch_1 | No | DHW_EZ_Sch_1 | 0 | 0 | 0 | No | No | No | No | No | 1053.7262 | Misc_Elec_EZ_Sch_1 | 0
SITE_00337 | 4 | USA_WA_Moses.Lake-Grant.County.Intl.AP.727827_TMY3 | 0 | 1787.5 | 1.0366 | 8 | 1 | 4-12 (Low-Moderate Slope) | Overall Effective R-Value | 0 | 11.3052 | Ceiling Overall Effective R-Value (Assumes Uninsulated Roof) | 0 | 11.2891 | Yes | Foundation Type with Effective R-Values | 0 | Vented Crawlspace | 11.3712 | 0 | 0 | 0 | 2.0929 | Yes | 0.75 | 0.7528 | No | 0.18714 | 0.25995 | 0.12566 | 0.086359 | 5.6416 | Single Speed ASHP (8.5 HSPF 15 SEER) | Manual | ton | 3.4762 | ton | 3.4762 | Electric | kW | 15 | 35 | -30 | 0 |  | 0.17053 | 5.6856 | 0.01 | 100 | Heat_EZ_Sch_1 | Cool_EZ_Sch_1 | No | DHW_EZ_Sch_1 | 0 | 0 | 0 | No | No | No | No | No | 534.0976 | Misc_Elec_EZ_Sch_1 | 0
SITE_00338 | 4 | USA_ID_Idaho.Falls.Rgnl.AP-Fanning.Field.725785_TMY3 | 0 | 1316 | 0.90748 | 8 | 1 | 4-12 (Low-Moderate Slope) | Overall Effective R-Value | 0 | 11.0335 | Ceiling Overall Effective R-Value (Assumes Uninsulated Roof) | 0 | 22.0452 | Yes | Foundation Type with Effective R-Values | 0 | Heated Basement | 999 | 0 | 0 | 0 | 1.73 | Yes | 0.52699 | 0.54897 | No | 0.28454 | 0.28172 | 0.0003797 | 0.0003797 | 2.6815 | Ductless Heat Pump (10 HSPF 22 SEER) | Manual | ton | 1 | ton | 1 | Electric | kW | 15 | 35 | -30 | 0 |  | 0.091605 | 0.52133 | 0.01 | 1.0427 | Heat_EZ_Sch_1 | Cool_EZ_Sch_1 | No | DHW_EZ_Sch_1 | 0 | 0 | 0 | No | No | No | No | No | 734.9957 | Misc_Elec_EZ_Sch_1 | 0
SITE_00339 | 4 | USA_WA_Hanford.MS.727840_TMY3 | 0 | 1196 | 1.2832 | 8 | 1 | 4-12 (Low-Moderate Slope) | Overall Effective R-Value | 0 | 11.0335 | Ceiling Overall Effective R-Value (Assumes Uninsulated Roof) | 0 | 17.9908 | Yes | Foundation Type with Effective R-Values | 0 | Vented Crawlspace | 20.258 | 2.6329 | 2.6329 | 0 | 2.0929 | Yes | 0.52699 | 0.52569 | No | 0.14612 | 0.1627 | 0.041389 | 0.079962 | 6.0402 | Ductless Heat Pump (10 HSPF 22 SEER) | Manual | ton | 2 | ton | 2 | Electric | kW | 15 | 35 | -30 | 0 |  | 0.091605 | 0.52133 | 0.01 | 1.0427 | Heat_EZ_Sch_1 | Cool_EZ_Sch_1 | No | DHW_EZ_Sch_1 | 0 | 0 | 0 | No | No | No | No | No | 558.1783 | Misc_Elec_EZ_Sch_1 | 0
SITE_00340 | 4 | USA_WA_Stampede.Pass.727815_TMY3 | 0 | 1568 | 1.026 | 8 | 1 | 4-12 (Low-Moderate Slope) | Overall Effective R-Value | 0 | 19.3063 | Ceiling Overall Effective R-Value (Assumes Uninsulated Roof) | 0 | 24.0146 | Yes | Foundation Type with Effective R-Values | 0 | Vented Crawlspace | 18.1327 | 0 | 0 | 0 | 2.4473 | Yes | 0.51152 | 0.52211 | No | 0.055427 | 0.066645 | 0.17981 | 0.10254 | 4.7567 | Resistance Wall Heat with No AC | Manual | kW | 15 |  |  | Electric | kW | 15 | 35 | -30 | 0 |  | 0.091605 | 0.52133 | 0.01 | 1.0427 | Heat_EZ_Sch_1 | Cool_EZ_Sch_1 | No | DHW_EZ_Sch_1 | 0 | 0 | 0 | No | No | No | No | No | 763.1618 | Misc_Elec_EZ_Sch_1 | 0
SITE_00341 | 4 | USA_WA_Wenatchee-Pangborn.Meml.AP.727825_TMY3 | 0 | 2265 | 1.0902 | 8 | 1 | 4-12 (Low-Moderate Slope) | Overall Effective R-Value | 0 | 17.1969 | Ceiling Overall Effective R-Value (Assumes Uninsulated Roof) | 0 | 29.0321 | Yes | Foundation Type with Effective R-Values | 0 | Vented Crawlspace | 33.0254 | 0 | 0 | 0 | 2.0929 | Yes | 0.51152 | 0.57337 | No | 0.016931 | 0.13918 | 0.38723 | 0.16496 | 4.3511 | Nat. Gas Furnace with No CAC | Manual | kW | 15 |  |  | Electric | kW | 15 | 35 | -30 | 0 | 0.9625 | 0.091605 | 0.78873 | 0.01 | 1.5775 | Heat_EZ_Sch_2 | Cool_EZ_Sch_1 | No | DHW_EZ_Sch_1 | 0 | 0 | 0 | No | No | No | No | No | 1101.6365 | Misc_Elec_EZ_Sch_1 | 0
SITE_00343 | 4 | USA_ID_Lewiston-Nez.Perce.County.AP.727830_TMY3 | 0 | 1158 | 1.4437 | 8 | 1 | 4-12 (Low-Moderate Slope) | Overall Effective R-Value | 0 | 11.0335 | Ceiling Overall Effective R-Value (Assumes Uninsulated Roof) | 0 | 16.4183 | Yes | Foundation Type with Effective R-Values | 0 | Vented Crawlspace | 24.9377 | 0 | 0 | 0 | 2.0929 | Yes | 0.94673 | 0.64936 | No | 0.080539 | 0.16783 | 0.12807 | 0.093014 | 14.1312 | Nat. Gas Furnace with No CAC | Manual | kW | 15 |  |  | Electric | kW | 15 | 35 | -30 | 0 | 0.85766 | 0.091605 | 2.2404 | 0.01 | 1.424 | Heat_EZ_Sch_2 | Cool_EZ_Sch_1 | No | DHW_EZ_Sch_1 | 0 | 0 | 0 | No | No | No | No | No | 847.9343 | Misc_Elec_EZ_Sch_1 | 0
SITE_00345 | 4 | USA_WA_Wenatchee-Pangborn.Meml.AP.727825_TMY3 | 0 | 2100 | 1.1998 | 8 | 1 | 4-12 (Low-Moderate Slope) | Overall Effective R-Value | 0 | 17.1969 | Ceiling Overall Effective R-Value (Assumes Uninsulated Roof) | 0 | 19.4681 | Yes | Foundation Type with Effective R-Values | 0 | Vented Crawlspace | 18.1327 | 2.6329 | 2.6329 | 0 | 2.3972 | Yes | 0.51424 | 0.53985 | No | 0.085795 | 0.0088099 | 0.20655 | 0.069754 | 3.8151 | Nat. Gas Furnace with No CAC | Manual | kW | 15 |  |  | Electric | kW | 15 | 35 | -30 | 0 | 0.9 | 0.091605 | 1.1991 | 0.01 | 2.3983 | Heat_EZ_Sch_2 | Cool_EZ_Sch_1 | No | DHW_EZ_Sch_1 | 0 | 0 | 0 | No | No | No | No | No | 839.0674 | Misc_Elec_EZ_Sch_1 | 0
SITE_00347 | 4 | USA_WA_Wenatchee-Pangborn.Meml.AP.727825_TMY3 | 0 | 986 | 0.94549 | 8 | 1 | 4-12 (Low-Moderate Slope) | Overall Effective R-Value | 0 | 16.3106 | Ceiling Overall Effective R-Value (Assumes Uninsulated Roof) | 0 | 5.96 | Yes | Foundation Type with Effective R-Values | 0 | Vented Crawlspace | 4.707 | 0 | 0 | 0 | 2.0929 | Yes | 0.94906 | 0.54897 | No | 0.23572 | 0.25946 | 0.00042103 | 0.091282 | 17.6187 | Nat. Gas Furnace with No CAC | Manual | kW | 15 |  |  | Electric | kW | 15 | 35 | -30 | 0 | 0.72 | 0.091605 | 0.39253 | 0.01 | 0.78506 | Heat_EZ_Sch_2 | Cool_EZ_Sch_1 | No | DHW_EZ_Sch_1 | 0 | 0 | 0 | No | No | No | No | No | 672.8901 | Misc_Elec_EZ_Sch_1 | 0
SITE_00348 | 4 | USA_NV_Elko.Rgnl.AP-Harris.Field.725825_TMY3 | 0 | 588 | 0.93665 | 8 | 1 | 4-12 (Low-Moderate Slope) | Overall Effective R-Value | 0 | 11.2881 | Ceiling Overall Effective R-Value (Assumes Uninsulated Roof) | 0 | 3.5 | Yes | Foundation Type with Effective R-Values | 0 | Vented Crawlspace | 4.7448 | 0 | 0 | 0 | 7.9953 | Yes | 0.52699 | 0.52211 | No | 0.22802 | 0.10682 | 0.12559 | 0.050106 | 10.2776 | Nat. Gas Furnace with No CAC | Manual | kW | 15 |  |  | Electric | kW | 15 | 35 | -30 | 0 | 0.925 | 0.091605 | 1.6471 | 0.01 | 3.2941 | Heat_EZ_Sch_2 | Cool_EZ_Sch_1 | No | DHW_EZ_Sch_1 | 0 | 0 | 0 | No | No | No | No | No | 458.6008 | Misc_Elec_EZ_Sch_1 | 0
SITE_00349 | 4 | USA_WA_Hanford.MS.727840_TMY3 | 0 | 2048 | 0.35553 | 8 | 1 | 4-12 (Low-Moderate Slope) | Overall Effective R-Value | 0 | 16.0572 | Ceiling Overall Effective R-Value (Assumes Uninsulated Roof) | 0 | 33.0512 | Yes | Foundation Type with Effective R-Values | 0 | Heated Basement | 999 | 0 | 0 | 0 | 1.73 | Yes | 0.51152 | 0.53036 | No | 0.75786 | 2.2912 | 0.055355 | 0.48276 | 2.6366 | Electric Furnace with No CAC | Manual | kW | 15 |  |  | Electric | kW | 15 | 35 | -30 | 0 |  | 0.091605 | 0.52133 | 0.01 | 1.0427 | Heat_EZ_Sch_1 | Cool_EZ_Sch_1 | No | DHW_EZ_Sch_1 | 0 | 0 | 0 | No | No | No | No | No | 1420.4942 | Misc_Elec_EZ_Sch_1 | 0
SITE_00350 | 4 | USA_ID_Lewiston-Nez.Perce.County.AP.727830_TMY3 | 0 | 1336.5 | 0.93678 | 8 | 1 | 4-12 (Low-Moderate Slope) | Overall Effective R-Value | 0 | 11.0335 | Ceiling Overall Effective R-Value (Assumes Uninsulated Roof) | 0 | 5.3396 | Yes | Foundation Type with Effective R-Values | 0 | Heated Basement | 999 | 0 | 0 | 0 | 1.73 | Yes | 0.52756 | 0.54317 | No | 0.19112 | 0.10159 | 0.32612 | 0.44152 | 5.3717 | Nat. Gas Furnace with No CAC | Manual | kW | 20 |  |  | Electric | kW | 15 | 35 | -30 | 0 | 0.8182 | 0.091605 | 0.39253 | 0.01 | 0.78506 | Heat_EZ_Sch_2 | Cool_EZ_Sch_1 | No | DHW_EZ_Sch_1 | 0 | 0 | 0 | No | No | No | No | No | 726.5123 | Misc_Elec_EZ_Sch_1 | 0
SITE_00353 | 4 | USA_WA_Moses.Lake-Grant.County.Intl.AP.727827_TMY3 | 0 | 2100 | 0.9375 | 8 | 1 | 4-12 (Low-Moderate Slope) | Overall Effective R-Value | 0 | 17.1969 | Ceiling Overall Effective R-Value (Assumes Uninsulated Roof) | 0 | 35.1737 | Yes | Foundation Type with Effective R-Values | 0 | Vented Crawlspace | 20.258 | 2.6329 | 2.6329 | 0 | 2.0929 | Yes | 0.52833 | 0.66538 | No | 0.33383 | 0.047725 | 0.24998 | 0.25964 | 7.4081 | Single Speed ASHP (8.5 HSPF 15 SEER) | Manual | ton | 3.5 | ton | 3.5 | Electric | kW | 15 | 35 | -30 | 0 |  | 0.091605 | 4.2 | 0.01 | 8.4 | Heat_EZ_Sch_1 | Cool_EZ_Sch_1 | No | DHW_EZ_Sch_1 | 0 | 0 | 0 | No | No | No | No | No | 736.9207 | Misc_Elec_EZ_Sch_1 | 0
SITE_00354 | 4 | USA_ID_Lewiston-Nez.Perce.County.AP.727830_TMY3 | 0 | 2153 | 1.3321 | 8 | 1 | 4-12 (Low-Moderate Slope) | Overall Effective R-Value | 0 | 16.803 | Ceiling Overall Effective R-Value (Assumes Uninsulated Roof) | 0 | 26.1191 | Yes | Foundation Type with Effective R-Values | 0 | Vented Crawlspace | 4.7717 | 0 | 0 | 0 | 5.8672 | Yes | 0.79027 | 0.70279 | No | 0.15684 | 0.06067 | 0.14117 | 0.12378 | 6.0519 | Nat. Gas Furnace with No CAC | Manual | kW | 20 |  |  | Electric | kW | 15 | 35 | -30 | 0 | 0.8 | 0.091605 | 1.1475 | 0.01 | 2.2951 | Heat_EZ_Sch_2 | Cool_EZ_Sch_1 | No | DHW_EZ_Sch_1 | 0 | 0 | 0 | No | No | No | No | No | 796.477 | Misc_Elec_EZ_Sch_1 | 0
SITE_00355 | 4 | USA_MT_Billings.Logan.Intl.AP.726770_TMY3 | 0 | 805 | 0.875 | 8 | 1 | 4-12 (Low-Moderate Slope) | Overall Effective R-Value | 0 | 15.3735 | Ceiling Overall Effective R-Value (Assumes Uninsulated Roof) | 0 | 45.7413 | Yes | Foundation Type with Effective R-Values | 0 | Heated Basement | 999 | 0 | 0 | 0 | 1.73 | Yes | 0.65743 | 0.74662 | No | 0.1251 | 0.1251 | 0.1251 | 0.1251 | 5.3274 | Nat. Gas Furnace with No CAC | Manual | kW | 15 |  |  | Electric | kW | 15 | 35 | -30 | 0 | 0.8 | 0.091605 | 0.39253 | 0.01 | 0.78506 | Heat_EZ_Sch_2 | Cool_EZ_Sch_1 | No | DHW_EZ_Sch_1 | 0 | 0 | 0 | No | No | No | No | No | 584.8732 | Misc_Elec_EZ_Sch_1 | 0
SITE_00356 | 4 | USA_ID_Lewiston-Nez.Perce.County.AP.727830_TMY3 | 0 | 1256 | 1.355 | 8 | 1 | 4-12 (Low-Moderate Slope) | Overall Effective R-Value | 0 | 11.0335 | Ceiling Overall Effective R-Value (Assumes Uninsulated Roof) | 0 | 6.2751 | Yes | Foundation Type with Effective R-Values | 0 | Vented Crawlspace | 4.7448 | 0 | 0 | 0 | 2.0929 | Yes | 0.89052 | 0.69438 | No | 0.10455 | 0.18901 | 0.10231 | 0.076572 | 5.1748 | Nat. Gas Furnace with No CAC | Manual | kW | 15 |  |  | Electric | kW | 15 | 35 | -30 | 0 | 0.8 | 0.091605 | 2.2404 | 0.01 | 1.424 | Heat_EZ_Sch_2 | Cool_EZ_Sch_1 | No | DHW_EZ_Sch_1 | 0 | 0 | 0 | No | No | No | No | No | 623.3516 | Misc_Elec_EZ_Sch_1 | 0
SITE_00357 | 4 | USA_NV_Winnemucca.Muni.AP.725830_TMY3 | 0 | 1387 | 0.93755 | 8 | 1 | 4-12 (Low-Moderate Slope) | Overall Effective R-Value | 0 | 11.2881 | Ceiling Overall Effective R-Value (Assumes Uninsulated Roof) | 0 | 6.2669 | Yes | Foundation Type with Effective R-Values | 0 | Vented Crawlspace | 11.0945 | 0 | 0 | 0 | 2.0929 | Yes | 0.66367 | 0.52211 | No | 0.064832 | 0.03227 | 0.15023 | 0.032299 | 8.6678 | Resistance Wall Heat with No AC | Manual | kW | 15 |  |  | Electric | kW | 15 | 35 | -30 | 0 |  | 0.091605 | 0.52133 | 0.01 | 1.0427 | Heat_EZ_Sch_1 | Cool_EZ_Sch_1 | No | DHW_EZ_Sch_1 | 0 | 0 | 0 | No | No | No | No | No | 697.0466 | Misc_Elec_EZ_Sch_1 | 0
SITE_00358 | 4 | USA_ID_Lewiston-Nez.Perce.County.AP.727830_TMY3 | 0 | 959 | 2.4254 | 8 | 1 | 4-12 (Low-Moderate Slope) | Overall Effective R-Value | 0 | 11.0335 | Ceiling Overall Effective R-Value (Assumes Uninsulated Roof) | 0 | 51.2671 | Yes | Foundation Type with Effective R-Values | 0 | Vented Crawlspace | 17.3365 | 0 | 0 | 0 | 2.4473 | Yes | 0.51152 | 0.60234 | No | 0.03726 | 0.036751 | 0.056664 | 0.14473 | 4.1631 | Nat. Gas Furnace with No CAC | Manual | kW | 15 |  |  | Electric | kW | 15 | 35 | -30 | 0 | 0.8 | 0.091605 | 2.2404 | 0.01 | 1.424 | Heat_EZ_Sch_2 | Cool_EZ_Sch_1 | No | DHW_EZ_Sch_1 | 0 | 0 | 0 | No | No | No | No | No | 850.8188 | Misc_Elec_EZ_Sch_1 | 0
SITE_00359 | 4 | USA_WA_Moses.Lake-Grant.County.Intl.AP.727827_TMY3 | 0 | 1165 | 1.6398 | 8 | 1 | 4-12 (Low-Moderate Slope) | Overall Effective R-Value | 0 | 13.4517 | Ceiling Overall Effective R-Value (Assumes Uninsulated Roof) | 0 | 26.033 | Yes | Foundation Type with Effective R-Values | 0 | Vented Crawlspace | 4.707 | 2.6329 | 2.6329 | 0 | 7.4967 | Yes | 0.75978 | 0.687 | No | 0.097817 | 0.21052 | 0.009926 | 0.028731 | 7.9932 | Nat. Gas Furnace with No CAC | Manual | kW | 15 |  |  | Electric | kW | 15 | 35 | -30 | 0 | 0.8068 | 0.091605 | 0.39253 | 0.01 | 0.78506 | Heat_EZ_Sch_2 | Cool_EZ_Sch_1 | No | DHW_EZ_Sch_1 | 0 | 0 | 0 | No | No | No | No | No | 990.7564 | Misc_Elec_EZ_Sch_1 | 0
SITE_00360 | 4 | USA_ID_Soda.Springs-Tigert.AP.725868_TMY3 | 0 | 1178 | 1.0938 | 8 | 1 | 4-12 (Low-Moderate Slope) | Overall Effective R-Value | 0 | 16.0572 | Ceiling Overall Effective R-Value (Assumes Uninsulated Roof) | 0 | 53.8493 | Yes | Foundation Type with Effective R-Values | 0 | Heated Basement | 999 | 0 | 0 | 0 | 1.73 | Yes | 0.7317 | 0.52771 | No | 0.026031 | 0.092541 | 0.22721 | 0.19232 | 4.8816 | Electric Furnace with No CAC | Manual | kW | 20 |  |  | Electric | kW | 15 | 35 | -30 | 0 |  | 0.091605 | 0.39253 | 0.01 | 0.78506 | Heat_EZ_Sch_1 | Cool_EZ_Sch_1 | No | DHW_EZ_Sch_1 | 0 | 0 | 0 | No | No | No | No | No | 1309.8635 | Misc_Elec_EZ_Sch_1 | 0
SITE_00361 | 4 | USA_ID_Lewiston-Nez.Perce.County.AP.727830_TMY3 | 0 | 1452 | 0.99053 | 8 | 1 | 4-12 (Low-Moderate Slope) | Overall Effective R-Value | 0 | 11.0335 | Ceiling Overall Effective R-Value (Assumes Uninsulated Roof) | 0 | 4.6805 | Yes | Foundation Type with Effective R-Values | 0 | Vented Crawlspace | 17.9869 | 2.6329 | 2.6329 | 0 | 2.0929 | Yes | 0.51152 | 0.52211 | No | 0.00033118 | 0.00033118 | 0.08238 | 0.17821 | 5.9058 | Nat. Gas Furnace with No CAC | Manual | kW | 15 |  |  | Electric | kW | 15 | 35 | -30 | 0 | 0.85766 | 0.091605 | 2.2404 | 0.01 | 1.424 | Heat_EZ_Sch_2 | Cool_EZ_Sch_1 | No | DHW_EZ_Sch_1 | 0 | 0 | 0 | No | No | No | No | No | 689.5214 | Misc_Elec_EZ_Sch_1 | 0
SITE_00362 | 4 | USA_WA_Hanford.MS.727840_TMY3 | 0 | 2785 | 1.4555 | 8 | 1 | 4-12 (Low-Moderate Slope) | Overall Effective R-Value | 0 | 17.413 | Ceiling Overall Effective R-Value (Assumes Uninsulated Roof) | 0 | 45.7413 | Yes | Foundation Type with Effective R-Values | 0 | Vented Crawlspace | 31.7764 | 0 | 0 | 0 | 2.0929 | Yes | 0.51152 | 0.53436 | No | 0.16938 | 0.060801 | 0.16613 | 0.16138 | 3.5247 | Electric Furnace with No CAC | Manual | kW | 15 |  |  | Electric | kW | 15 | 35 | -30 | 0 |  | 0.091605 | 4 | 0.01 | 8 | Heat_EZ_Sch_1 | Cool_EZ_Sch_1 | No | DHW_EZ_Sch_1 | 0 | 0 | 0 | No | No | No | No | No | 1438.2488 | Misc_Elec_EZ_Sch_1 | 0
SITE_00363 | 4 | USA_WA_Spokane-Fairchild.AFB.727855_TMY3 | 0 | 804 | 0.9375 | 8 | 1 | 4-12 (Low-Moderate Slope) | Overall Effective R-Value | 0 | 12.6723 | Ceiling Overall Effective R-Value (Assumes Uninsulated Roof) | 0 | 69.3016 | Yes | Foundation Type with Effective R-Values | 0 | Heated Basement | 999 | 0 | 0 | 0 | 1.73 | Yes | 0.54653 | 0.62349 | No | 0.13078 | 0.065098 | 0.14021 | 0.2889 | 4.896 | Nat. Gas Furnace with No CAC | Manual | kW | 15 |  |  | Electric | kW | 15 | 35 | -30 | 0 | 0.97 | 0.091605 | 2.2404 | 0.01 | 1.424 | Heat_EZ_Sch_2 | Cool_EZ_Sch_1 | No | DHW_EZ_Sch_1 | 0 | 0 | 0 | No | No | No | No | No | 841.8129 | Misc_Elec_EZ_Sch_1 | 0
SITE_00364 | 4 | USA_WA_Moses.Lake-Grant.County.Intl.AP.727827_TMY3 | 0 | 1349 | 1.125 | 8 | 1 | 4-12 (Low-Moderate Slope) | Overall Effective R-Value | 0 | 15.2416 | Ceiling Overall Effective R-Value (Assumes Uninsulated Roof) | 0 | 13.4026 | Yes | Foundation Type with Effective R-Values | 0 | Vented Crawlspace | 18.1327 | 0 | 0 | 0 | 2.3972 | Yes | 0.51152 | 0.72764 | No | 0.00030252 | 0.17061 | 0.2651 | 0.070672 | 6.6559 | Nat. Gas Furnace with No CAC | Manual | kW | 15 |  |  | Electric | kW | 15 | 35 | -30 | 0 | 0.8 | 0.091605 | 2.2404 | 0.01 | 1.424 | Heat_EZ_Sch_2 | Cool_EZ_Sch_1 | No | DHW_EZ_Sch_1 | 0 | 0 | 0 | No | No | No | No | No | 647.0757 | Misc_Elec_EZ_Sch_1 | 0
SITE_00365 | 4 | USA_WA_Moses.Lake-Grant.County.Intl.AP.727827_TMY3 | 0 | 1562 | 1.0201 | 8 | 1 | 4-12 (Low-Moderate Slope) | Overall Effective R-Value | 0 | 11.3629 | Ceiling Overall Effective R-Value (Assumes Uninsulated Roof) | 0 | 16.4183 | Yes | Foundation Type with Effective R-Values | 0 | Vented Crawlspace | 4.707 | 0 | 0 | 0 | 7.4967 | Yes | 0.8134 | 0.64163 | No | 0.054625 | 0.1633 | 0.317 | 0.13187 | 3.0382 | Nat. Gas Furnace with No CAC | Manual | kW | 15 |  |  | Electric | kW | 15 | 35 | -30 | 0 | 0.9464 | 0.091605 | 0.39253 | 0.01 | 0.78506 | Heat_EZ_Sch_2 | Cool_EZ_Sch_1 | No | DHW_EZ_Sch_1 | 0 | 0 | 0 | No | No | No | No | No | 735.6519 | Misc_Elec_EZ_Sch_1 | 0
SITE_00366 | 4 | USA_ID_Lewiston-Nez.Perce.County.AP.727830_TMY3 | 0 | 1972 | 1.276 | 8 | 1 | 4-12 (Low-Moderate Slope) | Overall Effective R-Value | 0 | 10.9265 | Ceiling Overall Effective R-Value (Assumes Uninsulated Roof) | 0 | 40.1761 | Yes | Foundation Type with Effective R-Values | 0 | Vented Crawlspace | 18.1327 | 0 | 0 | 0 | 2.1708 | Yes | 0.52699 | 0.53434 | No | 0.19824 | 0.19534 | 0.28638 | 0.071849 | 13.3651 | Nat. Gas Furnace with No CAC | Manual | kW | 15 |  |  | Electric | kW | 15 | 35 | -30 | 0 | 0.9623 | 0.091605 | 2.2404 | 0.01 | 1.424 | Heat_EZ_Sch_2 | Cool_EZ_Sch_1 | No | DHW_EZ_Sch_1 | 0 | 0 | 0 | No | No | No | No | No | 981.6237 | Misc_Elec_EZ_Sch_1 | 0
SITE_00367 | 4 | USA_ID_Twin.Falls-Magic.Valley.Rgnl.AP-Joslin.Field.725866_TMY3 | 0 | 3103 | 1.2363 | 8 | 1 | 4-12 (Low-Moderate Slope) | Overall Effective R-Value | 0 | 16.3106 | Ceiling Overall Effective R-Value (Assumes Uninsulated Roof) | 0 | 51.3042 | Yes | Foundation Type with Effective R-Values | 0 | Vented Crawlspace | 38.7698 | 0 | 0 | 0 | 2.0929 | Yes | 0.49492 | 0.52683 | No | 0.00018151 | 0.42824 | 0.012428 | 0.1171 | 3.9181 | Nat. Gas Furnace with No CAC | Manual | kW | 15 |  |  | Electric | kW | 15 | 35 | -30 | 0 | 0.8091 | 0.091605 | 2.8966 | 0.01 | 5.7931 | Heat_EZ_Sch_2 | Cool_EZ_Sch_1 | No | DHW_EZ_Sch_1 | 0 | 0 | 0 | No | No | No | No | No | 844.9311 | Misc_Elec_EZ_Sch_1 | 0
SITE_00368 | 4 | USA_ID_Lewiston-Nez.Perce.County.AP.727830_TMY3 | 0 | 1246 | 1.1077 | 8 | 1 | 4-12 (Low-Moderate Slope) | Overall Effective R-Value | 0 | 4.189 | Ceiling Overall Effective R-Value (Assumes Uninsulated Roof) | 0 | 19.0891 | Yes | Foundation Type with Effective R-Values | 0 | Heated Basement | 999 | 0 | 0 | 0 | 999 | Yes | 0.51905 | 0.52946 | No | 0.29527 | 0.071483 | 0.47142 | 0.0075479 | 9.1309 | Nat. Gas Furnace with No CAC | Manual | kW | 20 |  |  | Electric | kW | 15 | 35 | -30 | 0 | 0.92 | 0.091605 | 2.2404 | 0.01 | 1.424 | Heat_EZ_Sch_2 | Cool_EZ_Sch_1 | No | DHW_EZ_Sch_1 | 0 | 0 | 0 | No | No | No | No | No | 816.7172 | Misc_Elec_EZ_Sch_1 | 0
SITE_00369 | 4 | USA_WA_Wenatchee-Pangborn.Meml.AP.727825_TMY3 | 0 | 1258 | 1.1075 | 8 | 1 | 4-12 (Low-Moderate Slope) | Overall Effective R-Value | 0 | 16.3106 | Ceiling Overall Effective R-Value (Assumes Uninsulated Roof) | 0 | 36.6593 | Yes | Foundation Type with Effective R-Values | 0 | Vented Crawlspace | 20.7433 | 0 | 0 | 0 | 2.0929 | Yes | 0.51152 | 0.54653 | No | 0.089078 | 0.11641 | 0.036595 | 0.21588 | 4.7979 | Nat. Gas Furnace with No CAC | Manual | kW | 10 |  |  | Electric | kW | 15 | 35 | -30 | 0 | 0.8267 | 0.091605 | 1.407 | 0.01 | 2.8141 | Heat_EZ_Sch_2 | Cool_EZ_Sch_1 | No | DHW_EZ_Sch_1 | 0 | 0 | 0 | No | No | No | No | No | 607.1155 | Misc_Elec_EZ_Sch_1 | 0
SITE_00371 | 4 | USA_WA_Wenatchee-Pangborn.Meml.AP.727825_TMY3 | 0 | 2199 | 0.99602 | 8 | 1 | 4-12 (Low-Moderate Slope) | Overall Effective R-Value | 0 | 21.3044 | Ceiling Overall Effective R-Value (Assumes Uninsulated Roof) | 0 | 19.8343 | Yes | Foundation Type with Effective R-Values | 0 | Vented Crawlspace | 20.258 | 0 | 0 | 0 | 6.3186 | Yes | 0.53015 | 0.64409 | No | 0.094729 | 0.062 | 0.20669 | 0.2341 | 4.1507 | Single Speed ASHP (8.5 HSPF 15 SEER) | Manual | ton | 2.8333 | ton | 2.8333 | Electric | kW | 15 | 35 | -30 | 0 |  | 0.091605 | 2.848 | 0.01 | 5.696 | Heat_EZ_Sch_1 | Cool_EZ_Sch_1 | No | DHW_EZ_Sch_1 | 0 | 0 | 0 | No | No | No | No | No | 450.1418 | Misc_Elec_EZ_Sch_1 | 0
SITE_00372 | 4 | USA_WA_Spokane-Fairchild.AFB.727855_TMY3 | 0 | 1398 | 0.875 | 8 | 1 | 4-12 (Low-Moderate Slope) | Overall Effective R-Value | 0 | 11.5488 | Ceiling Overall Effective R-Value (Assumes Uninsulated Roof) | 0 | 56.8655 | Yes | Foundation Type with Effective R-Values | 0 | Heated Basement | 999 | 0 | 0 | 0 | 12.1276 | Yes | 0.82236 | 0.63778 | No | 0.31744 | 0.32566 | 0.00038207 | 0.39655 | 5.5837 | Ductless Heat Pump (10 HSPF 22 SEER) | Manual | ton | 1.5 | ton | 1.5 | Electric | kW | 15 | 35 | -30 | 0 |  | 0.091605 | 0.52133 | 0.01 | 1.0427 | Heat_EZ_Sch_1 | Cool_EZ_Sch_1 | No | DHW_EZ_Sch_1 | 0 | 0 | 0 | No | No | No | No | No | 934.0767 | Misc_Elec_EZ_Sch_1 | 0
SITE_00373 | 4 | USA_WA_Hanford.MS.727840_TMY3 | 0 | 1015.5 | 2.1438 | 8 | 1 | 4-12 (Low-Moderate Slope) | Overall Effective R-Value | 0 | 12.2629 | Ceiling Overall Effective R-Value (Assumes Uninsulated Roof) | 0 | 40.1761 | Yes | Foundation Type with Effective R-Values | 0 | Vented Crawlspace | 17.9327 | 0 | 0 | 0 | 2.3972 | Yes | 0.51152 | 0.55757 | No | 0.034638 | 0.060153 | 0.18018 | 0.11668 | 5.4556 | Nat. Gas Furnace with No CAC | Manual | kW | 15 |  |  | Electric | kW | 15 | 35 | -30 | 0 | 0.8 | 0.091605 | 2.2404 | 0.01 | 1.424 | Heat_EZ_Sch_2 | Cool_EZ_Sch_1 | No | DHW_EZ_Sch_1 | 0 | 0 | 0 | No | No | No | No | No | 956.9407 | Misc_Elec_EZ_Sch_1 | 0
SITE_00375 | 4 | USA_ID_Twin.Falls-Magic.Valley.Rgnl.AP-Joslin.Field.725866_TMY3 | 0 | 1917 | 1.1077 | 8 | 1 | 4-12 (Low-Moderate Slope) | Overall Effective R-Value | 0 | 16.3106 | Ceiling Overall Effective R-Value (Assumes Uninsulated Roof) | 0 | 35.1737 | Yes | Foundation Type with Effective R-Values | 0 | Vented Crawlspace | 33.0254 | 0 | 0 | 0 | 2.0929 | Yes | 0.51152 | 0.57665 | No | 0.26692 | 0.10699 | 0.018113 | 0.080362 | 5.1913 | Nat. Gas Furnace with No CAC | Manual | kW | 15 |  |  | Electric | kW | 15 | 35 | -30 | 0 | 0.933 | 0.091605 | 2.848 | 0.01 | 5.696 | Heat_EZ_Sch_2 | Cool_EZ_Sch_1 | No | DHW_EZ_Sch_1 | 0 | 0 | 0 | No | No | No | No | No | 822.9972 | Misc_Elec_EZ_Sch_1 | 0
SITE_00376 | 4 | USA_MT_Billings.Logan.Intl.AP.726770_TMY3 | 0 | 620 | 0.91552 | 8 | 1 | 4-12 (Low-Moderate Slope) | Overall Effective R-Value | 0 | 7.9593 | Ceiling Overall Effective R-Value (Assumes Uninsulated Roof) | 0 | 11.7267 | Yes | Foundation Type with Effective R-Values | 0 | Vented Crawlspace | 9.3223 | 0 | 0 | 0 | 2.3583 | Yes | 0.71802 | 0.61568 | No | 0.17936 | 0.13256 | 0.11992 | 0.048638 | 17.4879 | Nat. Gas Furnace with No CAC | Manual | kW | 15 |  |  | Electric | kW | 15 | 35 | -30 | 0 | 0.95 | 0.17053 | 4.6611 | 0.01 | 100 | Heat_EZ_Sch_2 | Cool_EZ_Sch_1 | No | DHW_EZ_Sch_1 | 0 | 0 | 0 | No | No | No | No | No | 455.961 | Misc_Elec_EZ_Sch_1 | 0
SITE_00377 | 4 | USA_WA_Wenatchee-Pangborn.Meml.AP.727825_TMY3 | 0 | 1188 | 1.0574 | 8 | 1 | 4-12 (Low-Moderate Slope) | Overall Effective R-Value | 0 | 11.0335 | Ceiling Overall Effective R-Value (Assumes Uninsulated Roof) | 0 | 45.7413 | Yes | Foundation Type with Effective R-Values | 0 | Vented Crawlspace | 33.0254 | 0 | 0 | 0 | 2.0929 | Yes | 0.51152 | 0.54133 | No | 0.12987 | 0.11051 | 0.050396 | 0.00034296 | 5.7538 | Nat. Gas Furnace with No CAC | Manual | kW | 10 |  |  | Electric | kW | 15 | 35 | -30 | 0 | 0.8116 | 0.091605 | 3.5 | 0.01 | 7 | Heat_EZ_Sch_2 | Cool_EZ_Sch_1 | No | DHW_EZ_Sch_1 | 0 | 0 | 0 | No | No | No | No | No | 606.6543 | Misc_Elec_EZ_Sch_1 | 0
SITE_00378 | 4 | USA_ID_Twin.Falls-Magic.Valley.Rgnl.AP-Joslin.Field.725866_TMY3 | 0 | 1081 | 0.93756 | 8 | 1 | 4-12 (Low-Moderate Slope) | Overall Effective R-Value | 0 | 11.8657 | Ceiling Overall Effective R-Value (Assumes Uninsulated Roof) | 0 | 14.313 | Yes | Foundation Type with Effective R-Values | 0 | Vented Crawlspace | 4.7448 | 0 | 0 | 0 | 5.8018 | Yes | 0.55771 | 0.56493 | No | 0.0068148 | 0.0068148 | 0.25201 | 0.17271 | 3.4378 | Ductless Heat Pump (10 HSPF 22 SEER) | Manual | ton | 1.25 | ton | 1.25 | Electric | kW | 15 | 35 | -30 | 0 |  | 0.17053 | 2.3724 | 0.01 | 100 | Heat_EZ_Sch_1 | Cool_EZ_Sch_1 | No | DHW_EZ_Sch_1 | 0 | 0 | 0 | No | No | No | No | No | 540.5677 | Misc_Elec_EZ_Sch_1 | 0
SITE_00379 | 4 | USA_ID_Pocatello.Rgnl.AP.725780_TMY3 | 0 | 1404 | 0.5203 | 8 | 1 | 4-12 (Low-Moderate Slope) | Overall Effective R-Value | 0 | 15.3319 | Ceiling Overall Effective R-Value (Assumes Uninsulated Roof) | 0 | 33.4593 | Yes | Foundation Type with Effective R-Values | 0 | Heated Basement | 999 | 2.6329 | 2.6329 | 0 | 1.73 | Yes | 0.52699 | 0.52752 | No | 0.69687 | 0.76472 | 0.00064117 | 0.00064117 | 5.0934 | Resistance Wall Heat with No AC | Manual | kW | 20 |  |  | Electric | kW | 15 | 35 | -30 | 0 |  | 0.091605 | 0.52133 | 0.01 | 1.0427 | Heat_EZ_Sch_1 | Cool_EZ_Sch_1 | No | DHW_EZ_Sch_1 | 0 | 0 | 0 | No | No | No | No | No | 756.6653 | Misc_Elec_EZ_Sch_1 | 0
SITE_00380 | 4 | USA_WA_Hanford.MS.727840_TMY3 | 0 | 1800.8 | 0.94305 | 8 | 1 | 4-12 (Low-Moderate Slope) | Overall Effective R-Value | 0 | 11.0335 | Ceiling Overall Effective R-Value (Assumes Uninsulated Roof) | 0 | 59.6457 | Yes | Foundation Type with Effective R-Values | 0 | Vented Crawlspace | 20.9771 | 0 | 0 | 0 | 2.0929 | Yes | 0.51152 | 0.55124 | No | 0.14442 | 0.09492 | 0.15539 | 0.19882 | 3.9137 | Electric Furnace with No CAC | Manual | kW | 15 |  |  | Electric | kW | 15 | 35 | -30 | 0 |  | 0.091605 | 2.2404 | 0.01 | 1.424 | Heat_EZ_Sch_1 | Cool_EZ_Sch_1 | No | DHW_EZ_Sch_1 | 0 | 0 | 0 | No | No | No | No | No | 628.0419 | Misc_Elec_EZ_Sch_1 | 0
SITE_00382 | 4 | USA_WA_Wenatchee-Pangborn.Meml.AP.727825_TMY3 | 0 | 1930 | 1.125 | 8 | 1 | 4-12 (Low-Moderate Slope) | Overall Effective R-Value | 0 | 14.9097 | Ceiling Overall Effective R-Value (Assumes Uninsulated Roof) | 0 | 78.5773 | Yes | Foundation Type with Effective R-Values | 0 | Vented Crawlspace | 21.5143 | 0 | 0 | 0 | 2.3972 | Yes | 0.51152 | 0.52211 | No | 0.030561 | 0.00025292 | 0.40107 | 0.24556 | 5.4924 | Nat. Gas Furnace with No CAC | Manual | kW | 15 |  |  | Electric | kW | 15 | 35 | -30 | 0 | 0.926 | 0.091605 | 1.9091 | 0.01 | 3.8182 | Heat_EZ_Sch_2 | Cool_EZ_Sch_1 | No | DHW_EZ_Sch_1 | 0 | 0 | 0 | No | No | No | No | No | 863.3933 | Misc_Elec_EZ_Sch_1 | 0
SITE_00383 | 4 | USA_WA_Spokane-Fairchild.AFB.727855_TMY3 | 0 | 1422 | 1.0419 | 8 | 1 | 4-12 (Low-Moderate Slope) | Overall Effective R-Value | 0 | 16.0372 | Ceiling Overall Effective R-Value (Assumes Uninsulated Roof) | 0 | 23.9391 | Yes | Foundation Type with Effective R-Values | 0 | Heated Basement | 999 | 0 | 0 | 0 | 11.1048 | Yes | 0.51152 | 0.54897 | No | 0.1424 | 0.23085 | 0.094752 | 0.089257 | 2.725 | Nat. Gas Furnace with No CAC | Manual | kW | 15 |  |  | Electric | kW | 15 | 35 | -30 | 0 | 0.9333 | 0.091605 | 2.2404 | 0.01 | 1.424 | Heat_EZ_Sch_2 | Cool_EZ_Sch_1 | No | DHW_EZ_Sch_1 | 0 | 0 | 0 | No | No | No | No | No | 929.35 | Misc_Elec_EZ_Sch_1 | 0
SITE_00384 | 4 | USA_MT_Kalispell-Glacier.Park.Intl.AP.727790_TMY3 | 0 | 868 | 0.98747 | 8 | 1 | 4-12 (Low-Moderate Slope) | Overall Effective R-Value | 0 | 11.0335 | Ceiling Overall Effective R-Value (Assumes Uninsulated Roof) | 0 | 34.6072 | Yes | Foundation Type with Effective R-Values | 0 | Heated Basement | 999 | 0 | 0 | 0 | 1.73 | Yes | 0.52699 | 0.54897 | No | 0.032463 | 0.016232 | 0.032463 | 0.25016 | 4.8588 | Nat. Gas Furnace with No CAC | Manual | kW | 15 |  |  | Electric | kW | 15 | 35 | -30 | 0 | 0.8 | 0.091605 | 0.39253 | 0.01 | 0.78506 | Heat_EZ_Sch_2 | Cool_EZ_Sch_1 | No | DHW_EZ_Sch_1 | 0 | 0 | 0 | No | No | No | No | No | 425.3628 | Misc_Elec_EZ_Sch_1 | 0
SITE_00386 | 4 | USA_ID_Idaho.Falls.Rgnl.AP-Fanning.Field.725785_TMY3 | 0 | 2641 | 1.3194 | 8 | 1 | 4-12 (Low-Moderate Slope) | Overall Effective R-Value | 0 | 17.5367 | Ceiling Overall Effective R-Value (Assumes Uninsulated Roof) | 0 | 4.0918 | Yes | Foundation Type with Effective R-Values | 0 | Unheated Basement | 27.268 | 2.6329 | 2.6329 | 0 | 1.73 | Yes | 0.59665 | 0.72434 | No | 0.072555 | 0.064407 | 0.12403 | 0.064407 | 6.9398 | Resistance Wall Heat with No AC | Manual | kW | 30 |  |  | Electric | kW | 15 | 35 | -30 | 0 |  | 0.091605 | 0.52133 | 0.01 | 1.0427 | Heat_EZ_Sch_1 | Cool_EZ_Sch_1 | No | DHW_EZ_Sch_1 | 0 | 0 | 0 | No | No | No | No | No | 884.5318 | Misc_Elec_EZ_Sch_1 | 0
SITE_00387 | 4 | USA_ID_Lewiston-Nez.Perce.County.AP.727830_TMY3 | 0 | 760 | 0.7597 | 8 | 1 | 4-12 (Low-Moderate Slope) | Overall Effective R-Value | 0 | 11.0335 | Ceiling Overall Effective R-Value (Assumes Uninsulated Roof) | 0 | 3.5 | Yes | Foundation Type with Effective R-Values | 0 | Heated Basement | 999 | 0 | 0 | 0 | 1.73 | Yes | 0.91197 | 0.58105 | No | 0.11017 | 0.15472 | 0.10155 | 0.26269 | 4.9616 | Nat. Gas Furnace with No CAC | Manual | kW | 15 |  |  | Electric | kW | 15 | 35 | -30 | 0 | 0.8182 | 0.091605 | 0.39253 | 0.01 | 0.78506 | Heat_EZ_Sch_2 | Cool_EZ_Sch_1 | No | DHW_EZ_Sch_1 | 0 | 0 | 0 | No | No | No | No | No | 586.0998 | Misc_Elec_EZ_Sch_1 | 0
SITE_00388 | 4 | USA_WA_Pullman-Moscow.Rgnl.AP.727857_TMY3 | 0 | 1760 | 1.6285 | 8 | 1 | 4-12 (Low-Moderate Slope) | Overall Effective R-Value | 0 | 16.3106 | Ceiling Overall Effective R-Value (Assumes Uninsulated Roof) | 0 | 40.1761 | Yes | Foundation Type with Effective R-Values | 0 | Vented Crawlspace | 4.7919 | 0 | 0 | 0 | 8.4211 | Yes | 0.51152 | 0.59449 | No | 0.038499 | 0.089501 | 0.012299 | 0.21722 | 3.3405 | Nat. Gas Furnace with No CAC | Manual | kW | 15 |  |  | Electric | kW | 15 | 35 | -30 | 0 | 0.9204 | 0.091605 | 0.39253 | 0.01 | 0.78506 | Heat_EZ_Sch_2 | Cool_EZ_Sch_1 | No | DHW_EZ_Sch_1 | 0 | 0 | 0 | No | No | No | No | No | 540.211 | Misc_Elec_EZ_Sch_1 | 0
SITE_00389 | 4 | USA_WA_Spokane.Intl.AP.727850_TMY3 | 0 | 936 | 0.88729 | 8 | 1 | 4-12 (Low-Moderate Slope) | Overall Effective R-Value | 0 | 16.3106 | Ceiling Overall Effective R-Value (Assumes Uninsulated Roof) | 0 | 19.8343 | Yes | Foundation Type with Effective R-Values | 0 | Heated Basement | 999 | 0 | 0 | 0 | 1.73 | Yes | 0.3765 | 0.52211 | No | 0.25595 | 0.16526 | 0.00046048 | 0.00046048 | 6.7676 | Resistance Wall Heat with No AC | Manual | kW | 15 |  |  | Electric | kW | 15 | 35 | -30 | 0 |  | 0.091605 | 0.52133 | 0.01 | 1.0427 | Heat_EZ_Sch_1 | Cool_EZ_Sch_1 | No | DHW_EZ_Sch_1 | 0 | 0 | 0 | No | No | No | No | No | 524.4542 | Misc_Elec_EZ_Sch_1 | 0
SITE_00390 | 4 | USA_WA_Wenatchee-Pangborn.Meml.AP.727825_TMY3 | 0 | 1188 | 2.4346 | 8 | 1 | 4-12 (Low-Moderate Slope) | Overall Effective R-Value | 0 | 16.712 | Ceiling Overall Effective R-Value (Assumes Uninsulated Roof) | 0 | 33.2715 | Yes | Foundation Type with Effective R-Values | 0 | Vented Crawlspace | 31.5208 | 0 | 0 | 0 | 2.0929 | Yes | 0.51152 | 0.59285 | No | 0.0276 | 0.047679 | 0.16692 | 0.18147 | 5.1024 | Nat. Gas Furnace with No CAC | Manual | kW | 15 |  |  | Electric | kW | 15 | 35 | -30 | 0 | 0.8 | 0.091605 | 4 | 0.01 | 8 | Heat_EZ_Sch_2 | Cool_EZ_Sch_1 | No | DHW_EZ_Sch_1 | 0 | 0 | 0 | No | No | No | No | No | 1029.6467 | Misc_Elec_EZ_Sch_1 | 0
SITE_00391 | 4 | USA_ID_Lewiston-Nez.Perce.County.AP.727830_TMY3 | 0 | 925 | 0.96878 | 8 | 1 | 4-12 (Low-Moderate Slope) | Overall Effective R-Value | 0 | 14.9998 | Ceiling Overall Effective R-Value (Assumes Uninsulated Roof) | 0 | 14.5565 | Yes | Foundation Type with Effective R-Values | 0 | Vented Crawlspace | 18.1327 | 0 | 0 | 0 | 2.1708 | Yes | 0.88314 | 0.52211 | No | 0.2239 | 0.13823 | 0.00042424 | 0.15178 | 8.5387 | Electric Furnace with No CAC | Manual | kW | 10 |  |  | Electric | kW | 15 | 35 | -30 | 0 |  | 0.091605 | 0.52133 | 0.01 | 1.0427 | Heat_EZ_Sch_1 | Cool_EZ_Sch_1 | No | DHW_EZ_Sch_1 | 0 | 0 | 0 | No | No | No | No | No | 600.2126 | Misc_Elec_EZ_Sch_1 | 0
SITE_00394 | 4 | USA_WA_Moses.Lake-Grant.County.Intl.AP.727827_TMY3 | 0 | 1989 | 1.4072 | 8 | 1 | 4-12 (Low-Moderate Slope) | Overall Effective R-Value | 0 | 12.3761 | Ceiling Overall Effective R-Value (Assumes Uninsulated Roof) | 0 | 29.8059 | Yes | Foundation Type with Effective R-Values | 0 | Slab | 6.4136 | 2.6329 | 2.6329 | 0 | 999 | Yes | 0.51579 | 0.58046 | No | 0.090678 | 0.1586 | 0.16559 | 0.083686 | 7.9517 | Nat. Gas Furnace with No CAC | Manual | kW | 15 |  |  | Electric | kW | 15 | 35 | -30 | 0 | 0.79 | 0.091605 | 2 | 0.01 | 4 | Heat_EZ_Sch_2 | Cool_EZ_Sch_1 | No | DHW_EZ_Sch_1 | 0 | 0 | 0 | No | No | No | No | No | 947.667 | Misc_Elec_EZ_Sch_1 | 0
SITE_00396 | 4 | USA_WA_Spokane-Fairchild.AFB.727855_TMY3 | 0 | 1472 | 0.65727 | 8 | 1 | 4-12 (Low-Moderate Slope) | Overall Effective R-Value | 0 | 11.6926 | Ceiling Overall Effective R-Value (Assumes Uninsulated Roof) | 0 | 51.3042 | Yes | Foundation Type with Effective R-Values | 0 | Heated Basement | 14.9372 | 0 | 0 | 0 | 9.0909 | Yes | 0.53501 | 0.56987 | No | 0.00049569 | 0.084337 | 0.21196 | 0.65805 | 5.2354 | Nat. Gas Furnace with No CAC | Manual | kW | 20 |  |  | Electric | kW | 15 | 35 | -30 | 0 | 0.804 | 0.091605 | 1.4 | 0.01 | 2.8 | Heat_EZ_Sch_2 | Cool_EZ_Sch_1 | No | DHW_EZ_Sch_1 | 0 | 0 | 0 | No | No | No | No | No | 617.2152 | Misc_Elec_EZ_Sch_1 | 0
SITE_00399 | 4 | USA_MT_Kalispell-Glacier.Park.Intl.AP.727790_TMY3 | 0 | 1351 | 1 | 8 | 1 | 4-12 (Low-Moderate Slope) | Overall Effective R-Value | 0 | 10.66 | Ceiling Overall Effective R-Value (Assumes Uninsulated Roof) | 0 | 14.5565 | Yes | Foundation Type with Effective R-Values | 0 | Vented Crawlspace | 18.1327 | 0 | 0 | 0 | 2.1708 | Yes | 0.64778 | 0.6533 | No | 0.22275 | 0.057625 | 0.035709 | 0.11922 | 7.5243 | Electric Furnace with No CAC | Manual | kW | 20 |  |  | Electric | kW | 15 | 35 | -30 | 0 |  | 0.091605 | 0.52133 | 0.01 | 1.0427 | Heat_EZ_Sch_1 | Cool_EZ_Sch_1 | No | DHW_EZ_Sch_1 | 0 | 0 | 0 | No | No | No | No | No | 888.9843 | Misc_Elec_EZ_Sch_1 | 0
SITE_00400 | 4 | USA_WA_Wenatchee-Pangborn.Meml.AP.727825_TMY3 | 0 | 1156 | 1.573 | 8 | 1 | 4-12 (Low-Moderate Slope) | Overall Effective R-Value | 0 | 11.5353 | Ceiling Overall Effective R-Value (Assumes Uninsulated Roof) | 0 | 20.6423 | Yes | Foundation Type with Effective R-Values | 0 | Vented Crawlspace | 27.6198 | 0 | 0 | 0 | 2.0929 | Yes | 0.67285 | 0.63659 | No | 0.13196 | 0.1177 | 0.071635 | 0.11323 | 3.772 | Nat. Gas Furnace with No CAC | Manual | kW | 15 |  |  | Electric | kW | 15 | 35 | -30 | 0 | 0.8 | 0.091605 | 2.8966 | 0.01 | 5.7931 | Heat_EZ_Sch_2 | Cool_EZ_Sch_1 | No | DHW_EZ_Sch_1 | 0 | 0 | 0 | No | No | No | No | No | 821.4279 | Misc_Elec_EZ_Sch_1 | 0
SITE_00401 | 4 | USA_ID_Twin.Falls-Magic.Valley.Rgnl.AP-Joslin.Field.725866_TMY3 | 0 | 2416 | 0.62909 | 8 | 1 | 4-12 (Low-Moderate Slope) | Overall Effective R-Value | 0 | 9.1317 | Ceiling Overall Effective R-Value (Assumes Uninsulated Roof) | 0 | 19.8343 | Yes | Foundation Type with Effective R-Values | 0 | Heated Basement | 20.9771 | 2.6329 | 2.6329 | 0 | 1.73 | Yes | 0.54232 | 0.59832 | No | 0.37622 | 0.33407 | 0.36759 | 0.3427 | 4.8431 | Single Speed ASHP (8.5 HSPF 15 SEER) | Manual | ton | 5.2333 | ton | 5.2333 | Electric | kW | 15 | 35 | -30 | 0 |  | 0.091605 | 2 | 0.01 | 4 | Heat_EZ_Sch_1 | Cool_EZ_Sch_1 | No | DHW_EZ_Sch_1 | 0 | 0 | 0 | No | No | No | No | No | 806.1538 | Misc_Elec_EZ_Sch_1 | 0
SITE_00402 | 4 | USA_WA_Spokane.Intl.AP.727850_TMY3 | 0 | 1425 | 1.0316 | 8 | 1 | 4-12 (Low-Moderate Slope) | Overall Effective R-Value | 0 | 16.0346 | Ceiling Overall Effective R-Value (Assumes Uninsulated Roof) | 0 | 37.4798 | Yes | Foundation Type with Effective R-Values | 0 | Vented Crawlspace | 4.707 | 0 | 0 | 0 | 8.3333 | Yes | 0.6219 | 0.52211 | No | 0.24114 | 0.19973 | 0.018903 | 0.0022292 | 7.2122 | Nat. Gas Furnace with No CAC | Manual | kW | 15 |  |  | Electric | kW | 15 | 35 | -30 | 0 | 0.96 | 0.091605 | 0.52133 | 0.01 | 1.0427 | Heat_EZ_Sch_2 | Cool_EZ_Sch_1 | No | DHW_EZ_Sch_1 | 0 | 0 | 0 | No | No | No | No | No | 798.812 | Misc_Elec_EZ_Sch_1 | 0
SITE_00405 | 4 | USA_ID_Twin.Falls-Magic.Valley.Rgnl.AP-Joslin.Field.725866_TMY3 | 0 | 1232 | 0.98752 | 8 | 1 | 4-12 (Low-Moderate Slope) | Overall Effective R-Value | 0 | 9.3658 | Ceiling Overall Effective R-Value (Assumes Uninsulated Roof) | 0 | 56.8655 | Yes | Foundation Type with Effective R-Values | 0 | Heated Basement | 999 | 0 | 0 | 0 | 2.494 | Yes | 0.59571 | 0.56439 | No | 0.12201 | 0.1746 | 0.10165 | 0.13043 | 4.823 | Nat. Gas Furnace with No CAC | Manual | kW | 15 |  |  | Electric | kW | 15 | 35 | -30 | 0 | 0.9609 | 0.091605 | 0.39253 | 0.01 | 0.78506 | Heat_EZ_Sch_2 | Cool_EZ_Sch_1 | No | DHW_EZ_Sch_1 | 0 | 0 | 0 | No | No | No | No | No | 657.8128 | Misc_Elec_EZ_Sch_1 | 0
SITE_00407 | 4 | USA_WA_Moses.Lake-Grant.County.Intl.AP.727827_TMY3 | 0 | 544 | 2.3883 | 8 | 1 | 4-12 (Low-Moderate Slope) | Overall Effective R-Value | 0 | 11.856 | Ceiling Overall Effective R-Value (Assumes Uninsulated Roof) | 0 | 19.0891 | Yes | Foundation Type with Effective R-Values | 0 | Vented Crawlspace | 4.7717 | 0 | 0 | 0 | 8.3333 | Yes | 0.54042 | 0.52211 | No | 0.092127 | 0.019946 | 0.0089759 | 0.13925 | 1.1946 | Single Speed ASHP (8.5 HSPF 15 SEER) | Manual | ton | 2 | ton | 2 | Electric | kW | 15 | 35 | -30 | 0 |  | 0.091605 | 2.848 | 0.01 | 5.696 | Heat_EZ_Sch_1 | Cool_EZ_Sch_1 | No | DHW_EZ_Sch_1 | 0 | 0 | 0 | No | No | No | No | No | 456.4673 | Misc_Elec_EZ_Sch_1 | 0
SITE_00408 | 4 | USA_ID_Lewiston-Nez.Perce.County.AP.727830_TMY3 | 0 | 3066 | 1.8331 | 8 | 1 | 4-12 (Low-Moderate Slope) | Overall Effective R-Value | 0 | 11.6926 | Ceiling Overall Effective R-Value (Assumes Uninsulated Roof) | 0 | 22.1241 | Yes | Foundation Type with Effective R-Values | 0 | Vented Crawlspace | 26.29 | 0 | 0 | 0 | 2.4473 | Yes | 0.56963 | 0.57967 | No | 0.0055268 | 0.07242 | 0.143 | 0.20151 | 4.9169 | Single Speed ASHP (8.5 HSPF 15 SEER) | Manual | ton | 6 | ton | 6 | Electric | kW | 15 | 35 | -30 | 0 |  | 0.091605 | 0.52133 | 0.01 | 1.0427 | Heat_EZ_Sch_1 | Cool_EZ_Sch_1 | No | DHW_EZ_Sch_1 | 0 | 0 | 0 | No | No | No | No | No | 1253.1875 | Misc_Elec_EZ_Sch_1 | 0
SITE_00409 | 4 | USA_WA_Hanford.MS.727840_TMY3 | 0 | 1118 | 0.98748 | 8 | 1 | 4-12 (Low-Moderate Slope) | Overall Effective R-Value | 0 | 11.0335 | Ceiling Overall Effective R-Value (Assumes Uninsulated Roof) | 0 | 3.5 | Yes | Foundation Type with Effective R-Values | 0 | Vented Crawlspace | 18.1327 | 0 | 0 | 0 | 2.1708 | Yes | 0.53582 | 0.75386 | No | 0.049873 | 0.16981 | 0.12861 | 0.093121 | 7.9624 | Nat. Gas Furnace with No CAC | Manual | kW | 15 |  |  | Electric | kW | 15 | 35 | -30 | 0 | 0.8 | 0.091605 | 0.52133 | 0.01 | 1.0427 | Heat_EZ_Sch_2 | Cool_EZ_Sch_1 | No | DHW_EZ_Sch_1 | 0 | 0 | 0 | No | No | No | No | No | 984.387 | Misc_Elec_EZ_Sch_1 | 0
SITE_00410 | 4 | USA_NV_Elko.Rgnl.AP-Harris.Field.725825_TMY3 | 0 | 832 | 1.4651 | 8 | 1 | 4-12 (Low-Moderate Slope) | Overall Effective R-Value | 0 | 5.0139 | Ceiling Overall Effective R-Value (Assumes Uninsulated Roof) | 0 | 4.06 | Yes | Foundation Type with Effective R-Values | 0 | Heated Basement | 999 | 0 | 0 | 0 | 1.73 | Yes | 0.82659 | 0.59594 | No | 0.087034 | 0.12491 | 0.1423 | 0.1506 | 5.3066 | Electric Furnace with No CAC | Manual | kW | 25 |  |  | Electric | kW | 15 | 35 | -30 | 0 |  | 0.091605 | 0.39253 | 0.01 | 0.78506 | Heat_EZ_Sch_1 | Cool_EZ_Sch_1 | No | DHW_EZ_Sch_1 | 0 | 0 | 0 | No | No | No | No | No | 853.6172 | Misc_Elec_EZ_Sch_1 | 0
SITE_00411 | 4 | USA_NV_Winnemucca.Muni.AP.725830_TMY3 | 0 | 1656 | 0.98037 | 8 | 1 | 4-12 (Low-Moderate Slope) | Overall Effective R-Value | 0 | 16.3106 | Ceiling Overall Effective R-Value (Assumes Uninsulated Roof) | 0 | 11.2891 | Yes | Foundation Type with Effective R-Values | 0 | Vented Crawlspace | 13.8173 | 2.6329 | 2.6329 | 0 | 2.0929 | Yes | 0.75 | 0.7528 | No | 0.099368 | 0.083637 | 0.073349 | 0.10966 | 4.6066 | Electric Furnace with No CAC | Manual | kW | 15 |  |  | Electric | kW | 15 | 35 | -30 | 0 |  | 0.17053 | 6.9086 | 0.01 | 100 | Heat_EZ_Sch_1 | Cool_EZ_Sch_1 | No | DHW_EZ_Sch_1 | 0 | 0 | 0 | No | No | No | No | No | 824.9978 | Misc_Elec_EZ_Sch_1 | 0
SITE_00412 | 4 | USA_WA_Moses.Lake-Grant.County.Intl.AP.727827_TMY3 | 0 | 2340 | 1.4375 | 8 | 1 | 4-12 (Low-Moderate Slope) | Overall Effective R-Value | 0 | 11.6268 | Ceiling Overall Effective R-Value (Assumes Uninsulated Roof) | 0 | 14.4211 | Yes | Foundation Type with Effective R-Values | 0 | Slab | 999 | 2.6329 | 2.6329 | 0 | 999 | Yes | 0.71968 | 0.57635 | No | 0.21446 | 0.17656 | 0.11405 | 0.062417 | 3.5513 | Nat. Gas Furnace with No CAC | Manual | kW | 15 |  |  | Electric | kW | 15 | 35 | -30 | 0 | 0.85766 | 0.091605 | 0.52133 | 0.01 | 1.0427 | Heat_EZ_Sch_2 | Cool_EZ_Sch_1 | No | DHW_EZ_Sch_1 | 0 | 0 | 0 | No | No | No | No | No | 1017.6534 | Misc_Elec_EZ_Sch_1 | 0
SITE_00413 | 4 | USA_MT_Kalispell-Glacier.Park.Intl.AP.727790_TMY3 | 0 | 1988 | 0.44467 | 8 | 1 | 4-12 (Low-Moderate Slope) | Overall Effective R-Value | 0 | 11.6926 | Ceiling Overall Effective R-Value (Assumes Uninsulated Roof) | 0 | 5.0592 | Yes | Foundation Type with Effective R-Values | 0 | Heated Basement | 999 | 2.6329 | 2.6329 | 0 | 1.73 | Yes | 0.55676 | 0.53072 | No | 0.64177 | 0.38091 | 0.072006 | 0.33446 | 4.6831 | Nat. Gas Furnace with No CAC | Manual | kW | 30 |  |  | Electric | kW | 15 | 35 | -30 | 0 | 0.954 | 0.091605 | 0.39253 | 0.01 | 0.78506 | Heat_EZ_Sch_2 | Cool_EZ_Sch_1 | No | DHW_EZ_Sch_1 | 0 | 0 | 0 | No | No | No | No | No | 555.7274 | Misc_Elec_EZ_Sch_1 | 0
SITE_00417 | 4 | USA_WA_Spokane.Intl.AP.727850_TMY3 | 0 | 1332 | 1.0782 | 8 | 1 | 4-12 (Low-Moderate Slope) | Overall Effective R-Value | 0 | 13.4517 | Ceiling Overall Effective R-Value (Assumes Uninsulated Roof) | 0 | 27.0336 | Yes | Foundation Type with Effective R-Values | 0 | Vented Crawlspace | 33.0254 | 0 | 0 | 0 | 2.0929 | Yes | 0.51152 | 0.54897 | No | 0.064813 | 0.026638 | 0.091235 | 0.12255 | 3.6867 | Nat. Gas Furnace with No CAC | Manual | kW | 15 |  |  | Electric | kW | 15 | 35 | -30 | 0 | 0.85766 | 0.091605 | 2.848 | 0.01 | 5.696 | Heat_EZ_Sch_2 | Cool_EZ_Sch_1 | No | DHW_EZ_Sch_1 | 0 | 0 | 0 | No | No | No | No | No | 557.0189 | Misc_Elec_EZ_Sch_1 | 0
SITE_00418 | 4 | USA_WA_Pullman-Moscow.Rgnl.AP.727857_TMY3 | 0 | 840 | 0.875 | 8 | 1 | 4-12 (Low-Moderate Slope) | Overall Effective R-Value | 0 | 11.9626 | Ceiling Overall Effective R-Value (Assumes Uninsulated Roof) | 0 | 12.3248 | Yes | Foundation Type with Effective R-Values | 0 | Heated Basement | 999 | 0 | 0 | 0 | 11.1048 | Yes | 0.52699 | 0.54393 | No | 0.23781 | 0.26215 | 0.30028 | 0.19968 | 4.6482 | Nat. Gas Furnace with No CAC | Manual | kW | 15 |  |  | Electric | kW | 15 | 35 | -30 | 0 | 0.9333 | 0.091605 | 0.39253 | 0.01 | 0.78506 | Heat_EZ_Sch_2 | Cool_EZ_Sch_1 | No | DHW_EZ_Sch_1 | 0 | 0 | 0 | No | No | No | No | No | 673.1037 | Misc_Elec_EZ_Sch_1 | 0
SITE_00419 | 4 | USA_WA_Walla.Walla.Rgnl.AP.727846_TMY3 | 0 | 1736 | 1.0688 | 8 | 1 | 4-12 (Low-Moderate Slope) | Overall Effective R-Value | 0 | 16.3106 | Ceiling Overall Effective R-Value (Assumes Uninsulated Roof) | 0 | 43.3984 | Yes | Foundation Type with Effective R-Values | 0 | Vented Crawlspace | 33.0254 | 0 | 0 | 0 | 2.0929 | Yes | 0.48 | 0.49917 | No | 0.21696 | 0.050864 | 0.17242 | 0.30054 | 6.2988 | Single Speed ASHP (8.5 HSPF 15 SEER) | Manual | ton | 2.7833 | ton | 2.7833 | Electric | kW | 15 | 35 | -30 | 0 |  | 0.12716 | 16.5127 | 0.01 | 100 | Heat_EZ_Sch_1 | Cool_EZ_Sch_1 | No | DHW_EZ_Sch_1 | 0 | 0 | 0 | No | No | No | No | No | 593.5973 | Misc_Elec_EZ_Sch_1 | 0
SITE_00420 | 4 | USA_MT_Missoula.Intl.AP.727730_TMY3 | 0 | 1534 | 1.0625 | 8 | 1 | 4-12 (Low-Moderate Slope) | Overall Effective R-Value | 0 | 17.5367 | Ceiling Overall Effective R-Value (Assumes Uninsulated Roof) | 0 | 36.3663 | Yes | Foundation Type with Effective R-Values | 0 | Vented Crawlspace | 20.258 | 0 | 0 | 0 | 2.0929 | Yes | 0.75 | 0.7528 | No | 0.025031 | 0.11227 | 0.15029 | 0.19556 | 6.8759 | Nat. Gas Furnace with No CAC | Manual | kW | 15 |  |  | Electric | kW | 15 | 35 | -30 | 0 | 0.8133 | 0.12716 | 10.129 | 0.01 | 100 | Heat_EZ_Sch_2 | Cool_EZ_Sch_1 | No | DHW_EZ_Sch_1 | 0 | 0 | 0 | No | No | No | No | No | 694.6561 | Misc_Elec_EZ_Sch_1 | 0
SITE_00421 | 4 | USA_WA_Spokane-Felts.Field.727856_TMY3 | 0 | 1296 | 1.0625 | 8 | 1 | 4-12 (Low-Moderate Slope) | Overall Effective R-Value | 0 | 16.3106 | Ceiling Overall Effective R-Value (Assumes Uninsulated Roof) | 0 | 24.0342 | Yes | Foundation Type with Effective R-Values | 0 | Vented Crawlspace | 26.0716 | 0 | 0 | 0 | 2.0929 | Yes | 0.48 | 0.49917 | No | 0.09552 | 0.13999 | 0.11513 | 0.12038 | 2.119 | Electric Furnace with No CAC | Manual | kW | 15 |  |  | Electric | kW | 15 | 35 | -30 | 0 |  | 0.12716 | 13.0358 | 0.01 | 100 | Heat_EZ_Sch_1 | Cool_EZ_Sch_1 | No | DHW_EZ_Sch_1 | 0 | 0 | 0 | No | No | No | No | No | 742.551 | Misc_Elec_EZ_Sch_1 | 0
SITE_00422 | 4 | USA_WA_Moses.Lake-Grant.County.Intl.AP.727827_TMY3 | 0 | 1768 | 1.0154 | 8 | 1 | 4-12 (Low-Moderate Slope) | Overall Effective R-Value | 0 | 11.3052 | Ceiling Overall Effective R-Value (Assumes Uninsulated Roof) | 0 | 11.2891 | Yes | Foundation Type with Effective R-Values | 0 | Vented Crawlspace | 11.3712 | 0 | 0 | 0 | 2.0929 | Yes | 0.75 | 0.7528 | No | 0.09271 | 0.035539 | 0.23153 | 0.23045 | 5.3313 | Electric Furnace with No CAC | Manual | kW | 15 |  |  | Electric | kW | 15 | 35 | -30 | 0 |  | 0.17053 | 5.6856 | 0.01 | 100 | Heat_EZ_Sch_1 | Cool_EZ_Sch_1 | No | DHW_EZ_Sch_1 | 0 | 0 | 0 | No | No | No | No | No | 588.9941 | Misc_Elec_EZ_Sch_1 | 0
SITE_00423 | 4 | USA_WA_Spokane-Felts.Field.727856_TMY3 | 0 | 1874 | 0.9453 | 8 | 1 | 4-12 (Low-Moderate Slope) | Overall Effective R-Value | 0 | 10.4336 | Ceiling Overall Effective R-Value (Assumes Uninsulated Roof) | 0 | 3.5 | Yes | Foundation Type with Effective R-Values | 0 | Vented Crawlspace | 9.3223 | 0 | 0 | 0 | 2.3583 | Yes | 0.55 | 0.56493 | No | 0.27992 | 0.19413 | 0.1876 | 0.00030546 | 9.2771 | Electric Furnace with No CAC | Manual | kW | 25 |  |  | Electric | kW | 15 | 35 | -30 | 0 |  | 0.17053 | 4.6611 | 0.01 | 100 | Heat_EZ_Sch_1 | Cool_EZ_Sch_1 | No | DHW_EZ_Sch_1 | 0 | 0 | 0 | No | No | No | No | No | 806.0979 | Misc_Elec_EZ_Sch_1 | 0
SITE_00424 | 4 | USA_WA_Spokane-Felts.Field.727856_TMY3 | 0 | 1404 | 1.0625 | 8 | 1 | 4-12 (Low-Moderate Slope) | Overall Effective R-Value | 0 | 17.5367 | Ceiling Overall Effective R-Value (Assumes Uninsulated Roof) | 0 | 3.5 | Yes | Foundation Type with Effective R-Values | 0 | Vented Crawlspace | 13.2486 | 0 | 0 | 0 | 2.1983 | Yes | 0.74957 | 0.7524 | No | 0.058688 | 0.19271 | 0.16342 | 0.13326 | 4.087 | Electric Furnace with No CAC | Manual | kW | 20 |  |  | Electric | kW | 15 | 35 | -30 | 0 |  | 0.17053 | 6.6243 | 0.01 | 100 | Heat_EZ_Sch_1 | Cool_EZ_Sch_1 | No | DHW_EZ_Sch_1 | 0 | 0 | 0 | No | No | No | No | No | 613.2845 | Misc_Elec_EZ_Sch_1 | 0
SITE_00425 | 4 | USA_OR_Crater.Lake-Klamath.Rgnl.AP.725895_TMY3 | 0 | 2417.75 | 1.1062 | 8 | 1 | 4-12 (Low-Moderate Slope) | Overall Effective R-Value | 0 | 16.3106 | Ceiling Overall Effective R-Value (Assumes Uninsulated Roof) | 0 | 3.5 | Yes | Foundation Type with Effective R-Values | 0 | Vented Crawlspace | 16.8834 | 0 | 0 | 0 | 2.0929 | Yes | 0.48 | 0.49917 | No | 0.14401 | 0.22195 | 0.13328 | 0.099963 | 3.8055 | Electric Furnace with No CAC | Manual | kW | 30 |  |  | Electric | kW | 15 | 35 | -30 | 0 |  | 0.12716 | 8.4417 | 0.01 | 100 | Heat_EZ_Sch_1 | Cool_EZ_Sch_1 | No | DHW_EZ_Sch_1 | 0 | 0 | 0 | No | No | No | No | No | 616.0356 | Misc_Elec_EZ_Sch_1 | 0
SITE_00426 | 4 | USA_WA_Walla.Walla.Rgnl.AP.727846_TMY3 | 0 | 644 | 1 | 8 | 1 | 4-12 (Low-Moderate Slope) | Overall Effective R-Value | 0 | 11.6926 | Ceiling Overall Effective R-Value (Assumes Uninsulated Roof) | 0 | 21.6675 | Yes | Foundation Type with Effective R-Values | 0 | Vented Crawlspace | 20.9771 | 0 | 0 | 0 | 2.0929 | Yes | 0.75 | 0.7528 | No | 0.09133 | 0.15054 | 0.14989 | 0.09198 | 9.3073 | Single Speed ASHP (8.5 HSPF 15 SEER) | Manual | ton | 2.5 | ton | 2.5 | Electric | kW | 15 | 35 | -30 | 0 |  | 0.17053 | 10.4886 | 0.01 | 100 | Heat_EZ_Sch_1 | Cool_EZ_Sch_1 | No | DHW_EZ_Sch_1 | 0 | 0 | 0 | No | No | No | No | No | 710.6881 | Misc_Elec_EZ_Sch_1 | 0
SITE_00427 | 4 | USA_WA_Walla.Walla.Rgnl.AP.727846_TMY3 | 0 | 2700 | 1.1642 | 8 | 1 | 4-12 (Low-Moderate Slope) | Overall Effective R-Value | 0 | 12.9355 | Ceiling Overall Effective R-Value (Assumes Uninsulated Roof) | 0 | 24.0342 | Yes | Foundation Type with Effective R-Values | 0 | Vented Crawlspace | 23.5886 | 0 | 0 | 0 | 2.0929 | Yes | 0.48 | 0.49917 | No | 0.25942 | 0.076023 | 0.17397 | 0.026898 | 3.1639 | Single Speed ASHP (8.5 HSPF 15 SEER) | Manual | ton | 3.3333 | ton | 3.3333 | Electric | kW | 15 | 35 | -30 | 0 |  | 0.12716 | 11.7943 | 0.01 | 100 | Heat_EZ_Sch_1 | Cool_EZ_Sch_1 | No | DHW_EZ_Sch_1 | 0 | 0 | 0 | No | No | No | No | No | 811.3275 | Misc_Elec_EZ_Sch_1 | 0
SITE_00428 | 4 | USA_NV_Winnemucca.Muni.AP.725830_TMY3 | 0 | 1404 | 1.0625 | 8 | 1 | 4-12 (Low-Moderate Slope) | Overall Effective R-Value | 0 | 17.5367 | Ceiling Overall Effective R-Value (Assumes Uninsulated Roof) | 0 | 43.3984 | Yes | Foundation Type with Effective R-Values | 0 | Vented Crawlspace | 35.8858 | 0 | 0 | 0 | 2.0929 | Yes | 0.51595 | 0.49917 | No | 0.18608 | 0.23224 | 0.12614 | 0.011084 | 6.1957 | Nat. Gas Furnace with No CAC | Manual | kW | 15 |  |  | Electric | kW | 15 | 35 | -30 | 0 | 0.8143 | 0.12716 | 17.9429 | 0.01 | 100 | Heat_EZ_Sch_2 | Cool_EZ_Sch_1 | No | DHW_EZ_Sch_1 | 0 | 0 | 0 | No | No | No | No | No | 667.0647 | Misc_Elec_EZ_Sch_1 | 0
SITE_00429 | 4 | USA_OR_Pendleton-Eastern.Oregon.Rgnl.AP.726880_TMY3 | 0 | 2060 | 0.98981 | 8 | 1 | 4-12 (Low-Moderate Slope) | Overall Effective R-Value | 0 | 17.5367 | Ceiling Overall Effective R-Value (Assumes Uninsulated Roof) | 0 | 11.2891 | Yes | Foundation Type with Effective R-Values | 0 | Vented Crawlspace | 11.3712 | 0 | 0 | 0 | 2.0929 | Yes | 0.7449 | 0.7528 | No | 0.15158 | 0.25066 | 0.18786 | 0.22021 | 7.457 | Electric Furnace with No CAC | Manual | kW | 15 |  |  | Electric | kW | 15 | 35 | -30 | 0 |  | 0.17053 | 5.6856 | 0.01 | 100 | Heat_EZ_Sch_1 | Cool_EZ_Sch_1 | No | DHW_EZ_Sch_1 | 0 | 0 | 0 | No | No | No | No | No | 915.2257 | Misc_Elec_EZ_Sch_1 | 0
SITE_00435 | 4 | USA_NV_Winnemucca.Muni.AP.725830_TMY3 | 0 | 1384 | 0.97742 | 8 | 1 | 4-12 (Low-Moderate Slope) | Overall Effective R-Value | 0 | 9.7221 | Ceiling Overall Effective R-Value (Assumes Uninsulated Roof) | 0 | 12.0038 | Yes | Foundation Type with Effective R-Values | 0 | Vented Crawlspace | 18.1327 | 0 | 0 | 0 | 2.0929 | Yes | 0.52699 | 0.65614 | No | 0.2659 | 0.086488 | 0.11127 | 0.057748 | 7.6585 | Nat. Gas Furnace with No CAC | Manual | kW | 15 |  |  | Electric | kW | 15 | 35 | -30 | 0 | 0.8133 | 0.091605 | 0.52133 | 0.01 | 1.0427 | Heat_EZ_Sch_2 | Cool_EZ_Sch_1 | No | DHW_EZ_Sch_1 | 0 | 0 | 0 | No | No | No | No | No | 789.9621 | Misc_Elec_EZ_Sch_1 | 0
SITE_00439 | 4 | USA_ID_Lewiston-Nez.Perce.County.AP.727830_TMY3 | 0 | 672 | 0.96875 | 8 | 1 | 4-12 (Low-Moderate Slope) | Overall Effective R-Value | 0 | 11.0335 | Ceiling Overall Effective R-Value (Assumes Uninsulated Roof) | 0 | 3.5 | Yes | Foundation Type with Effective R-Values | 0 | Vented Crawlspace | 4.7229 | 0 | 0 | 0 | 2.0929 | Yes | 0.52699 | 0.55498 | No | 0.05897 | 0.11199 | 0.14905 | 0.074179 | 20.9823 | Resistance Wall Heat with No AC | Manual | kW | 15 |  |  | Electric | kW | 15 | 35 | -30 | 0 |  | 0.091605 | 0.52133 | 0.01 | 1.0427 | Heat_EZ_Sch_1 | Cool_EZ_Sch_1 | No | DHW_EZ_Sch_1 | 0 | 0 | 0 | No | No | No | No | No | 691.775 | Misc_Elec_EZ_Sch_1 | 0
SITE_00457 | 4 | USA_WA_Walla.Walla.Rgnl.AP.727846_TMY3 | 0 | 896 | 0.93122 | 8 | 1 | 4-12 (Low-Moderate Slope) | Overall Effective R-Value | 0 | 11.516 | Ceiling Overall Effective R-Value (Assumes Uninsulated Roof) | 0 | 8.0481 | Yes | Foundation Type with Effective R-Values | 0 | Vented Crawlspace | 9.3223 | 0 | 0 | 0 | 2.0929 | Yes | 1.1 | 0.75 | No | 0.14151 | 0.21201 | 0.00044844 | 0.11709 | 11.9401 | Electric Furnace with No CAC | Manual | kW | 15 |  |  | Electric | kW | 15 | 35 | -30 | 0 |  | 0.17053 | 4.6611 | 0.01 | 100 | Heat_EZ_Sch_1 | Cool_EZ_Sch_1 | No | DHW_EZ_Sch_1 | 0 | 0 | 0 | No | No | No | No | No | 454.2405 | Misc_Elec_EZ_Sch_1 | 0
SITE_00458 | 4 | USA_WA_Pasco-Tri.Cities.AP.727845_TMY3 | 0 | 1058 | 0.9375 | 8 | 1 | 4-12 (Low-Moderate Slope) | Overall Effective R-Value | 0 | 9.6925 | Ceiling Overall Effective R-Value (Assumes Uninsulated Roof) | 0 | 8.0481 | Yes | Foundation Type with Effective R-Values | 0 | Vented Crawlspace | 9.3223 | 0 | 0 | 0 | 2.0929 | Yes | 1.1 | 0.75 | No | 0.13522 | 0.15087 | 0.067508 | 0.11984 | 10.5672 | Electric Furnace with No CAC | Manual | kW | 15 |  |  | Electric | kW | 15 | 35 | -30 | 0 |  | 0.17053 | 4.6611 | 0.01 | 100 | Heat_EZ_Sch_1 | Cool_EZ_Sch_1 | No | DHW_EZ_Sch_1 | 0 | 0 | 0 | No | No | No | No | No | 796.9591 | Misc_Elec_EZ_Sch_1 | 0
SITE_00476 | 4 | USA_WA_The.Dalles-Columbia.Gorge.Rgnl.AP.726988_TMY3 | 0 | 1248 | 0.91146 | 8 | 1 | 4-12 (Low-Moderate Slope) | Overall Effective R-Value | 0 | 11.7211 | Ceiling Overall Effective R-Value (Assumes Uninsulated Roof) | 0 | 31.6956 | Yes | Foundation Type with Effective R-Values | 0 | Vented Crawlspace | 28.1732 | 0 | 0 | 0 | 2.1983 | Yes | 0.45697 | 0.47754 | No | 0.13903 | 0.16 | 0.067694 | 0.23134 | 6.2308 | Electric Furnace with No CAC | Manual | kW | 10 |  |  | Electric | kW | 15 | 35 | -30 | 0 |  | 0.17053 | 14.0866 | 0.01 | 100 | Heat_EZ_Sch_1 | Cool_EZ_Sch_1 | No | DHW_EZ_Sch_1 | 0 | 0 | 0 | No | No | No | No | No | 679.0074 | Misc_Elec_EZ_Sch_1 | 0
SITE_00479 | 4 | USA_WA_The.Dalles-Columbia.Gorge.Rgnl.AP.726988_TMY3 | 0 | 1380 | 0.97935 | 8 | 1 | 4-12 (Low-Moderate Slope) | Overall Effective R-Value | 0 | 11.0335 | Ceiling Overall Effective R-Value (Assumes Uninsulated Roof) | 0 | 31.1746 | Yes | Foundation Type with Effective R-Values | 0 | Vented Crawlspace | 20.258 | 0 | 0 | 0 | 2.0929 | Yes | 0.82788 | 0.5838 | No | 0.10167 | 0.076662 | 0.00034358 | 0.13543 | 8.7295 | Electric Furnace with No CAC | Manual | kW | 15 |  |  | Electric | kW | 15 | 35 | -30 | 0 |  | 0.091605 | 2.2404 | 0.01 | 1.424 | Heat_EZ_Sch_1 | Cool_EZ_Sch_1 | No | DHW_EZ_Sch_1 | 0 | 0 | 0 | No | No | No | No | No | 529.3624 | Misc_Elec_EZ_Sch_1 | 0
SITE_00483 | 4 | USA_WA_The.Dalles-Columbia.Gorge.Rgnl.AP.726988_TMY3 | 0 | 480 | 0.9375 | 8 | 1 | 4-12 (Low-Moderate Slope) | Overall Effective R-Value | 0 | 11.0335 | Ceiling Overall Effective R-Value (Assumes Uninsulated Roof) | 0 | 3.5 | Yes | Foundation Type with Effective R-Values | 0 | Vented Crawlspace | 18.1327 | 0 | 0 | 0 | 2.0929 | Yes | 0.52699 | 0.59698 | No | 0.036515 | 0.097246 | 0.16233 | 0.00060858 | 11.1692 | Resistance Wall Heat with No AC | Manual | kW | 10 |  |  | Electric | kW | 15 | 35 | -30 | 0 |  | 0.091605 | 0.52133 | 0.01 | 1.0427 | Heat_EZ_Sch_1 | Cool_EZ_Sch_1 | No | DHW_EZ_Sch_1 | 0 | 0 | 0 | No | No | No | No | No | 476.1449 | Misc_Elec_EZ_Sch_1 | 0
SITE_00493 | 4 | USA_WA_Spokane-Felts.Field.727856_TMY3 | 0 | 816 | 0.93107 | 8 | 1 | 4-12 (Low-Moderate Slope) | Overall Effective R-Value | 0 | 10.9906 | Ceiling Overall Effective R-Value (Assumes Uninsulated Roof) | 0 | 3.5 | Yes | Foundation Type with Effective R-Values | 0 | Vented Crawlspace | 4.707 | 0 | 0 | 0 | 2.0929 | Yes | 0.52699 | 0.54897 | No | 0.048826 | 0.059068 | 0.11316 | 0.21195 | 9.2249 | Nat. Gas Furnace with No CAC | Manual | kW | 15 |  |  | Electric | kW | 15 | 35 | -30 | 0 | 0.85766 | 0.091605 | 0.52133 | 0.01 | 1.0427 | Heat_EZ_Sch_2 | Cool_EZ_Sch_1 | No | DHW_EZ_Sch_1 | 0 | 0 | 0 | No | No | No | No | No | 495.3996 | Misc_Elec_EZ_Sch_1 | 0
SITE_00494 | 4 | USA_WA_Pullman-Moscow.Rgnl.AP.727857_TMY3 | 0 | 1697 | 1.3536 | 8 | 1 | 4-12 (Low-Moderate Slope) | Overall Effective R-Value | 0 | 11.1585 | Ceiling Overall Effective R-Value (Assumes Uninsulated Roof) | 0 | 16.2276 | Yes | Foundation Type with Effective R-Values | 0 | Vented Crawlspace | 5.612 | 0 | 0 | 0 | 2.0929 | Yes | 0.52699 | 0.53815 | No | 0.082171 | 0.17796 | 0.14798 | 0.056111 | 5.314 | Single Speed ASHP (8.5 HSPF 15 SEER) | Manual | ton | 2.9167 | ton | 2.9167 | Electric | kW | 15 | 35 | -30 | 0 |  | 0.091605 | 0.39253 | 0.01 | 0.78506 | Heat_EZ_Sch_1 | Cool_EZ_Sch_1 | No | DHW_EZ_Sch_1 | 0 | 0 | 0 | No | No | No | No | No | 462.8031 | Misc_Elec_EZ_Sch_1 | 0
SITE_00495 | 4 | USA_WA_Spokane-Felts.Field.727856_TMY3 | 0 | 1980 | 0.63447 | 8 | 1 | 4-12 (Low-Moderate Slope) | Overall Effective R-Value | 0 | 16.3106 | Ceiling Overall Effective R-Value (Assumes Uninsulated Roof) | 0 | 7.1582 | Yes | Foundation Type with Effective R-Values | 0 | Heated Basement | 999 | 0 | 0 | 0 | 1.73 | Yes | 0.51905 | 0.59678 | No | 0.34362 | 0.22017 | 0.20938 | 0.42751 | 3.5648 | Single Speed ASHP (8.5 HSPF 15 SEER) | Manual | ton | 3 | ton | 3 | Electric | kW | 15 | 35 | -30 | 0 |  | 0.091605 | 0.39253 | 0.01 | 0.78506 | Heat_EZ_Sch_1 | Cool_EZ_Sch_1 | No | DHW_EZ_Sch_1 | 0 | 0 | 0 | No | No | No | No | No | 669.7152 | Misc_Elec_EZ_Sch_1 | 0
SITE_00497 | 4 | USA_OR_La.Grande-Union.County.AP.726884_TMY3 | 0 | 720 | 0.975 | 8 | 1 | 4-12 (Low-Moderate Slope) | Overall Effective R-Value | 0 | 13.4865 | Ceiling Overall Effective R-Value (Assumes Uninsulated Roof) | 0 | 14.5565 | Yes | Foundation Type with Effective R-Values | 0 | Heated Basement | 999 | 0 | 0 | 0 | 2.4155 | Yes | 0.71564 | 0.5305 | No | 0.059127 | 0.12515 | 0.1483 | 0.18959 | 4.6663 | Nat. Gas Furnace with No CAC | Manual | kW | 15 |  |  | Electric | kW | 15 | 35 | -30 | 0 | 0.82 | 0.091605 | 0.39253 | 0.01 | 0.78506 | Heat_EZ_Sch_2 | Cool_EZ_Sch_1 | No | DHW_EZ_Sch_1 | 0 | 0 | 0 | No | No | No | No | No | 820.1584 | Misc_Elec_EZ_Sch_1 | 0
SITE_00498 | 4 | USA_WA_Pasco-Tri.Cities.AP.727845_TMY3 | 0 | 1460 | 1.8058 | 8 | 1 | 4-12 (Low-Moderate Slope) | Overall Effective R-Value | 0 | 16.2112 | Ceiling Overall Effective R-Value (Assumes Uninsulated Roof) | 0 | 51.3042 | Yes | Foundation Type with Effective R-Values | 0 | Vented Crawlspace | 33.0254 | 0 | 0 | 0 | 2.0929 | Yes | 0.51152 | 0.52996 | No | 0.13881 | 0.13143 | 0.18568 | 0.084553 | 4.7052 | Single Speed ASHP (8.5 HSPF 15 SEER) | Manual | ton | 3.625 | ton | 3.625 | Electric | kW | 15 | 35 | -30 | 0 |  | 0.091605 | 4.0976 | 0.01 | 8.1951 | Heat_EZ_Sch_1 | Cool_EZ_Sch_1 | No | DHW_EZ_Sch_1 | 0 | 0 | 0 | No | No | No | No | No | 1027.7919 | Misc_Elec_EZ_Sch_1 | 0
SITE_00499 | 4 | USA_ID_Lewiston-Nez.Perce.County.AP.727830_TMY3 | 0 | 1472 | 1.0413 | 8 | 1 | 4-12 (Low-Moderate Slope) | Overall Effective R-Value | 0 | 17.5367 | Ceiling Overall Effective R-Value (Assumes Uninsulated Roof) | 0 | 34.0708 | Yes | Foundation Type with Effective R-Values | 0 | Vented Crawlspace | 33.0254 | 0 | 0 | 0 | 2.0929 | Yes | 0.51905 | 0.53622 | No | 0.31789 | 0.30285 | 0.00031289 | 0.088218 | 3.1661 | Single Speed ASHP (8.5 HSPF 15 SEER) | Manual | ton | 1.9167 | ton | 1.9167 | Electric | kW | 15 | 35 | -30 | 0 |  | 0.091605 | 4.4045 | 0.01 | 8.809 | Heat_EZ_Sch_1 | Cool_EZ_Sch_1 | No | DHW_EZ_Sch_1 | 0 | 0 | 0 | No | No | No | No | No | 971.8325 | Misc_Elec_EZ_Sch_1 | 0
SITE_00500 | 4 | USA_WA_The.Dalles-Columbia.Gorge.Rgnl.AP.726988_TMY3 | 0 | 1792 | 1.1925 | 8 | 1 | 4-12 (Low-Moderate Slope) | Overall Effective R-Value | 0 | 16.3106 | Ceiling Overall Effective R-Value (Assumes Uninsulated Roof) | 0 | 42.959 | Yes | Foundation Type with Effective R-Values | 0 | Vented Crawlspace | 26.9066 | 0 | 0 | 0 | 2.0929 | Yes | 0.51905 | 0.69092 | No | 0.14106 | 0.058112 | 0.15928 | 0.039893 | 6.2983 | Single Speed ASHP (8.5 HSPF 15 SEER) | Manual | ton | 2 | ton | 2 | Electric | kW | 15 | 35 | -30 | 0 |  | 0.091605 | 2.2404 | 0.01 | 1.424 | Heat_EZ_Sch_1 | Cool_EZ_Sch_1 | No | DHW_EZ_Sch_1 | 0 | 0 | 0 | No | No | No | No | No | 888.9126 | Misc_Elec_EZ_Sch_1 | 0
SITE_00501 | 4 | USA_WA_The.Dalles-Columbia.Gorge.Rgnl.AP.726988_TMY3 | 0 | 1874 | 0.95998 | 8 | 1 | 4-12 (Low-Moderate Slope) | Overall Effective R-Value | 0 | 16.241 | Ceiling Overall Effective R-Value (Assumes Uninsulated Roof) | 0 | 29.0321 | Yes | Foundation Type with Effective R-Values | 0 | Vented Crawlspace | 18.1327 | 0 | 0 | 0 | 2.7568 | Yes | 0.82788 | 0.65299 | No | 0.00030079 | 0.11697 | 0.32778 | 0.086686 | 4.016 | Single Speed ASHP (8.5 HSPF 15 SEER) | Manual | ton | 2.5 | ton | 2.5 | Electric | kW | 15 | 35 | -30 | 0 |  | 0.091605 | 0.39253 | 0.01 | 0.78506 | Heat_EZ_Sch_1 | Cool_EZ_Sch_1 | No | DHW_EZ_Sch_1 | 0 | 0 | 0 | No | No | No | No | No | 535.8385 | Misc_Elec_EZ_Sch_1 | 0
SITE_00502 | 4 | USA_WA_Yakima.Air.Terminal-McAllister.Field.727810_TMY3 | 0 | 1758 | 1.1615 | 8 | 1 | 4-12 (Low-Moderate Slope) | Overall Effective R-Value | 0 | 11.4554 | Ceiling Overall Effective R-Value (Assumes Uninsulated Roof) | 0 | 9.0327 | Yes | Foundation Type with Effective R-Values | 0 | Vented Crawlspace | 11.3147 | 2.6329 | 2.6329 | 0 | 2.0929 | Yes | 0.90732 | 0.74265 | No | 0.20497 | 0.11949 | 0.16049 | 0.21346 | 5.6379 | Resistance Wall Heat with No AC | Manual | kW | 20 |  |  | Electric | kW | 15 | 35 | -30 | 0 |  | 0.17053 | 5.6574 | 0.01 | 100 | Heat_EZ_Sch_1 | Cool_EZ_Sch_1 | No | DHW_EZ_Sch_1 | 0 | 0 | 0 | No | No | No | No | No | 750.1678 | Misc_Elec_EZ_Sch_1 | 0
SITE_00505 | 4 | USA_OR_La.Grande-Union.County.AP.726884_TMY3 | 0 | 1272 | 0.82292 | 8 | 1 | 4-12 (Low-Moderate Slope) | Overall Effective R-Value | 0 | 14.8449 | Ceiling Overall Effective R-Value (Assumes Uninsulated Roof) | 0 | 28.3701 | Yes | Foundation Type with Effective R-Values | 0 | Heated Basement | 999 | 0 | 0 | 0 | 15.9006 | Yes | 0.54619 | 0.61502 | No | 0.64447 | 0.47648 | 0.14093 | 0.0004259 | 5.9407 | Nat. Gas Furnace with No CAC | Manual | kW | 15 |  |  | Electric | kW | 15 | 35 | -30 | 0 | 0.92 | 0.091605 | 0.39253 | 0.01 | 0.78506 | Heat_EZ_Sch_2 | Cool_EZ_Sch_1 | No | DHW_EZ_Sch_1 | 0 | 0 | 0 | No | No | No | No | No | 489.0561 | Misc_Elec_EZ_Sch_1 | 0
SITE_00506 | 4 | USA_WA_Pasco-Tri.Cities.AP.727845_TMY3 | 0 | 2224 | 1.2747 | 8 | 1 | 4-12 (Low-Moderate Slope) | Overall Effective R-Value | 0 | 17.5367 | Ceiling Overall Effective R-Value (Assumes Uninsulated Roof) | 0 | 45.7413 | Yes | Foundation Type with Effective R-Values | 0 | Vented Crawlspace | 33.0254 | 0 | 0 | 0 | 2.0929 | Yes | 0.51152 | 0.52211 | No | 0.21216 | 0.39226 | 0.11303 | 0.00020793 | 3.2768 | Single Speed ASHP (8.5 HSPF 15 SEER) | Manual | ton | 4 | ton | 4 | Electric | kW | 15 | 35 | -30 | 0 |  | 0.091605 | 4.4045 | 0.01 | 8.809 | Heat_EZ_Sch_1 | Cool_EZ_Sch_1 | No | DHW_EZ_Sch_1 | 0 | 0 | 0 | No | No | No | No | No | 885.1053 | Misc_Elec_EZ_Sch_1 | 0
SITE_00507 | 4 | USA_OR_Pendleton-Eastern.Oregon.Rgnl.AP.726880_TMY3 | 0 | 1806 | 1.0623 | 8 | 1 | 4-12 (Low-Moderate Slope) | Overall Effective R-Value | 0 | 16.172 | Ceiling Overall Effective R-Value (Assumes Uninsulated Roof) | 0 | 9.8364 | Yes | Foundation Type with Effective R-Values | 0 | Vented Crawlspace | 4.707 | 0 | 0 | 0 | 8.3333 | Yes | 0.51152 | 0.75446 | No | 0.12325 | 0.061627 | 0.1171 | 0.1033 | 6.4179 | Nat. Gas Furnace with No CAC | Manual | kW | 15 |  |  | Electric | kW | 15 | 35 | -30 | 0 | 0.8 | 0.091605 | 2.2404 | 0.01 | 1.424 | Heat_EZ_Sch_2 | Cool_EZ_Sch_1 | No | DHW_EZ_Sch_1 | 0 | 0 | 0 | No | No | No | No | No | 1092.1915 | Misc_Elec_EZ_Sch_1 | 0
SITE_00509 | 4 | USA_WA_Walla.Walla.Rgnl.AP.727846_TMY3 | 0 | 1929 | 2.0744 | 8 | 1 | 4-12 (Low-Moderate Slope) | Overall Effective R-Value | 0 | 16.3106 | Ceiling Overall Effective R-Value (Assumes Uninsulated Roof) | 0 | 41.9686 | Yes | Foundation Type with Effective R-Values | 0 | Vented Crawlspace | 31.7764 | 0 | 0 | 0 | 2.0929 | Yes | 0.54466 | 0.55745 | No | 0.13598 | 0.16597 | 0.1272 | 0.052098 | 4.8932 | Single Speed ASHP (8.5 HSPF 15 SEER) | Manual | ton | 6 | ton | 6 | Electric | kW | 15 | 35 | -30 | 0 |  | 0.091605 | 0.39253 | 0.01 | 0.78506 | Heat_EZ_Sch_1 | Cool_EZ_Sch_1 | No | DHW_EZ_Sch_1 | 0 | 0 | 0 | No | No | No | No | No | 1440.9557 | Misc_Elec_EZ_Sch_1 | 0
SITE_00510 | 4 | USA_OR_Lakeview-Lake.County.AP.725976_TMY3 | 0 | 1892 | 1.0614 | 8 | 1 | 4-12 (Low-Moderate Slope) | Overall Effective R-Value | 0 | 16.3106 | Ceiling Overall Effective R-Value (Assumes Uninsulated Roof) | 0 | 24.0342 | Yes | Foundation Type with Effective R-Values | 0 | Vented Crawlspace | 21.6577 | 0 | 0 | 0 | 2.1983 | Yes | 0.48 | 0.49917 | No | 0.09766 | 0.063252 | 0.15573 | 0.30534 | 6.1455 | Nat. Gas Furnace with No CAC | Manual | kW | 15 |  |  | Electric | kW | 15 | 35 | -30 | 0 | 0.8143 | 0.12716 | 10.8288 | 0.01 | 100 | Heat_EZ_Sch_2 | Cool_EZ_Sch_1 | No | DHW_EZ_Sch_1 | 0 | 0 | 0 | No | No | No | No | No | 845.2285 | Misc_Elec_EZ_Sch_1 | 0
SITE_00511 | 4 | USA_MT_Cut.Bank.Intl.AP.727690_TMY3 | 0 | 2344 | 1.1 | 8 | 1 | 4-12 (Low-Moderate Slope) | Overall Effective R-Value | 0 | 16.3106 | Ceiling Overall Effective R-Value (Assumes Uninsulated Roof) | 0 | 43.3984 | Yes | Foundation Type with Effective R-Values | 0 | Vented Crawlspace | 31.7764 | 0 | 0 | 0 | 2.0929 | Yes | 0.35 | 0.37706 | No | 0.093251 | 0.22858 | 0.16896 | 0.15287 | 2.5007 | Single Speed ASHP (8.5 HSPF 15 SEER) | Manual | ton | 3.1667 | ton | 3.1667 | Electric | kW | 15 | 35 | -30 | 0 |  | 0.12716 | 15.8882 | 0.01 | 100 | Heat_EZ_Sch_1 | Cool_EZ_Sch_1 | No | DHW_EZ_Sch_1 | 0 | 0 | 0 | No | No | No | No | No | 587.9374 | Misc_Elec_EZ_Sch_1 | 0
SITE_00512 | 4 | USA_MT_Cut.Bank.Intl.AP.727690_TMY3 | 0 | 1430 | 1 | 8 | 1 | 4-12 (Low-Moderate Slope) | Overall Effective R-Value | 0 | 17.5367 | Ceiling Overall Effective R-Value (Assumes Uninsulated Roof) | 0 | 11.2891 | Yes | Foundation Type with Effective R-Values | 0 | Vented Crawlspace | 13.8173 | 0 | 0 | 0 | 2.0929 | Yes | 0.75 | 0.7528 | No | 0.23821 | 0.14138 | 0.084475 | 0.06882 | 6.9473 | Single Speed ASHP (8.5 HSPF 15 SEER) | Manual | ton | 2.5167 | ton | 2.5167 | Electric | kW | 15 | 35 | -30 | 0 |  | 0.17053 | 6.9086 | 0.01 | 100 | Heat_EZ_Sch_1 | Cool_EZ_Sch_1 | No | DHW_EZ_Sch_1 | 0 | 0 | 0 | No | No | No | No | No | 509.8097 | Misc_Elec_EZ_Sch_1 | 0
SITE_00513 | 4 | USA_OR_Lakeview-Lake.County.AP.725976_TMY3 | 0 | 1680 | 0.9375 | 8 | 1 | 4-12 (Low-Moderate Slope) | Overall Effective R-Value | 0 | 11.6926 | Ceiling Overall Effective R-Value (Assumes Uninsulated Roof) | 0 | 10.5746 | Yes | Foundation Type with Effective R-Values | 0 | Vented Crawlspace | 11.3147 | 0 | 0 | 0 | 2.0929 | Yes | 0.72651 | 0.73073 | No | 0.17417 | 0.24221 | 0.073193 | 0.054262 | 12.4708 | Nat. Gas Furnace with No CAC | Manual | kW | 15 |  |  | Electric | kW | 15 | 35 | -30 | 0 | 0.8 | 0.17053 | 5.6574 | 0.01 | 100 | Heat_EZ_Sch_2 | Cool_EZ_Sch_1 | No | DHW_EZ_Sch_1 | 0 | 0 | 0 | No | No | No | No | No | 780.5348 | Misc_Elec_EZ_Sch_1 | 0
SITE_00514 | 4 | USA_OR_Crater.Lake-Klamath.Rgnl.AP.725895_TMY3 | 0 | 1058 | 0.91316 | 8 | 1 | 4-12 (Low-Moderate Slope) | Overall Effective R-Value | 0 | 9.3685 | Ceiling Overall Effective R-Value (Assumes Uninsulated Roof) | 0 | 8.0481 | Yes | Foundation Type with Effective R-Values | 0 | Vented Crawlspace | 9.3223 | 0 | 0 | 0 | 2.0929 | Yes | 0.56817 | 0.56973 | No | 0.0072187 | 0.14881 | 0.17816 | 0.25005 | 11.6139 | Electric Furnace with No CAC | Manual | kW | 15 |  |  | Electric | kW | 15 | 35 | -30 | 0 |  | 0.17053 | 4.6611 | 0.01 | 100 | Heat_EZ_Sch_1 | Cool_EZ_Sch_1 | No | DHW_EZ_Sch_1 | 0 | 0 | 0 | No | No | No | No | No | 630.8679 | Misc_Elec_EZ_Sch_1 | 0
SITE_00515 | 4 | USA_WA_Pullman-Moscow.Rgnl.AP.727857_TMY3 | 0 | 2100 | 1.05 | 8 | 1 | 4-12 (Low-Moderate Slope) | Overall Effective R-Value | 0 | 17.5367 | Ceiling Overall Effective R-Value (Assumes Uninsulated Roof) | 0 | 24.0342 | Yes | Foundation Type with Effective R-Values | 0 | Vented Crawlspace | 23.5886 | 0 | 0 | 0 | 2.0929 | Yes | 0.48 | 0.49917 | No | 0.25112 | 0.019881 | 0.00025978 | 0.048114 | 0.47388 | Electric Furnace with No CAC | Manual | kW | 15 |  |  | Electric | kW | 15 | 35 | -30 | 0 |  | 0.12716 | 11.7943 | 0.01 | 100 | Heat_EZ_Sch_1 | Cool_EZ_Sch_1 | No | DHW_EZ_Sch_1 | 0 | 0 | 0 | No | No | No | No | No | 517.9128 | Misc_Elec_EZ_Sch_1 | 0
SITE_00517 | 4 | USA_WA_Pullman-Moscow.Rgnl.AP.727857_TMY3 | 0 | 1200 | 1.0219 | 8 | 1 | 4-12 (Low-Moderate Slope) | Overall Effective R-Value | 0 | 12.4802 | Ceiling Overall Effective R-Value (Assumes Uninsulated Roof) | 0 | 11.2891 | Yes | Foundation Type with Effective R-Values | 0 | Vented Crawlspace | 20.258 | 0 | 0 | 0 | 2.0929 | Yes | 0.74283 | 0.7528 | No | 0.12577 | 0.20022 | 0.082909 | 0.10998 | 3.1556 | Electric Furnace with No CAC | Manual | kW | 15 |  |  | Electric | kW | 15 | 35 | -30 | 0 |  | 0.12716 | 10.129 | 0.01 | 100 | Heat_EZ_Sch_1 | Cool_EZ_Sch_1 | No | DHW_EZ_Sch_1 | 0 | 0 | 0 | No | No | No | No | No | 855.7791 | Misc_Elec_EZ_Sch_1 | 0
SITE_00521 | 4 | USA_OR_Crater.Lake-Klamath.Rgnl.AP.725895_TMY3 | 0 | 912 | 1.0625 | 8 | 1 | 4-12 (Low-Moderate Slope) | Overall Effective R-Value | 0 | 14.8449 | Ceiling Overall Effective R-Value (Assumes Uninsulated Roof) | 0 | 17.9901 | Yes | Foundation Type with Effective R-Values | 0 | Vented Crawlspace | 20.258 | 0 | 0 | 0 | 2.0929 | Yes | 0.52699 | 0.71141 | No | 0.00038957 | 0.11449 | 0.14576 | 0.07748 | 7.5093 | Nat. Gas Furnace with No CAC | Manual | kW | 15 |  |  | Electric | kW | 15 | 35 | -30 | 0 | 0.78 | 0.091605 | 3.2941 | 0.01 | 6.5882 | Heat_EZ_Sch_2 | Cool_EZ_Sch_1 | No | DHW_EZ_Sch_1 | 0 | 0 | 0 | No | No | No | No | No | 688.8539 | Misc_Elec_EZ_Sch_1 | 0
SITE_00522 | 4 | USA_OR_Crater.Lake-Klamath.Rgnl.AP.725895_TMY3 | 0 | 1174 | 1.2283 | 8 | 1 | 4-12 (Low-Moderate Slope) | Overall Effective R-Value | 0 | 11.2532 | Ceiling Overall Effective R-Value (Assumes Uninsulated Roof) | 0 | 4.352 | Yes | Foundation Type with Effective R-Values | 0 | Vented Crawlspace | 20.258 | 0 | 0 | 0 | 2.0929 | Yes | 0.80304 | 0.60237 | No | 0.22095 | 0.1495 | 0.1785 | 0.12471 | 7.0699 | Resistance Wall Heat with No AC | Manual | kW | 15 |  |  | Electric | kW | 15 | 35 | -30 | 0 |  | 0.091605 | 0.52133 | 0.01 | 1.0427 | Heat_EZ_Sch_1 | Cool_EZ_Sch_1 | No | DHW_EZ_Sch_1 | 0 | 0 | 0 | No | No | No | No | No | 563.0879 | Misc_Elec_EZ_Sch_1 | 0
SITE_00524 | 4 | USA_OR_Pendleton-Eastern.Oregon.Rgnl.AP.726880_TMY3 | 0 | 1407 | 1.1357 | 8 | 1 | 4-12 (Low-Moderate Slope) | Overall Effective R-Value | 0 | 16.3106 | Ceiling Overall Effective R-Value (Assumes Uninsulated Roof) | 0 | 31.5198 | Yes | Foundation Type with Effective R-Values | 0 | Vented Crawlspace | 33.0254 | 0 | 0 | 0 | 2.0929 | Yes | 0.51152 | 0.52211 | No | 0.12723 | 0.29301 | 0.063206 | 0.14381 | 2.7968 | Nat. Gas Furnace with No CAC | Manual | kW | 15 |  |  | Electric | kW | 15 | 35 | -30 | 0 | 0.8 | 0.091605 | 2.848 | 0.01 | 5.696 | Heat_EZ_Sch_2 | Cool_EZ_Sch_1 | No | DHW_EZ_Sch_1 | 0 | 0 | 0 | No | No | No | No | No | 485.7636 | Misc_Elec_EZ_Sch_1 | 0
SITE_00528 | 4 | USA_WA_Pullman-Moscow.Rgnl.AP.727857_TMY3 | 0 | 971 | 2.1157 | 8 | 1 | 4-12 (Low-Moderate Slope) | Overall Effective R-Value | 0 | 17.6218 | Ceiling Overall Effective R-Value (Assumes Uninsulated Roof) | 0 | 21.5645 | Yes | Foundation Type with Effective R-Values | 0 | Vented Crawlspace | 21.4333 | 0 | 0 | 0 | 2.0929 | Yes | 0.51905 | 0.6024 | No | 0.096966 | 0.18289 | 0.082424 | 0.14541 | 7.2352 | Nat. Gas Furnace with No CAC | Manual | kW | 15 |  |  | Electric | kW | 15 | 35 | -30 | 0 | 0.8 | 0.091605 | 0.52133 | 0.01 | 1.0427 | Heat_EZ_Sch_2 | Cool_EZ_Sch_1 | No | DHW_EZ_Sch_1 | 0 | 0 | 0 | No | No | No | No | No | 997.5238 | Misc_Elec_EZ_Sch_1 | 0
SITE_00529 | 4 | USA_WA_Walla.Walla.Rgnl.AP.727846_TMY3 | 0 | 1344 | 1.0257 | 8 | 1 | 4-12 (Low-Moderate Slope) | Overall Effective R-Value | 0 | 11.6926 | Ceiling Overall Effective R-Value (Assumes Uninsulated Roof) | 0 | 24.0342 | Yes | Foundation Type with Effective R-Values | 0 | Vented Crawlspace | 20.258 | 0 | 0 | 0 | 2.0929 | Yes | 0.77808 | 0.71234 | No | 0.086986 | 0.00033243 | 0.10095 | 0.21073 | 2.5757 | Single Speed ASHP (8.5 HSPF 15 SEER) | Manual | ton | 2.2917 | ton | 2.2917 | Electric | kW | 15 | 35 | -30 | 0 |  | 0.12716 | 10.129 | 0.01 | 100 | Heat_EZ_Sch_1 | Cool_EZ_Sch_1 | No | DHW_EZ_Sch_1 | 0 | 0 | 0 | No | No | No | No | No | 599.7011 | Misc_Elec_EZ_Sch_1 | 0
SITE_00530 | 4 | USA_WA_Pullman-Moscow.Rgnl.AP.727857_TMY3 | 0 | 1444 | 1.4711 | 8 | 1 | 4-12 (Low-Moderate Slope) | Overall Effective R-Value | 0 | 11.9863 | Ceiling Overall Effective R-Value (Assumes Uninsulated Roof) | 0 | 29.5359 | Yes | Foundation Type with Effective R-Values | 0 | Vented Crawlspace | 13.3153 | 0 | 0 | 0 | 2.0929 | Yes | 0.51905 | 0.53622 | No | 0.10565 | 0.02733 | 0.1869 | 0.38863 | 3.29 | Electric Furnace with No CAC | Manual | kW | 15 |  |  | Electric | kW | 15 | 35 | -30 | 0 |  | 0.091605 | 1.4 | 0.01 | 2.8 | Heat_EZ_Sch_1 | Cool_EZ_Sch_1 | No | DHW_EZ_Sch_1 | 0 | 0 | 0 | No | No | No | No | No | 860.0874 | Misc_Elec_EZ_Sch_1 | 0
SITE_00532 | 4 | USA_OR_Crater.Lake-Klamath.Rgnl.AP.725895_TMY3 | 0 | 1728 | 1.375 | 8 | 1 | 4-12 (Low-Moderate Slope) | Overall Effective R-Value | 0 | 16.3106 | Ceiling Overall Effective R-Value (Assumes Uninsulated Roof) | 0 | 22.303 | Yes | Foundation Type with Effective R-Values | 0 | Vented Crawlspace | 31.7764 | 0 | 0 | 0 | 2.4473 | Yes | 0.51374 | 0.53383 | No | 0.097979 | 0.36418 | 0.071295 | 0.10948 | 5.8348 | Nat. Gas Furnace with No CAC | Manual | kW | 15 |  |  | Electric | kW | 15 | 35 | -30 | 0 | 0.805 | 0.091605 | 2.2404 | 0.01 | 1.424 | Heat_EZ_Sch_2 | Cool_EZ_Sch_1 | No | DHW_EZ_Sch_1 | 0 | 0 | 0 | No | No | No | No | No | 721.8023 | Misc_Elec_EZ_Sch_1 | 0
SITE_00533 | 4 | USA_WA_Walla.Walla.Rgnl.AP.727846_TMY3 | 0 | 2115 | 1.3165 | 8 | 1 | 4-12 (Low-Moderate Slope) | Overall Effective R-Value | 0 | 11.6926 | Ceiling Overall Effective R-Value (Assumes Uninsulated Roof) | 0 | 22.0452 | Yes | Foundation Type with Effective R-Values | 0 | Vented Crawlspace | 42.2597 | 2.6329 | 2.6329 | 0 | 2.0929 | Yes | 0.52699 | 0.5267 | No | 0.00020645 | 0.045 | 0.11796 | 0.10641 | 5.6251 | Single Speed ASHP (8.5 HSPF 15 SEER) | Manual | ton | 2.5 | ton | 2.5 | Electric | kW | 15 | 35 | -30 | 0 |  | 0.091605 | 0.39253 | 0.01 | 0.78506 | Heat_EZ_Sch_1 | Cool_EZ_Sch_1 | No | DHW_EZ_Sch_1 | 0 | 0 | 0 | No | No | No | No | No | 1037.2872 | Misc_Elec_EZ_Sch_1 | 0
SITE_00534 | 4 | USA_OR_Crater.Lake-Klamath.Rgnl.AP.725895_TMY3 | 0 | 1483 | 1.1022 | 8 | 1 | 4-12 (Low-Moderate Slope) | Overall Effective R-Value | 0 | 17.5367 | Ceiling Overall Effective R-Value (Assumes Uninsulated Roof) | 0 | 28.0582 | Yes | Foundation Type with Effective R-Values | 0 | Vented Crawlspace | 18.1327 | 0 | 0 | 0 | 2.3972 | Yes | 0.51152 | 0.61495 | No | 0.13904 | 0.085666 | 0.045368 | 0.089388 | 3.0085 | Nat. Gas Furnace with No CAC | Manual | kW | 15 |  |  | Electric | kW | 15 | 35 | -30 | 0 | 0.7955 | 0.091605 | 2.2404 | 0.01 | 1.424 | Heat_EZ_Sch_2 | Cool_EZ_Sch_1 | No | DHW_EZ_Sch_1 | 0 | 0 | 0 | No | No | No | No | No | 798.4537 | Misc_Elec_EZ_Sch_1 | 0
SITE_00537 | 4 | USA_OR_Pendleton-Eastern.Oregon.Rgnl.AP.726880_TMY3 | 0 | 1640 | 0.94634 | 8 | 1 | 4-12 (Low-Moderate Slope) | Overall Effective R-Value | 0 | 16.3106 | Ceiling Overall Effective R-Value (Assumes Uninsulated Roof) | 0 | 22.303 | Yes | Foundation Type with Effective R-Values | 0 | Heated Basement | 18.1327 | 0 | 0 | 0 | 9.9588 | Yes | 0.51152 | 0.67075 | No | 0.28621 | 0.023783 | 0.13364 | 0.0081542 | 3.4293 | Nat. Gas Furnace with No CAC | Manual | kW | 15 |  |  | Electric | kW | 15 | 35 | -30 | 0 | 0.805 | 0.091605 | 0.52133 | 0.01 | 1.0427 | Heat_EZ_Sch_2 | Cool_EZ_Sch_1 | No | DHW_EZ_Sch_1 | 0 | 0 | 0 | No | No | No | No | No | 1175.5022 | Misc_Elec_EZ_Sch_1 | 0
SITE_00538 | 4 | USA_OR_Crater.Lake-Klamath.Rgnl.AP.725895_TMY3 | 0 | 1232 | 1.9301 | 8 | 1 | 4-12 (Low-Moderate Slope) | Overall Effective R-Value | 0 | 16.3106 | Ceiling Overall Effective R-Value (Assumes Uninsulated Roof) | 0 | 19.1634 | Yes | Foundation Type with Effective R-Values | 0 | Slab | 999 | 2.6329 | 2.6329 | 0 | 999 | Yes | 0.79331 | 0.62382 | No | 0.11203 | 0.22623 | 0.1794 | 0.12516 | 2.7176 | Single Speed ASHP (8.5 HSPF 15 SEER) | Manual | ton | 3.5 | ton | 3.5 | Electric | kW | 15 | 35 | -30 | 0 |  | 0.091605 | 1.4 | 0.01 | 2.8 | Heat_EZ_Sch_1 | Cool_EZ_Sch_1 | No | DHW_EZ_Sch_1 | 0 | 0 | 0 | No | No | No | No | No | 713.8479 | Misc_Elec_EZ_Sch_1 | 0
SITE_00539 | 4 | USA_OR_Crater.Lake-Klamath.Rgnl.AP.725895_TMY3 | 0 | 1515 | 1.0088 | 8 | 1 | 4-12 (Low-Moderate Slope) | Overall Effective R-Value | 0 | 11.6926 | Ceiling Overall Effective R-Value (Assumes Uninsulated Roof) | 0 | 30.1523 | Yes | Foundation Type with Effective R-Values | 0 | Vented Crawlspace | 18.1327 | 0 | 0 | 0 | 2.4473 | Yes | 0.52253 | 0.54765 | No | 0.14409 | 0.082193 | 0.10876 | 0.24132 | 8.3746 | Nat. Gas Furnace with No CAC | Manual | kW | 15 |  |  | Electric | kW | 15 | 35 | -30 | 0 | 0.85766 | 0.091605 | 0.52133 | 0.01 | 1.0427 | Heat_EZ_Sch_2 | Cool_EZ_Sch_1 | No | DHW_EZ_Sch_1 | 0 | 0 | 0 | No | No | No | No | No | 627.5877 | Misc_Elec_EZ_Sch_1 | 0
SITE_00540 | 4 | USA_OR_Crater.Lake-Klamath.Rgnl.AP.725895_TMY3 | 0 | 1360 | 1.4688 | 8 | 1 | 4-12 (Low-Moderate Slope) | Overall Effective R-Value | 0 | 14.2958 | Ceiling Overall Effective R-Value (Assumes Uninsulated Roof) | 0 | 13.3822 | Yes | Foundation Type with Effective R-Values | 0 | Vented Crawlspace | 18.06 | 0 | 0 | 0 | 2.0929 | Yes | 0.52699 | 0.65455 | No | 0.059109 | 0.18304 | 0.1535 | 0.10885 | 7.1002 | Single Speed ASHP (8.5 HSPF 15 SEER) | Manual | ton | 2.375 | ton | 2.375 | Electric | kW | 15 | 35 | -30 | 0 |  | 0.091605 | 2.2404 | 0.01 | 1.424 | Heat_EZ_Sch_1 | Cool_EZ_Sch_1 | No | DHW_EZ_Sch_1 | 0 | 0 | 0 | No | No | No | No | No | 658.4409 | Misc_Elec_EZ_Sch_1 | 0
SITE_00541 | 4 | USA_OR_Crater.Lake-Klamath.Rgnl.AP.725895_TMY3 | 0 | 1280 | 1.2751 | 8 | 1 | 4-12 (Low-Moderate Slope) | Overall Effective R-Value | 0 | 11.0335 | Ceiling Overall Effective R-Value (Assumes Uninsulated Roof) | 0 | 3.5 | Yes | Foundation Type with Effective R-Values | 0 | Heated Basement | 4.7919 | 0 | 0 | 0 | 1.73 | Yes | 0.94014 | 0.66097 | No | 0.063022 | 0.17751 | 0.15717 | 0.26122 | 5.0665 | Nat. Gas Furnace with No CAC | Manual | kW | 30 |  |  | Electric | kW | 15 | 35 | -30 | 0 | 0.95 | 0.091605 | 1.6471 | 0.01 | 3.2941 | Heat_EZ_Sch_2 | Cool_EZ_Sch_1 | No | DHW_EZ_Sch_1 | 0 | 0 | 0 | No | No | No | No | No | 805.9751 | Misc_Elec_EZ_Sch_1 | 0
SITE_00542 | 4 | USA_WA_Yakima.Air.Terminal-McAllister.Field.727810_TMY3 | 0 | 1352 | 1 | 8 | 1 | 4-12 (Low-Moderate Slope) | Overall Effective R-Value | 0 | 16.3106 | Ceiling Overall Effective R-Value (Assumes Uninsulated Roof) | 0 | 6.8095 | Yes | Foundation Type with Effective R-Values | 0 | Vented Crawlspace | 20.7433 | 0 | 0 | 0 | 2.0929 | Yes | 0.51152 | 0.52211 | No | 0.06504 | 0.03831 | 0.051486 | 0.33417 | 3.0656 | Single Speed ASHP (8.5 HSPF 15 SEER) | Manual | ton | 1.8167 | ton | 1.8167 | Electric | kW | 15 | 35 | -30 | 0 |  | 0.091605 | 2.2404 | 0.01 | 1.424 | Heat_EZ_Sch_1 | Cool_EZ_Sch_1 | No | DHW_EZ_Sch_1 | 0 | 0 | 0 | No | No | No | No | No | 604.0944 | Misc_Elec_EZ_Sch_1 | 0
SITE_00543 | 4 | USA_WY_Jackson.Hole.AP.725776_TMY3 | 0 | 1706 | 1.1443 | 8 | 1 | 4-12 (Low-Moderate Slope) | Overall Effective R-Value | 0 | 16.5961 | Ceiling Overall Effective R-Value (Assumes Uninsulated Roof) | 0 | 61.7811 | Yes | Foundation Type with Effective R-Values | 0 | Vented Crawlspace | 41.9509 | 0 | 0 | 0 | 2.0929 | Yes | 0.51152 | 0.53795 | No | 0.088852 | 0.049844 | 0.56956 | 0.1515 | 3.193 | Single Speed ASHP (8.5 HSPF 15 SEER) | Manual | ton | 3.3333 | ton | 3.3333 | Electric | kW | 15 | 35 | -30 | 0 |  | 0.091605 | 0.52133 | 0.01 | 1.0427 | Heat_EZ_Sch_1 | Cool_EZ_Sch_1 | No | DHW_EZ_Sch_1 | 0 | 0 | 0 | No | No | No | No | No | 616.1149 | Misc_Elec_EZ_Sch_1 | 0
SITE_00544 | 4 | USA_ID_Mountain.Home.AFB.726815_TMY3 | 0 | 1583 | 1.1353 | 8 | 1 | 4-12 (Low-Moderate Slope) | Overall Effective R-Value | 0 | 16.3106 | Ceiling Overall Effective R-Value (Assumes Uninsulated Roof) | 0 | 32.5735 | Yes | Foundation Type with Effective R-Values | 0 | Vented Crawlspace | 33.0254 | 0 | 0 | 0 | 2.0929 | Yes | 0.52699 | 0.54159 | No | 0.076257 | 0.14218 | 0.061113 | 0.024522 | 10.5093 | Single Speed ASHP (8.5 HSPF 15 SEER) | Manual | ton | 2.9167 | ton | 2.9167 | Electric | kW | 15 | 35 | -30 | 0 |  | 0.091605 | 2.2404 | 0.01 | 1.424 | Heat_EZ_Sch_1 | Cool_EZ_Sch_1 | No | DHW_EZ_Sch_1 | 0 | 0 | 0 | No | No | No | No | No | 1240.5079 | Misc_Elec_EZ_Sch_1 | 0
SITE_00545 | 4 | USA_OR_Crater.Lake-Klamath.Rgnl.AP.725895_TMY3 | 0 | 784 | 1 | 8 | 1 | 4-12 (Low-Moderate Slope) | Overall Effective R-Value | 0 | 11.516 | Ceiling Overall Effective R-Value (Assumes Uninsulated Roof) | 0 | 17.0573 | Yes | Foundation Type with Effective R-Values | 0 | Vented Crawlspace | 22.136 | 0 | 0 | 0 | 9.4583 | Yes | 0.75 | 0.7528 | No | 0.074405 | 0.074405 | 0.020833 | 0.1756 | 10.5099 | Single Speed ASHP (8.5 HSPF 15 SEER) | Manual | ton | 1.85 | ton | 1.85 | Electric | kW | 15 | 35 | -30 | 0 |  | 0.17053 | 11.068 | 0.01 | 100 | Heat_EZ_Sch_1 | Cool_EZ_Sch_1 | No | DHW_EZ_Sch_1 | 0 | 0 | 0 | No | No | No | No | No | 746.3865 | Misc_Elec_EZ_Sch_1 | 0
SITE_00547 | 4 | USA_OR_Crater.Lake-Klamath.Rgnl.AP.725895_TMY3 | 0 | 2002.5 | 1.1297 | 8 | 1 | 4-12 (Low-Moderate Slope) | Overall Effective R-Value | 0 | 16.3106 | Ceiling Overall Effective R-Value (Assumes Uninsulated Roof) | 0 | 51.3042 | Yes | Foundation Type with Effective R-Values | 0 | Vented Crawlspace | 26.0716 | 0 | 0 | 0 | 2.4473 | Yes | 0.52021 | 0.54512 | No | 0.2052 | 0.12987 | 0.12487 | 0.067563 | 3.5288 | Single Speed ASHP (8.5 HSPF 15 SEER) | Manual | ton | 2.7 | ton | 2.7 | Electric | kW | 15 | 35 | -30 | 0 |  | 0.091605 | 2.2404 | 0.01 | 1.424 | Heat_EZ_Sch_1 | Cool_EZ_Sch_1 | No | DHW_EZ_Sch_1 | 0 | 0 | 0 | No | No | No | No | No | 651.3242 | Misc_Elec_EZ_Sch_1 | 0
SITE_00548 | 4 | USA_OR_Crater.Lake-Klamath.Rgnl.AP.725895_TMY3 | 0 | 1566 | 1.1398 | 8 | 1 | 4-12 (Low-Moderate Slope) | Overall Effective R-Value | 0 | 14.6638 | Ceiling Overall Effective R-Value (Assumes Uninsulated Roof) | 0 | 25.4108 | Yes | Foundation Type with Effective R-Values | 0 | Vented Crawlspace | 20.258 | 0 | 0 | 0 | 2.0929 | Yes | 0.62515 | 0.60247 | No | 0.099332 | 0.81028 | 0.0035459 | 0.0035459 | 6.1978 | Electric Furnace with No CAC | Manual | kW | 15 |  |  | Electric | kW | 15 | 35 | -30 | 0 |  | 0.091605 | 0.39253 | 0.01 | 0.78506 | Heat_EZ_Sch_1 | Cool_EZ_Sch_1 | No | DHW_EZ_Sch_1 | 0 | 0 | 0 | No | No | No | No | No | 963.3465 | Misc_Elec_EZ_Sch_1 | 0
SITE_00549 | 4 | USA_OR_Crater.Lake-Klamath.Rgnl.AP.725895_TMY3 | 0 | 1068 | 1.5893 | 8 | 1 | 4-12 (Low-Moderate Slope) | Overall Effective R-Value | 0 | 16.0572 | Ceiling Overall Effective R-Value (Assumes Uninsulated Roof) | 0 | 12.108 | Yes | Foundation Type with Effective R-Values | 0 | Vented Crawlspace | 4.707 | 0 | 0 | 0 | 2.0929 | Yes | 0.5424 | 0.56873 | No | 0.098824 | 0.2592 | 0.16862 | 0.03966 | 6.8822 | Electric Furnace with No CAC | Manual | kW | 15 |  |  | Electric | kW | 15 | 35 | -30 | 0 |  | 0.091605 | 2.2404 | 0.01 | 1.424 | Heat_EZ_Sch_1 | Cool_EZ_Sch_1 | No | DHW_EZ_Sch_1 | 0 | 0 | 0 | No | No | No | No | No | 738.8745 | Misc_Elec_EZ_Sch_1 | 0
SITE_00550 | 4 | USA_OR_Crater.Lake-Klamath.Rgnl.AP.725895_TMY3 | 0 | 712 | 1 | 8 | 1 | 4-12 (Low-Moderate Slope) | Overall Effective R-Value | 0 | 10.4336 | Ceiling Overall Effective R-Value (Assumes Uninsulated Roof) | 0 | 40.1761 | Yes | Foundation Type with Effective R-Values | 0 | Vented Crawlspace | 11.0945 | 0 | 0 | 0 | 5.0457 | Yes | 0.52699 | 0.36353 | No | 0.15108 | 0.19948 | 0.24287 | 0.047887 | 20.2563 | Resistance Wall Heat with No AC | Manual | kW | 15 |  |  | Electric | kW | 15 | 35 | -30 | 0 |  | 0.091605 | 0.52133 | 0.01 | 1.0427 | Heat_EZ_Sch_1 | Cool_EZ_Sch_1 | No | DHW_EZ_Sch_1 | 0 | 0 | 0 | No | No | No | No | No | 428.56 | Misc_Elec_EZ_Sch_1 | 0
SITE_00551 | 4 | USA_OR_Crater.Lake-Klamath.Rgnl.AP.725895_TMY3 | 0 | 1731 | 1.9187 | 8 | 1 | 4-12 (Low-Moderate Slope) | Overall Effective R-Value | 0 | 34.5928 | Ceiling Overall Effective R-Value (Assumes Uninsulated Roof) | 0 | 25.3308 | Yes | Foundation Type with Effective R-Values | 0 | Slab | 999 | 43.4492 | 43.4492 | 0 | 999 | Yes | 0.23214 | 0.3488 | No | 0.08758 | 0.52124 | 0.076723 | 0.089755 | 1.0011 | Ductless Heat Pump (10 HSPF 22 SEER) | Manual | ton | 1.7545 | ton | 1.7545 | Electric | kW | 15 | 35 | -30 | 0 |  | 0.091605 | 2.2404 | 0.01 | 1.424 | Heat_EZ_Sch_1 | Cool_EZ_Sch_1 | No | DHW_EZ_Sch_1 | 0 | 0 | 0 | No | No | No | No | No | 551.9116 | Misc_Elec_EZ_Sch_1 | 0
SITE_00554 | 4 | USA_WA_Pullman-Moscow.Rgnl.AP.727857_TMY3 | 0 | 1469 | 1.1166 | 8 | 1 | 4-12 (Low-Moderate Slope) | Overall Effective R-Value | 0 | 16.3106 | Ceiling Overall Effective R-Value (Assumes Uninsulated Roof) | 0 | 45.7413 | Yes | Foundation Type with Effective R-Values | 0 | Vented Crawlspace | 26.0716 | 0 | 0 | 0 | 2.0929 | Yes | 0.56438 | 0.52211 | No | 0.11424 | 0.15012 | 0.092232 | 0.055296 | 3.1204 | Single Speed ASHP (8.5 HSPF 15 SEER) | Manual | ton | 1.8167 | ton | 1.8167 | Electric | kW | 15 | 35 | -30 | 0 |  | 0.091605 | 4 | 0.01 | 8 | Heat_EZ_Sch_1 | Cool_EZ_Sch_1 | No | DHW_EZ_Sch_1 | 0 | 0 | 0 | No | No | No | No | No | 740.5284 | Misc_Elec_EZ_Sch_1 | 0
SITE_00557 | 4 | USA_OR_Pendleton-Eastern.Oregon.Rgnl.AP.726880_TMY3 | 0 | 1142 | 1.0273 | 8 | 1 | 4-12 (Low-Moderate Slope) | Overall Effective R-Value | 0 | 16.3106 | Ceiling Overall Effective R-Value (Assumes Uninsulated Roof) | 0 | 20.7857 | Yes | Foundation Type with Effective R-Values | 0 | Vented Crawlspace | 23.8931 | 0 | 0 | 0 | 2.4473 | Yes | 0.51152 | 0.54008 | No | 0.10871 | 0.20008 | 0.00036008 | 0.12281 | 2.4769 | Single Speed ASHP (8.5 HSPF 15 SEER) | Manual | ton | 2 | ton | 2 | Electric | kW | 15 | 35 | -30 | 0 |  | 0.091605 | 3 | 0.01 | 6 | Heat_EZ_Sch_1 | Cool_EZ_Sch_1 | No | DHW_EZ_Sch_1 | 0 | 0 | 0 | No | No | No | No | No | 427.9511 | Misc_Elec_EZ_Sch_1 | 0
SITE_00558 | 4 | USA_WA_Pullman-Moscow.Rgnl.AP.727857_TMY3 | 0 | 1120 | 1 | 8 | 1 | 4-12 (Low-Moderate Slope) | Overall Effective R-Value | 0 | 16.3106 | Ceiling Overall Effective R-Value (Assumes Uninsulated Roof) | 0 | 4.8637 | Yes | Foundation Type with Effective R-Values | 0 | Vented Crawlspace | 26.0716 | 0 | 0 | 0 | 2.0929 | Yes | 0.48 | 0.49917 | No | 0.21908 | 0.11655 | 0.09719 | 0.13588 | 1.0836 | Electric Furnace with No CAC | Manual | kW | 15 |  |  | Electric | kW | 15 | 35 | -30 | 0 |  | 0.12716 | 13.0358 | 0.01 | 100 | Heat_EZ_Sch_1 | Cool_EZ_Sch_1 | No | DHW_EZ_Sch_1 | 0 | 0 | 0 | No | No | No | No | No | 680.1243 | Misc_Elec_EZ_Sch_1 | 0
SITE_00559 | 4 | USA_WA_Moses.Lake-Grant.County.Intl.AP.727827_TMY3 | 0 | 1568 | 1.0312 | 8 | 1 | 4-12 (Low-Moderate Slope) | Overall Effective R-Value | 0 | 17.0103 | Ceiling Overall Effective R-Value (Assumes Uninsulated Roof) | 0 | 20.4956 | Yes | Foundation Type with Effective R-Values | 0 | Vented Crawlspace | 31.7764 | 0 | 0 | 0 | 2.0929 | Yes | 0.38 | 0.40524 | No | 0.16527 | 0.26264 | 0.00030611 | 0.048786 | 2.0414 | Single Speed ASHP (8.5 HSPF 15 SEER) | Manual | ton | 2.3667 | ton | 2.3667 | Electric | kW | 15 | 35 | -30 | 0 |  | 0.12716 | 15.8882 | 0.01 | 100 | Heat_EZ_Sch_1 | Cool_EZ_Sch_1 | No | DHW_EZ_Sch_1 | 0 | 0 | 0 | No | No | No | No | No | 483.7092 | Misc_Elec_EZ_Sch_1 | 0
SITE_00561 | 4 | USA_OR_Crater.Lake-Klamath.Rgnl.AP.725895_TMY3 | 0 | 1884 | 1.9818 | 8 | 1 | 4-12 (Low-Moderate Slope) | Overall Effective R-Value | 0 | 16.3106 | Ceiling Overall Effective R-Value (Assumes Uninsulated Roof) | 0 | 19.0891 | Yes | Foundation Type with Effective R-Values | 0 | Vented Crawlspace | 20.258 | 0 | 0 | 0 | 2.0929 | Yes | 0.51152 | 0.52786 | No | 0.036381 | 0.037761 | 0.096709 | 0.11409 | 4.3402 | Single Speed ASHP (8.5 HSPF 15 SEER) | Manual | ton | 2.7667 | ton | 2.7667 | Electric | kW | 15 | 35 | -30 | 0 |  | 0.091605 | 2.2404 | 0.01 | 1.424 | Heat_EZ_Sch_1 | Cool_EZ_Sch_1 | No | DHW_EZ_Sch_1 | 0 | 0 | 0 | No | No | No | No | No | 932.1338 | Misc_Elec_EZ_Sch_1 | 0
SITE_00563 | 4 | USA_OR_Crater.Lake-Klamath.Rgnl.AP.725895_TMY3 | 0 | 1416 | 0.95004 | 8 | 1 | 4-12 (Low-Moderate Slope) | Overall Effective R-Value | 0 | 12.4529 | Ceiling Overall Effective R-Value (Assumes Uninsulated Roof) | 0 | 11.6757 | Yes | Foundation Type with Effective R-Values | 0 | Vented Crawlspace | 13.683 | 0 | 0 | 0 | 2.0929 | Yes | 0.22 | 0.64818 | No | 0.35526 | 0.21501 | 0.00034965 | 0.10611 | 5.5113 | Resistance Wall Heat with No AC | Manual | kW | 15 |  |  | Electric | kW | 15 | 35 | -30 | 0 |  | 0.091605 | 0.52133 | 0.01 | 1.0427 | Heat_EZ_Sch_1 | Cool_EZ_Sch_1 | No | DHW_EZ_Sch_1 | 0 | 0 | 0 | No | No | No | No | No | 646.7243 | Misc_Elec_EZ_Sch_1 | 0
SITE_00565 | 4 | USA_OR_Crater.Lake-Klamath.Rgnl.AP.725895_TMY3 | 0 | 1390 | 0.97248 | 8 | 1 | 4-12 (Low-Moderate Slope) | Overall Effective R-Value | 0 | 11.6926 | Ceiling Overall Effective R-Value (Assumes Uninsulated Roof) | 0 | 22.0452 | Yes | Foundation Type with Effective R-Values | 0 | Vented Crawlspace | 18.1327 | 0 | 0 | 0 | 2.3977 | Yes | 0.52699 | 0.5413 | No | 0.22374 | 0.34254 | 0.00034476 | 0.027677 | 9.2281 | Electric Furnace with No CAC | Manual | kW | 15 |  |  | Electric | kW | 15 | 35 | -30 | 0 |  | 0.091605 | 0.52133 | 0.01 | 1.0427 | Heat_EZ_Sch_1 | Cool_EZ_Sch_1 | No | DHW_EZ_Sch_1 | 0 | 0 | 0 | No | No | No | No | No | 773.1853 | Misc_Elec_EZ_Sch_1 | 0
SITE_00567 | 4 | USA_OR_Crater.Lake-Klamath.Rgnl.AP.725895_TMY3 | 0 | 1485 | 1.125 | 8 | 1 | 4-12 (Low-Moderate Slope) | Overall Effective R-Value | 0 | 7.1939 | Ceiling Overall Effective R-Value (Assumes Uninsulated Roof) | 0 | 12.2706 | Yes | Foundation Type with Effective R-Values | 0 | Slab | 999 | 2.6329 | 2.6329 | 0 | 999 | Yes | 0.52699 | 0.54897 | No | 0.22924 | 0.15003 | 0.082775 | 0.12334 | 4.1308 | Electric Furnace with No CAC | Manual | kW | 15 |  |  | Electric | kW | 15 | 35 | -30 | 0 |  | 0.091605 | 0.52133 | 0.01 | 1.0427 | Heat_EZ_Sch_1 | Cool_EZ_Sch_1 | No | DHW_EZ_Sch_1 | 0 | 0 | 0 | No | No | No | No | No | 536.5639 | Misc_Elec_EZ_Sch_1 | 0
SITE_00569 | 4 | USA_NV_Winnemucca.Muni.AP.725830_TMY3 | 0 | 1311 | 1.0337 | 8 | 1 | 4-12 (Low-Moderate Slope) | Overall Effective R-Value | 0 | 16.3106 | Ceiling Overall Effective R-Value (Assumes Uninsulated Roof) | 0 | 12.632 | Yes | Foundation Type with Effective R-Values | 0 | Heated Basement | 4.7448 | 0 | 0 | 0 | 1.73 | Yes | 0.53117 | 0.59846 | No | 0.46721 | 0.061881 | 0.54911 | 0.54431 | 5.7942 | Electric Furnace with No CAC | Manual | kW | 20 |  |  | Electric | kW | 15 | 35 | -30 | 0 |  | 0.091605 | 0.39253 | 0.01 | 0.78506 | Heat_EZ_Sch_1 | Cool_EZ_Sch_1 | No | DHW_EZ_Sch_1 | 0 | 0 | 0 | No | No | No | No | No | 1408.4088 | Misc_Elec_EZ_Sch_1 | 0
SITE_00574 | 4 | USA_NV_Winnemucca.Muni.AP.725830_TMY3 | 0 | 1968 | 1.1251 | 8 | 1 | 4-12 (Low-Moderate Slope) | Overall Effective R-Value | 0 | 16.3106 | Ceiling Overall Effective R-Value (Assumes Uninsulated Roof) | 0 | 45.7413 | Yes | Foundation Type with Effective R-Values | 0 | Vented Crawlspace | 26.0716 | 0 | 0 | 0 | 2.0929 | Yes | 0.51152 | 0.52967 | No | 0.11521 | 0.18909 | 0.082648 | 0.048838 | 3.5135 | Single Speed ASHP (8.5 HSPF 15 SEER) | Manual | ton | 2.9333 | ton | 2.9333 | Electric | kW | 15 | 35 | -30 | 0 |  | 0.091605 | 1.4854 | 0.01 | 2.9708 | Heat_EZ_Sch_1 | Cool_EZ_Sch_1 | No | DHW_EZ_Sch_1 | 0 | 0 | 0 | No | No | No | No | No | 732.6846 | Misc_Elec_EZ_Sch_1 | 0
SITE_00577 | 4 | USA_OR_Crater.Lake-Klamath.Rgnl.AP.725895_TMY3 | 0 | 2414 | 0.63546 | 8 | 1 | 4-12 (Low-Moderate Slope) | Overall Effective R-Value | 0 | 17.5367 | Ceiling Overall Effective R-Value (Assumes Uninsulated Roof) | 0 | 48.3766 | Yes | Foundation Type with Effective R-Values | 0 | Heated Basement | 999 | 0 | 0 | 0 | 1.73 | Yes | 0.51152 | 0.52944 | No | 0.72888 | 0.15603 | 0.19551 | 0.52297 | 3.3316 | Nat. Gas Furnace with No CAC | Manual | kW | 20 |  |  | Electric | kW | 15 | 35 | -30 | 0 | 0.8 | 0.091605 | 5.6 | 0.01 | 11.2 | Heat_EZ_Sch_2 | Cool_EZ_Sch_1 | No | DHW_EZ_Sch_1 | 0 | 0 | 0 | No | No | No | No | No | 951.5964 | Misc_Elec_EZ_Sch_1 | 0
SITE_00579 | 4 | USA_OR_Crater.Lake-Klamath.Rgnl.AP.725895_TMY3 | 0 | 672 | 3.3689 | 8 | 1 | 4-12 (Low-Moderate Slope) | Overall Effective R-Value | 0 | 20.8764 | Ceiling Overall Effective R-Value (Assumes Uninsulated Roof) | 0 | 56.8655 | Yes | Foundation Type with Effective R-Values | 0 | Slab | 28.2988 | 2.6329 | 2.6329 | 0 | 999 | Yes | 0.51152 | 0.58756 | No | 0.047284 | 0.012176 | 0.23755 | 0.2192 | 2.4818 | Single Speed ASHP (8.5 HSPF 15 SEER) | Manual | ton | 4 | ton | 4 | Electric | kW | 15 | 35 | -30 | 0 |  | 0.091605 | 2.848 | 0.01 | 5.696 | Heat_EZ_Sch_1 | Cool_EZ_Sch_1 | No | DHW_EZ_Sch_1 | 0 | 0 | 0 | No | No | No | No | No | 980.2108 | Misc_Elec_EZ_Sch_1 | 0
SITE_00580 | 4 | USA_ID_Mountain.Home.AFB.726815_TMY3 | 0 | 440 | 0.975 | 8 | 1 | 4-12 (Low-Moderate Slope) | Overall Effective R-Value | 0 | 11.3052 | Ceiling Overall Effective R-Value (Assumes Uninsulated Roof) | 0 | 26.6668 | Yes | Foundation Type with Effective R-Values | 0 | Vented Crawlspace | 4.707 | 0 | 0 | 0 | 2.0929 | Yes | 1.0957 | 0.54897 | No | 0.19253 | 0.00061119 | 0.11524 | 0.00061119 | 16.471 | Resistance Wall Heat with No AC | Manual | kW | 10 |  |  | Electric | kW | 15 | 35 | -30 | 0 |  | 0.091605 | 0.52133 | 0.01 | 1.0427 | Heat_EZ_Sch_1 | Cool_EZ_Sch_1 | No | DHW_EZ_Sch_1 | 0 | 0 | 0 | No | No | No | No | No | 346.9926 | Misc_Elec_EZ_Sch_1 | 0
SITE_00581 | 4 | USA_OR_Crater.Lake-Klamath.Rgnl.AP.725895_TMY3 | 0 | 576 | 1.9125 | 8 | 1 | 4-12 (Low-Moderate Slope) | Overall Effective R-Value | 0 | 11.6926 | Ceiling Overall Effective R-Value (Assumes Uninsulated Roof) | 0 | 45.7413 | Yes | Foundation Type with Effective R-Values | 0 | Vented Crawlspace | 18.1327 | 0 | 0 | 0 | 2.3977 | Yes | 0.52699 | 0.65933 | No | 0.07105 | 0.11583 | 0.00027232 | 0.12391 | 6.9948 | Resistance Wall Heat with No AC | Manual | kW | 15 |  |  | Electric | kW | 15 | 35 | -30 | 0 |  | 0.091605 | 0.52133 | 0.01 | 1.0427 | Heat_EZ_Sch_1 | Cool_EZ_Sch_1 | No | DHW_EZ_Sch_1 | 0 | 0 | 0 | No | No | No | No | No | 491.1023 | Misc_Elec_EZ_Sch_1 | 0
SITE_00582 | 4 | USA_WA_Pullman-Moscow.Rgnl.AP.727857_TMY3 | 0 | 1908 | 0.95624 | 8 | 1 | 4-12 (Low-Moderate Slope) | Overall Effective R-Value | 0 | 17.5367 | Ceiling Overall Effective R-Value (Assumes Uninsulated Roof) | 0 | 40.1761 | Yes | Foundation Type with Effective R-Values | 0 | Vented Crawlspace | 15.2272 | 0 | 0 | 0 | 2.0929 | Yes | 0.7523 | 0.76024 | No | 0.00029926 | 0.10969 | 0.2099 | 0.13538 | 7.0005 | Single Speed ASHP (8.5 HSPF 15 SEER) | Manual | ton | 2.3167 | ton | 2.3167 | Electric | kW | 15 | 35 | -30 | 0 |  | 0.091605 | 4.4045 | 0.01 | 8.809 | Heat_EZ_Sch_1 | Cool_EZ_Sch_1 | No | DHW_EZ_Sch_1 | 0 | 0 | 0 | No | No | No | No | No | 840.0562 | Misc_Elec_EZ_Sch_1 | 0
SITE_00583 | 4 | USA_OR_Crater.Lake-Klamath.Rgnl.AP.725895_TMY3 | 0 | 1420 | 0.93046 | 8 | 1 | 4-12 (Low-Moderate Slope) | Overall Effective R-Value | 0 | 7.2489 | Ceiling Overall Effective R-Value (Assumes Uninsulated Roof) | 0 | 12.632 | Yes | Foundation Type with Effective R-Values | 0 | Vented Crawlspace | 4.707 | 0 | 0 | 0 | 2.0929 | Yes | 0.92645 | 0.63124 | No | 0.1835 | 0.13636 | 0.099426 | 0.15597 | 8.0019 | Nat. Gas Furnace with No CAC | Manual | kW | 20 |  |  | Electric | kW | 15 | 35 | -30 | 0 | 0.75 | 0.091605 | 0.52133 | 0.01 | 1.0427 | Heat_EZ_Sch_2 | Cool_EZ_Sch_1 | No | DHW_EZ_Sch_1 | 0 | 0 | 0 | No | No | No | No | No | 642.0295 | Misc_Elec_EZ_Sch_1 | 0
SITE_00585 | 4 | USA_MT_Cut.Bank.Intl.AP.727690_TMY3 | 0 | 1200 | 1.6599 | 8 | 1 | 4-12 (Low-Moderate Slope) | Overall Effective R-Value | 0 | 22.2203 | Ceiling Overall Effective R-Value (Assumes Uninsulated Roof) | 0 | 22.9715 | Yes | Foundation Type with Effective R-Values | 0 | Vented Crawlspace | 20.258 | 0 | 0 | 0 | 8.5017 | Yes | 0.51152 | 0.52211 | No | 0.024842 | 0.13123 | 0.032642 | 0.18519 | 6.2317 | Resistance Wall Heat with No AC | Manual | kW | 15 |  |  | Electric | kW | 15 | 35 | -30 | 0 |  | 0.091605 | 0.52133 | 0.01 | 1.0427 | Heat_EZ_Sch_1 | Cool_EZ_Sch_1 | No | DHW_EZ_Sch_1 | 0 | 0 | 0 | No | No | No | No | No | 567.9418 | Misc_Elec_EZ_Sch_1 | 0
SITE_00587 | 4 | USA_OR_Crater.Lake-Klamath.Rgnl.AP.725895_TMY3 | 0 | 1976 | 1.6015 | 8 | 1 | 4-12 (Low-Moderate Slope) | Overall Effective R-Value | 0 | 16.1206 | Ceiling Overall Effective R-Value (Assumes Uninsulated Roof) | 0 | 28.1561 | Yes | Foundation Type with Effective R-Values | 0 | Vented Crawlspace | 20.258 | 0 | 0 | 0 | 9.525 | Yes | 0.51736 | 0.5293 | No | 0.20003 | 0.15787 | 0.058554 | 0.057689 | 3.8083 | Single Speed ASHP (8.5 HSPF 15 SEER) | Manual | ton | 4 | ton | 4 | Electric | kW | 15 | 35 | -30 | 0 |  | 0.091605 | 2.2404 | 0.01 | 1.424 | Heat_EZ_Sch_1 | Cool_EZ_Sch_1 | No | DHW_EZ_Sch_1 | 0 | 0 | 0 | No | No | No | No | No | 729.4309 | Misc_Elec_EZ_Sch_1 | 0
SITE_00588 | 4 | USA_WA_Stampede.Pass.727815_TMY3 | 0 | 1840 | 0.92663 | 8 | 1 | 4-12 (Low-Moderate Slope) | Overall Effective R-Value | 0 | 11.3052 | Ceiling Overall Effective R-Value (Assumes Uninsulated Roof) | 0 | 11.2891 | Yes | Foundation Type with Effective R-Values | 0 | Vented Crawlspace | 20.258 | 0 | 0 | 0 | 2.0929 | Yes | 0.75 | 0.7528 | No | 0.10627 | 0.00031448 | 0.23082 | 0.37642 | 3.8938 | Electric Furnace with No CAC | Manual | kW | 20 |  |  | Electric | kW | 15 | 35 | -30 | 0 |  | 0.12716 | 10.129 | 0.01 | 100 | Heat_EZ_Sch_1 | Cool_EZ_Sch_1 | No | DHW_EZ_Sch_1 | 0 | 0 | 0 | No | No | No | No | No | 631.9792 | Misc_Elec_EZ_Sch_1 | 0
SITE_00589 | 4 | USA_MT_Cut.Bank.Intl.AP.727690_TMY3 | 0 | 1152 | 1.0977 | 8 | 1 | 4-12 (Low-Moderate Slope) | Overall Effective R-Value | 0 | 16.3106 | Ceiling Overall Effective R-Value (Assumes Uninsulated Roof) | 0 | 6.5752 | Yes | Foundation Type with Effective R-Values | 0 | Vented Crawlspace | 26.0716 | 0 | 0 | 0 | 2.0929 | Yes | 0.51152 | 0.53341 | No | 0.0054149 | 0.053124 | 0.061885 | 0.32303 | 2.3445 | Single Speed ASHP (8.5 HSPF 15 SEER) | Manual | ton | 2.95 | ton | 2.95 | Electric | kW | 15 | 35 | -30 | 0 |  | 0.091605 | 1.7834 | 0.01 | 3.5669 | Heat_EZ_Sch_1 | Cool_EZ_Sch_1 | No | DHW_EZ_Sch_1 | 0 | 0 | 0 | No | No | No | No | No | 603.7652 | Misc_Elec_EZ_Sch_1 | 0
SITE_00593 | 4 | USA_OR_Crater.Lake-Klamath.Rgnl.AP.725895_TMY3 | 0 | 1560 | 1.0625 | 8 | 1 | 4-12 (Low-Moderate Slope) | Overall Effective R-Value | 0 | 14.0709 | Ceiling Overall Effective R-Value (Assumes Uninsulated Roof) | 0 | 11.2891 | Yes | Foundation Type with Effective R-Values | 0 | Vented Crawlspace | 11.3712 | 0 | 0 | 0 | 2.0929 | Yes | 0.73741 | 0.7528 | No | 0.15877 | 0.058016 | 0.28836 | 0.12857 | 7.5294 | Single Speed ASHP (8.5 HSPF 15 SEER) | Manual | ton | 2.7833 | ton | 2.7833 | Electric | kW | 15 | 35 | -30 | 0 |  | 0.17053 | 5.6856 | 0.01 | 100 | Heat_EZ_Sch_1 | Cool_EZ_Sch_1 | No | DHW_EZ_Sch_1 | 0 | 0 | 0 | No | No | No | No | No | 627.8659 | Misc_Elec_EZ_Sch_1 | 0
SITE_00594 | 4 | USA_OR_Crater.Lake-Klamath.Rgnl.AP.725895_TMY3 | 0 | 1572 | 1.0217 | 8 | 1 | 4-12 (Low-Moderate Slope) | Overall Effective R-Value | 0 | 11.6335 | Ceiling Overall Effective R-Value (Assumes Uninsulated Roof) | 0 | 17.2578 | Yes | Foundation Type with Effective R-Values | 0 | Vented Crawlspace | 18.1327 | 0 | 0 | 0 | 2.1708 | Yes | 0.52699 | 0.54476 | No | 0.2604 | 0.22034 | 0.2656 | 0.21515 | 7.141 | Single Speed ASHP (8.5 HSPF 15 SEER) | Manual | ton | 3.1667 | ton | 3.1667 | Electric | kW | 15 | 35 | -30 | 0 |  | 0.091605 | 0.52133 | 0.01 | 1.0427 | Heat_EZ_Sch_1 | Cool_EZ_Sch_1 | No | DHW_EZ_Sch_1 | 0 | 0 | 0 | No | No | No | No | No | 686.4616 | Misc_Elec_EZ_Sch_1 | 0
SITE_00595 | 4 | USA_WA_Walla.Walla.Rgnl.AP.727846_TMY3 | 0 | 1948 | 1.0755 | 8 | 1 | 4-12 (Low-Moderate Slope) | Overall Effective R-Value | 0 | 13.4517 | Ceiling Overall Effective R-Value (Assumes Uninsulated Roof) | 0 | 39.8831 | Yes | Foundation Type with Effective R-Values | 0 | Vented Crawlspace | 31.7764 | 0 | 0 | 0 | 2.0929 | Yes | 0.38 | 0.40524 | No | 0.2225 | 0.27386 | 0.00026333 | 0.14776 | 1.6883 | Electric Furnace with No CAC | Manual | kW | 15 |  |  | Electric | kW | 15 | 35 | -30 | 0 |  | 0.12716 | 15.8882 | 0.01 | 100 | Heat_EZ_Sch_1 | Cool_EZ_Sch_1 | No | DHW_EZ_Sch_1 | 0 | 0 | 0 | No | No | No | No | No | 588.3501 | Misc_Elec_EZ_Sch_1 | 0
SITE_00597 | 4 | USA_OR_Crater.Lake-Klamath.Rgnl.AP.725895_TMY3 | 0 | 1916 | 1.004 | 8 | 1 | 4-12 (Low-Moderate Slope) | Overall Effective R-Value | 0 | 15.7091 | Ceiling Overall Effective R-Value (Assumes Uninsulated Roof) | 0 | 16.6554 | Yes | Foundation Type with Effective R-Values | 0 | Vented Crawlspace | 4.707 | 0 | 0 | 0 | 7.9953 | Yes | 0.52699 | 0.53205 | No | 0.25882 | 0.25029 | 0.091014 | 0.014221 | 4.8901 | Nat. Gas Furnace with No CAC | Manual | kW | 20 |  |  | Electric | kW | 15 | 35 | -30 | 0 | 0.9 | 0.091605 | 1.3861 | 0.01 | 2.7723 | Heat_EZ_Sch_2 | Cool_EZ_Sch_1 | No | DHW_EZ_Sch_1 | 0 | 0 | 0 | No | No | No | No | No | 1109.1782 | Misc_Elec_EZ_Sch_1 | 0
SITE_00598 | 4 | USA_WA_Pullman-Moscow.Rgnl.AP.727857_TMY3 | 0 | 1740 | 1.0446 | 8 | 1 | 4-12 (Low-Moderate Slope) | Overall Effective R-Value | 0 | 16.3106 | Ceiling Overall Effective R-Value (Assumes Uninsulated Roof) | 0 | 7.063 | Yes | Foundation Type with Effective R-Values | 0 | Vented Crawlspace | 20.9771 | 0 | 0 | 0 | 2.0929 | Yes | 0.51152 | 0.54923 | No | 0.00028687 | 0.064605 | 0.23183 | 0.24137 | 2.773 | Resistance Wall Heat with No AC | Manual | kW | 15 |  |  | Electric | kW | 15 | 35 | -30 | 0 |  | 0.091605 | 0.52133 | 0.01 | 1.0427 | Heat_EZ_Sch_1 | Cool_EZ_Sch_1 | No | DHW_EZ_Sch_1 | 0 | 0 | 0 | No | No | No | No | No | 712.6653 | Misc_Elec_EZ_Sch_1 | 0
SITE_00599 | 4 | USA_OR_Lakeview-Lake.County.AP.725976_TMY3 | 0 | 840 | 0.89717 | 8 | 1 | 4-12 (Low-Moderate Slope) | Overall Effective R-Value | 0 | 9.469 | Ceiling Overall Effective R-Value (Assumes Uninsulated Roof) | 0 | 8.0481 | Yes | Foundation Type with Effective R-Values | 0 | Vented Crawlspace | 9.3223 | 0 | 0 | 0 | 2.0929 | Yes | 0.65862 | 0.59365 | No | 0.1761 | 0.15987 | 0.19539 | 0.0056418 | 14.283 | Nat. Gas Furnace with No CAC | Manual | kW | 15 |  |  | Electric | kW | 15 | 35 | -30 | 0 | 0.8036 | 0.17053 | 4.6611 | 0.01 | 100 | Heat_EZ_Sch_2 | Cool_EZ_Sch_1 | No | DHW_EZ_Sch_1 | 0 | 0 | 0 | No | No | No | No | No | 405.9712 | Misc_Elec_EZ_Sch_1 | 0
SITE_00600 | 4 | USA_WA_Pullman-Moscow.Rgnl.AP.727857_TMY3 | 0 | 1448 | 1.1377 | 8 | 1 | 4-12 (Low-Moderate Slope) | Overall Effective R-Value | 0 | 17.5367 | Ceiling Overall Effective R-Value (Assumes Uninsulated Roof) | 0 | 56.8655 | Yes | Foundation Type with Effective R-Values | 0 | Vented Crawlspace | 30.1548 | 0 | 0 | 0 | 2.0929 | Yes | 0.32326 | 0.52211 | No | 0.067452 | 0.00028874 | 0.07467 | 0.25912 | 4.4009 | Nat. Gas Furnace with No CAC | Manual | kW | 15 |  |  | Electric | kW | 15 | 35 | -30 | 0 | 0.925 | 0.091605 | 4 | 0.01 | 8 | Heat_EZ_Sch_2 | Cool_EZ_Sch_1 | No | DHW_EZ_Sch_1 | 0 | 0 | 0 | No | No | No | No | No | 453.8956 | Misc_Elec_EZ_Sch_1 | 0
SITE_00602 | 4 | USA_WA_Pullman-Moscow.Rgnl.AP.727857_TMY3 | 0 | 1392 | 0.9525 | 8 | 1 | 4-12 (Low-Moderate Slope) | Overall Effective R-Value | 0 | 9.3078 | Ceiling Overall Effective R-Value (Assumes Uninsulated Roof) | 0 | 45.7413 | Yes | Foundation Type with Effective R-Values | 0 | Vented Crawlspace | 18.1327 | 0 | 0 | 0 | 2.3977 | Yes | 0.52699 | 0.52211 | No | 0.00035174 | 0.00035174 | 0.27314 | 0.1192 | 7.8493 | Resistance Wall Heat with No AC | Manual | kW | 15 |  |  | Electric | kW | 15 | 35 | -30 | 0 |  | 0.091605 | 0.52133 | 0.01 | 1.0427 | Heat_EZ_Sch_1 | Cool_EZ_Sch_1 | No | DHW_EZ_Sch_1 | 0 | 0 | 0 | No | No | No | No | No | 544.0164 | Misc_Elec_EZ_Sch_1 | 0
SITE_00604 | 4 | USA_OR_Crater.Lake-Klamath.Rgnl.AP.725895_TMY3 | 0 | 2081 | 1.2812 | 8 | 1 | 4-12 (Low-Moderate Slope) | Overall Effective R-Value | 0 | 16.3106 | Ceiling Overall Effective R-Value (Assumes Uninsulated Roof) | 0 | 22.303 | Yes | Foundation Type with Effective R-Values | 0 | Vented Crawlspace | 33.0254 | 2.6329 | 2.6329 | 0 | 2.0929 | Yes | 0.51705 | 0.52675 | No | 0.63983 | 0.34519 | 0.16958 | 0.22425 | 13.4946 | Nat. Gas Furnace with No CAC | Manual | kW | 25 |  |  | Electric | kW | 15 | 35 | -30 | 0 | 0.85766 | 0.091605 | 0.52133 | 0.01 | 1.0427 | Heat_EZ_Sch_2 | Cool_EZ_Sch_1 | No | DHW_EZ_Sch_1 | 0 | 0 | 0 | No | No | No | No | No | 718.6271 | Misc_Elec_EZ_Sch_1 | 0
SITE_00605 | 4 | USA_WA_Pullman-Moscow.Rgnl.AP.727857_TMY3 | 0 | 1704 | 1.0471 | 8 | 1 | 4-12 (Low-Moderate Slope) | Overall Effective R-Value | 0 | 16.3106 | Ceiling Overall Effective R-Value (Assumes Uninsulated Roof) | 0 | 29.2112 | Yes | Foundation Type with Effective R-Values | 0 | Vented Crawlspace | 24.9699 | 0 | 0 | 0 | 2.0929 | Yes | 0.52618 | 0.52488 | No | 0.1276 | 0.24917 | 0.20722 | 0.16955 | 4.9329 | Resistance Wall Heat with No AC | Manual | kW | 15 |  |  | Electric | kW | 15 | 35 | -30 | 0 |  | 0.091605 | 0.52133 | 0.01 | 1.0427 | Heat_EZ_Sch_1 | Cool_EZ_Sch_1 | No | DHW_EZ_Sch_1 | 0 | 0 | 0 | No | No | No | No | No | 509.0747 | Misc_Elec_EZ_Sch_1 | 0
SITE_00606 | 4 | USA_WA_Pullman-Moscow.Rgnl.AP.727857_TMY3 | 0 | 1512 | 0.94998 | 8 | 1 | 4-12 (Low-Moderate Slope) | Overall Effective R-Value | 0 | 16.2112 | Ceiling Overall Effective R-Value (Assumes Uninsulated Roof) | 0 | 40.1761 | Yes | Foundation Type with Effective R-Values | 0 | Vented Crawlspace | 27.4696 | 0 | 0 | 0 | 2.3972 | Yes | 0.51152 | 0.54593 | No | 0.00033839 | 0.074023 | 0.27365 | 0.26551 | 4.8732 | Resistance Wall Heat with No AC | Manual | kW | 15 |  |  | Electric | kW | 15 | 35 | -30 | 0 |  | 0.091605 | 0.52133 | 0.01 | 1.0427 | Heat_EZ_Sch_1 | Cool_EZ_Sch_1 | No | DHW_EZ_Sch_1 | 0 | 0 | 0 | No | No | No | No | No | 705.1781 | Misc_Elec_EZ_Sch_1 | 0
SITE_00608 | 4 | USA_OR_Crater.Lake-Klamath.Rgnl.AP.725895_TMY3 | 0 | 1695 | 1.5296 | 8 | 1 | 4-12 (Low-Moderate Slope) | Overall Effective R-Value | 0 | 16.1266 | Ceiling Overall Effective R-Value (Assumes Uninsulated Roof) | 0 | 34.4928 | Yes | Foundation Type with Effective R-Values | 0 | Vented Crawlspace | 26.0716 | 0 | 0 | 0 | 2.0929 | Yes | 0.51912 | 0.60449 | No | 0.24493 | 0.094876 | 0.18648 | 0.15334 | 3.8846 | Nat. Gas Furnace with No CAC | Manual | kW | 15 |  |  | Electric | kW | 15 | 35 | -30 | 0 | 0.95 | 0.091605 | 2.2404 | 0.01 | 1.424 | Heat_EZ_Sch_2 | Cool_EZ_Sch_1 | No | DHW_EZ_Sch_1 | 0 | 0 | 0 | No | No | No | No | No | 632.8622 | Misc_Elec_EZ_Sch_1 | 0
SITE_00609 | 4 | USA_WA_Pullman-Moscow.Rgnl.AP.727857_TMY3 | 0 | 2108 | 0.95873 | 8 | 1 | 4-12 (Low-Moderate Slope) | Overall Effective R-Value | 0 | 16.3106 | Ceiling Overall Effective R-Value (Assumes Uninsulated Roof) | 0 | 52.2143 | Yes | Foundation Type with Effective R-Values | 0 | Vented Crawlspace | 26.0716 | 0 | 0 | 0 | 7.5524 | Yes | 0.81429 | 0.60684 | No | 0.18192 | 0.15901 | 0.098627 | 0.31741 | 6.8713 | Single Speed ASHP (8.5 HSPF 15 SEER) | Manual | ton | 2.8667 | ton | 2.8667 | Electric | kW | 15 | 35 | -30 | 0 |  | 0.091605 | 2.3333 | 0.01 | 4.6667 | Heat_EZ_Sch_1 | Cool_EZ_Sch_1 | No | DHW_EZ_Sch_1 | 0 | 0 | 0 | No | No | No | No | No | 920.6574 | Misc_Elec_EZ_Sch_1 | 0
SITE_00610 | 4 | USA_OR_Crater.Lake-Klamath.Rgnl.AP.725895_TMY3 | 0 | 1344 | 0.96289 | 8 | 1 | 4-12 (Low-Moderate Slope) | Overall Effective R-Value | 0 | 4.4611 | Ceiling Overall Effective R-Value (Assumes Uninsulated Roof) | 0 | 8.1024 | Yes | Foundation Type with Effective R-Values | 0 | Vented Crawlspace | 18.1327 | 0 | 0 | 0 | 2.1708 | Yes | 0.5447 | 0.52645 | No | 0.031673 | 0.12885 | 0.15443 | 0.13269 | 7.8231 | Single Speed ASHP (8.5 HSPF 15 SEER) | Manual | ton | 2.5 | ton | 2.5 | Electric | kW | 15 | 35 | -30 | 0 |  | 0.091605 | 2.2404 | 0.01 | 1.424 | Heat_EZ_Sch_1 | Cool_EZ_Sch_1 | No | DHW_EZ_Sch_1 | 0 | 0 | 0 | No | No | No | No | No | 631.5572 | Misc_Elec_EZ_Sch_1 | 0
SITE_00612 | 4 | USA_WA_Pullman-Moscow.Rgnl.AP.727857_TMY3 | 0 | 1728 | 0.95001 | 8 | 1 | 4-12 (Low-Moderate Slope) | Overall Effective R-Value | 0 | 9.7221 | Ceiling Overall Effective R-Value (Assumes Uninsulated Roof) | 0 | 22.0452 | Yes | Foundation Type with Effective R-Values | 0 | Vented Crawlspace | 17.9869 | 0 | 0 | 0 | 2.0929 | Yes | 0.52699 | 0.53726 | No | 0.22702 | 0.2763 | 0.00031652 | 0.00031652 | 7.5473 | Resistance Wall Heat with No AC | Manual | kW | 15 |  |  | Electric | kW | 15 | 35 | -30 | 0 |  | 0.091605 | 0.52133 | 0.01 | 1.0427 | Heat_EZ_Sch_1 | Cool_EZ_Sch_1 | No | DHW_EZ_Sch_1 | 0 | 0 | 0 | No | No | No | No | No | 655.4002 | Misc_Elec_EZ_Sch_1 | 0
SITE_00613 | 4 | USA_OR_Crater.Lake-Klamath.Rgnl.AP.725895_TMY3 | 0 | 1165 | 1.9232 | 8 | 1 | 4-12 (Low-Moderate Slope) | Overall Effective R-Value | 0 | 15.1623 | Ceiling Overall Effective R-Value (Assumes Uninsulated Roof) | 0 | 27.2233 | Yes | Foundation Type with Effective R-Values | 0 | Vented Crawlspace | 4.707 | 2.6329 | 2.6329 | 0 | 7.4585 | Yes | 0.51905 | 0.55633 | No | 0.35037 | 0.14007 | 0.056361 | 0.062497 | 2.74 | Nat. Gas Furnace with No CAC | Manual | kW | 15 |  |  | Electric | kW | 15 | 35 | -30 | 0 | 0.85766 | 0.091605 | 1.6279 | 0.01 | 3.2558 | Heat_EZ_Sch_2 | Cool_EZ_Sch_1 | No | DHW_EZ_Sch_1 | 0 | 0 | 0 | No | No | No | No | No | 1166.5908 | Misc_Elec_EZ_Sch_1 | 0
SITE_00614 | 4 | USA_WA_Moses.Lake-Grant.County.Intl.AP.727827_TMY3 | 0 | 1561 | 0.98158 | 8 | 1 | 4-12 (Low-Moderate Slope) | Overall Effective R-Value | 0 | 11.41 | Ceiling Overall Effective R-Value (Assumes Uninsulated Roof) | 0 | 22.0452 | Yes | Foundation Type with Effective R-Values | 0 | Vented Crawlspace | 18.1327 | 0 | 0 | 0 | 2.3977 | Yes | 0.54105 | 0.5627 | No | 0.00032232 | 0.052511 | 0.19514 | 0.30459 | 7.4429 | Nat. Gas Furnace with No CAC | Manual | kW | 15 |  |  | Electric | kW | 15 | 35 | -30 | 0 | 0.85766 | 0.091605 | 0.52133 | 0.01 | 1.0427 | Heat_EZ_Sch_2 | Cool_EZ_Sch_1 | No | DHW_EZ_Sch_1 | 0 | 0 | 0 | No | No | No | No | No | 700.2999 | Misc_Elec_EZ_Sch_1 | 0
SITE_00617 | 4 | USA_OR_Redmond.Muni.AP-Roberts.Field.726920_TMY3 | 0 | 1290 | 1.1552 | 8 | 1 | 4-12 (Low-Moderate Slope) | Overall Effective R-Value | 0 | 14.8449 | Ceiling Overall Effective R-Value (Assumes Uninsulated Roof) | 0 | 11.6638 | Yes | Foundation Type with Effective R-Values | 0 | Vented Crawlspace | 16.199 | 0 | 0 | 0 | 2.0929 | Yes | 0.72696 | 0.54534 | No | 0.042198 | 0.040315 | 0.15417 | 0.18536 | 12.5818 | Resistance Wall Heat with No AC | Manual | kW | 15 |  |  | Electric | kW | 15 | 35 | -30 | 0 |  | 0.091605 | 0.52133 | 0.01 | 1.0427 | Heat_EZ_Sch_1 | Cool_EZ_Sch_1 | No | DHW_EZ_Sch_1 | 0 | 0 | 0 | No | No | No | No | No | 827.3546 | Misc_Elec_EZ_Sch_1 | 0
SITE_00618 | 4 | USA_WA_Pullman-Moscow.Rgnl.AP.727857_TMY3 | 0 | 1710 | 1.0895 | 8 | 1 | 4-12 (Low-Moderate Slope) | Overall Effective R-Value | 0 | 11.8139 | Ceiling Overall Effective R-Value (Assumes Uninsulated Roof) | 0 | 24.0342 | Yes | Foundation Type with Effective R-Values | 0 | Vented Crawlspace | 21.6577 | 0 | 0 | 0 | 2.1983 | Yes | 0.48392 | 0.49917 | No | 0.25312 | 0.12815 | 0.15925 | 0.056281 | 3.3799 | Single Speed ASHP (8.5 HSPF 15 SEER) | Manual | ton | 2.1833 | ton | 2.1833 | Electric | kW | 15 | 35 | -30 | 0 |  | 0.12716 | 10.8288 | 0.01 | 100 | Heat_EZ_Sch_1 | Cool_EZ_Sch_1 | No | DHW_EZ_Sch_1 | 0 | 0 | 0 | No | No | No | No | No | 656.6318 | Misc_Elec_EZ_Sch_1 | 0
SITE_00621 | 4 | USA_OR_Crater.Lake-Klamath.Rgnl.AP.725895_TMY3 | 0 | 1958 | 1.1581 | 8 | 1 | 4-12 (Low-Moderate Slope) | Overall Effective R-Value | 0 | 11.7016 | Ceiling Overall Effective R-Value (Assumes Uninsulated Roof) | 0 | 20.3455 | Yes | Foundation Type with Effective R-Values | 0 | Vented Crawlspace | 15.2272 | 2.6329 | 2.6329 | 0 | 2.0929 | Yes | 0.61555 | 0.54493 | No | 0.098177 | 0.1057 | 0.2887 | 0.34982 | 4.274 | Single Speed ASHP (8.5 HSPF 15 SEER) | Manual | ton | 3.3333 | ton | 3.3333 | Electric | kW | 15 | 35 | -30 | 0 |  | 0.091605 | 2.2404 | 0.01 | 1.424 | Heat_EZ_Sch_1 | Cool_EZ_Sch_1 | No | DHW_EZ_Sch_1 | 0 | 0 | 0 | No | No | No | No | No | 493.377 | Misc_Elec_EZ_Sch_1 | 0
SITE_00622 | 4 | USA_OR_Crater.Lake-Klamath.Rgnl.AP.725895_TMY3 | 0 | 2553 | 1.4355 | 8 | 1 | 4-12 (Low-Moderate Slope) | Overall Effective R-Value | 0 | 17.5367 | Ceiling Overall Effective R-Value (Assumes Uninsulated Roof) | 0 | 15.6671 | Yes | Foundation Type with Effective R-Values | 0 | Vented Crawlspace | 38.7698 | 0 | 0 | 0 | 2.0929 | Yes | 0.51152 | 0.53127 | No | 0.29333 | 0.30009 | 0.13666 | 0.45677 | 4.7339 | Nat. Gas Furnace with No CAC | Manual | kW | 25 |  |  | Electric | kW | 15 | 35 | -30 | 0 | 0.9318 | 0.091605 | 4.0976 | 0.01 | 8.1951 | Heat_EZ_Sch_2 | Cool_EZ_Sch_1 | No | DHW_EZ_Sch_1 | 0 | 0 | 0 | No | No | No | No | No | 1304.7099 | Misc_Elec_EZ_Sch_1 | 0
SITE_00623 | 4 | USA_OR_Lakeview-Lake.County.AP.725976_TMY3 | 0 | 1412 | 1.037 | 8 | 1 | 4-12 (Low-Moderate Slope) | Overall Effective R-Value | 0 | 16.3106 | Ceiling Overall Effective R-Value (Assumes Uninsulated Roof) | 0 | 11.2891 | Yes | Foundation Type with Effective R-Values | 0 | Vented Crawlspace | 13.2486 | 0 | 0 | 0 | 2.0929 | Yes | 0.74499 | 0.7528 | No | 0.23948 | 0.18261 | 0.20308 | 0.074749 | 3.7901 | Electric Furnace with No CAC | Manual | kW | 15 |  |  | Electric | kW | 15 | 35 | -30 | 0 |  | 0.12716 | 6.6243 | 0.01 | 100 | Heat_EZ_Sch_1 | Cool_EZ_Sch_1 | No | DHW_EZ_Sch_1 | 0 | 0 | 0 | No | No | No | No | No | 628.9917 | Misc_Elec_EZ_Sch_1 | 0
SITE_00624 | 4 | USA_WA_Walla.Walla.Rgnl.AP.727846_TMY3 | 0 | 1628 | 0.99493 | 8 | 1 | 4-12 (Low-Moderate Slope) | Overall Effective R-Value | 0 | 11.6926 | Ceiling Overall Effective R-Value (Assumes Uninsulated Roof) | 0 | 12.3184 | Yes | Foundation Type with Effective R-Values | 0 | Vented Crawlspace | 4.7448 | 0 | 0 | 0 | 2.0929 | Yes | 0.52699 | 0.5413 | No | 0.04459 | 0.091257 | 0.11617 | 0.18134 | 9.0409 | Resistance Wall Heat with No AC | Manual | kW | 15 |  |  | Electric | kW | 15 | 35 | -30 | 0 |  | 0.091605 | 0.52133 | 0.01 | 1.0427 | Heat_EZ_Sch_1 | Cool_EZ_Sch_1 | No | DHW_EZ_Sch_1 | 0 | 0 | 0 | No | No | No | No | No | 697.3005 | Misc_Elec_EZ_Sch_1 | 0
SITE_00625 | 4 | USA_WA_Yakima.Air.Terminal-McAllister.Field.727810_TMY3 | 0 | 1280 | 0.99062 | 8 | 1 | 4-12 (Low-Moderate Slope) | Overall Effective R-Value | 0 | 12.6442 | Ceiling Overall Effective R-Value (Assumes Uninsulated Roof) | 0 | 8.0481 | Yes | Foundation Type with Effective R-Values | 0 | Vented Crawlspace | 13.0609 | 0 | 0 | 0 | 2.0929 | Yes | 0.55 | 0.56493 | No | 0.21113 | 0.14887 | 0.038306 | 0.033947 | 10.1781 | Nat. Gas Furnace with No CAC | Manual | kW | 15 |  |  | Electric | kW | 15 | 35 | -30 | 0 | 0.9333 | 0.17053 | 6.5304 | 0.01 | 100 | Heat_EZ_Sch_2 | Cool_EZ_Sch_1 | No | DHW_EZ_Sch_1 | 0 | 0 | 0 | No | No | No | No | No | 598.4984 | Misc_Elec_EZ_Sch_1 | 0
SITE_00626 | 4 | USA_OR_Crater.Lake-Klamath.Rgnl.AP.725895_TMY3 | 0 | 900 | 1 | 8 | 1 | 4-12 (Low-Moderate Slope) | Overall Effective R-Value | 0 | 11.6926 | Ceiling Overall Effective R-Value (Assumes Uninsulated Roof) | 0 | 29.0321 | Yes | Foundation Type with Effective R-Values | 0 | Vented Crawlspace | 4.7448 | 0 | 0 | 0 | 2.0929 | Yes | 0.79746 | 0.56355 | No | 0.15764 | 0.052083 | 0.10208 | 0.14514 | 8.3381 | Resistance Wall Heat with No AC | Manual | kW | 15 |  |  | Electric | kW | 15 | 35 | -30 | 0 |  | 0.091605 | 0.52133 | 0.01 | 1.0427 | Heat_EZ_Sch_1 | Cool_EZ_Sch_1 | No | DHW_EZ_Sch_1 | 0 | 0 | 0 | No | No | No | No | No | 700.6434 | Misc_Elec_EZ_Sch_1 | 0
SITE_00627 | 4 | USA_WA_Pullman-Moscow.Rgnl.AP.727857_TMY3 | 0 | 837 | 0.95998 | 8 | 1 | 4-12 (Low-Moderate Slope) | Overall Effective R-Value | 0 | 11.6926 | Ceiling Overall Effective R-Value (Assumes Uninsulated Roof) | 0 | 12.632 | Yes | Foundation Type with Effective R-Values | 0 | Vented Crawlspace | 18.1327 | 0 | 0 | 0 | 2.0929 | Yes | 0.62305 | 0.54008 | No | 0.00045008 | 0.00045008 | 0.25848 | 0.17975 | 8.6606 | Resistance Wall Heat with No AC | Manual | kW | 15 |  |  | Electric | kW | 15 | 35 | -30 | 0 |  | 0.091605 | 0.52133 | 0.01 | 1.0427 | Heat_EZ_Sch_1 | Cool_EZ_Sch_1 | No | DHW_EZ_Sch_1 | 0 | 0 | 0 | No | No | No | No | No | 514.2427 | Misc_Elec_EZ_Sch_1 | 0
SITE_00628 | 4 | USA_OR_Lakeview-Lake.County.AP.725976_TMY3 | 0 | 1118 | 0.99944 | 8 | 1 | 4-12 (Low-Moderate Slope) | Overall Effective R-Value | 0 | 11.6926 | Ceiling Overall Effective R-Value (Assumes Uninsulated Roof) | 0 | 31.7312 | Yes | Foundation Type with Effective R-Values | 0 | Vented Crawlspace | 19.8837 | 0 | 0 | 0 | 2.0929 | Yes | 0.38 | 0.40524 | No | 0.027482 | 0.27464 | 0.10019 | 0.06616 | 10.2495 | Electric Furnace with No CAC | Manual | kW | 15 |  |  | Electric | kW | 15 | 35 | -30 | 0 |  | 0.17053 | 9.9418 | 0.01 | 100 | Heat_EZ_Sch_1 | Cool_EZ_Sch_1 | No | DHW_EZ_Sch_1 | 0 | 0 | 0 | No | No | No | No | No | 586.7924 | Misc_Elec_EZ_Sch_1 | 0
SITE_00630 | 4 | USA_OR_Crater.Lake-Klamath.Rgnl.AP.725895_TMY3 | 0 | 1861 | 0.9998 | 8 | 1 | 4-12 (Low-Moderate Slope) | Overall Effective R-Value | 0 | 12.8874 | Ceiling Overall Effective R-Value (Assumes Uninsulated Roof) | 0 | 14.5565 | Yes | Foundation Type with Effective R-Values | 0 | Vented Crawlspace | 18.1327 | 0 | 0 | 0 | 2.3977 | Yes | 0.52439 | 0.54739 | No | 0.28191 | 0.1423 | 0.029047 | 0.045259 | 7.0807 | Single Speed ASHP (8.5 HSPF 15 SEER) | Manual | ton | 1.9 | ton | 1.9 | Electric | kW | 15 | 35 | -30 | 0 |  | 0.091605 | 2.2404 | 0.01 | 1.424 | Heat_EZ_Sch_1 | Cool_EZ_Sch_1 | No | DHW_EZ_Sch_1 | 0 | 0 | 0 | No | No | No | No | No | 588.5943 | Misc_Elec_EZ_Sch_1 | 0
SITE_00631 | 4 | USA_WA_Stampede.Pass.727815_TMY3 | 0 | 1248 | 1.0625 | 8 | 1 | 4-12 (Low-Moderate Slope) | Overall Effective R-Value | 0 | 11.4992 | Ceiling Overall Effective R-Value (Assumes Uninsulated Roof) | 0 | 12.2706 | Yes | Foundation Type with Effective R-Values | 0 | Vented Crawlspace | 4.0007 | 0 | 0 | 0 | 2.0929 | Yes | 0.52699 | 0.56846 | No | 0.051432 | 0.078126 | 0.07473 | 0.19895 | 7.2078 | Electric Furnace with No CAC | Manual | kW | 20 |  |  | Electric | kW | 15 | 35 | -30 | 0 |  | 0.091605 | 0.52133 | 0.01 | 1.0427 | Heat_EZ_Sch_1 | Cool_EZ_Sch_1 | No | DHW_EZ_Sch_1 | 0 | 0 | 0 | No | No | No | No | No | 738.4826 | Misc_Elec_EZ_Sch_1 | 0
SITE_00632 | 4 | USA_NV_Winnemucca.Muni.AP.725830_TMY3 | 0 | 1704 | 1.2958 | 8 | 1 | 4-12 (Low-Moderate Slope) | Overall Effective R-Value | 0 | 16.3106 | Ceiling Overall Effective R-Value (Assumes Uninsulated Roof) | 0 | 23.6791 | Yes | Foundation Type with Effective R-Values | 0 | Vented Crawlspace | 26.0716 | 0 | 0 | 0 | 2.0929 | Yes | 0.51152 | 0.74895 | No | 0.12157 | 0.043298 | 0.069426 | 0.10479 | 2.8712 | Ductless Heat Pump (10 HSPF 22 SEER) | Manual | ton | 1.5 | ton | 1.5 | Electric | kW | 15 | 35 | -30 | 0 |  | 0.091605 | 0.52133 | 0.01 | 1.0427 | Heat_EZ_Sch_1 | Cool_EZ_Sch_1 | No | DHW_EZ_Sch_1 | 0 | 0 | 0 | No | No | No | No | No | 774.3251 | Misc_Elec_EZ_Sch_1 | 0
SITE_00635 | 4 | USA_OR_Crater.Lake-Klamath.Rgnl.AP.725895_TMY3 | 0 | 1668 | 1.6312 | 8 | 1 | 4-12 (Low-Moderate Slope) | Overall Effective R-Value | 0 | 16.3435 | Ceiling Overall Effective R-Value (Assumes Uninsulated Roof) | 0 | 33.8376 | Yes | Foundation Type with Effective R-Values | 0 | Vented Crawlspace | 19.506 | 0 | 0 | 0 | 9.525 | Yes | 0.51574 | 0.52211 | No | 0.24271 | 0.14418 | 0.070696 | 0.070507 | 8.1656 | Nat. Gas Furnace with No CAC | Manual | kW | 20 |  |  | Electric | kW | 15 | 35 | -30 | 0 | 0.942 | 0.091605 | 3.2941 | 0.01 | 6.5882 | Heat_EZ_Sch_2 | Cool_EZ_Sch_1 | No | DHW_EZ_Sch_1 | 0 | 0 | 0 | No | No | No | No | No | 798.5799 | Misc_Elec_EZ_Sch_1 | 0
SITE_00636 | 4 | USA_OR_Pendleton-Eastern.Oregon.Rgnl.AP.726880_TMY3 | 0 | 1547 | 1.1871 | 8 | 1 | 4-12 (Low-Moderate Slope) | Overall Effective R-Value | 0 | 16.3106 | Ceiling Overall Effective R-Value (Assumes Uninsulated Roof) | 0 | 15.3716 | Yes | Foundation Type with Effective R-Values | 0 | Vented Crawlspace | 33.0254 | 0 | 0 | 0 | 2.3972 | Yes | 0.51152 | 0.65586 | No | 0.09526 | 0.099201 | 0.090352 | 0.064567 | 5.3024 | Nat. Gas Furnace with No CAC | Manual | kW | 15 |  |  | Electric | kW | 15 | 35 | -30 | 0 | 0.8 | 0.091605 | 2.848 | 0.01 | 5.696 | Heat_EZ_Sch_2 | Cool_EZ_Sch_1 | No | DHW_EZ_Sch_1 | 0 | 0 | 0 | No | No | No | No | No | 596.4212 | Misc_Elec_EZ_Sch_1 | 0
SITE_00638 | 4 | USA_WA_Pullman-Moscow.Rgnl.AP.727857_TMY3 | 0 | 1500 | 1.0975 | 8 | 1 | 4-12 (Low-Moderate Slope) | Overall Effective R-Value | 0 | 16.3106 | Ceiling Overall Effective R-Value (Assumes Uninsulated Roof) | 0 | 6.6899 | Yes | Foundation Type with Effective R-Values | 0 | Vented Crawlspace | 18.1327 | 0 | 0 | 0 | 2.6233 | Yes | 0.51152 | 0.54897 | No | 0.2538 | 0.22728 | 0.00029408 | 0.00029408 | 3.0481 | Nat. Gas Furnace with No CAC | Manual | kW | 15 |  |  | Electric | kW | 15 | 35 | -30 | 0 | 0.8 | 0.091605 | 2.848 | 0.01 | 5.696 | Heat_EZ_Sch_2 | Cool_EZ_Sch_1 | No | DHW_EZ_Sch_1 | 0 | 0 | 0 | No | No | No | No | No | 549.7667 | Misc_Elec_EZ_Sch_1 | 0
SITE_00639 | 4 | USA_WA_Pullman-Moscow.Rgnl.AP.727857_TMY3 | 0 | 1547 | 0.96227 | 8 | 1 | 4-12 (Low-Moderate Slope) | Overall Effective R-Value | 0 | 11.6926 | Ceiling Overall Effective R-Value (Assumes Uninsulated Roof) | 0 | 12.9296 | Yes | Foundation Type with Effective R-Values | 0 | Vented Crawlspace | 18.3804 | 0 | 0 | 0 | 2.0929 | Yes | 0.52699 | 0.53804 | No | 0.059449 | 0.069357 | 0.22956 | 0.29055 | 12.374 | Resistance Wall Heat with No AC | Manual | kW | 15 |  |  | Electric | kW | 15 | 35 | -30 | 0 |  | 0.091605 | 0.52133 | 0.01 | 1.0427 | Heat_EZ_Sch_1 | Cool_EZ_Sch_1 | No | DHW_EZ_Sch_1 | 0 | 0 | 0 | No | No | No | No | No | 560.4802 | Misc_Elec_EZ_Sch_1 | 0
SITE_00640 | 4 | USA_OR_Crater.Lake-Klamath.Rgnl.AP.725895_TMY3 | 0 | 1420 | 1.0211 | 8 | 1 | 4-12 (Low-Moderate Slope) | Overall Effective R-Value | 0 | 13.4517 | Ceiling Overall Effective R-Value (Assumes Uninsulated Roof) | 0 | 26.1035 | Yes | Foundation Type with Effective R-Values | 0 | Vented Crawlspace | 20.258 | 0 | 0 | 0 | 2.0929 | Yes | 0.52051 | 0.54782 | No | 0.10955 | 0.22058 | 0.17748 | 0.15265 | 6.8417 | Nat. Gas Furnace with No CAC | Manual | kW | 15 |  |  | Electric | kW | 15 | 35 | -30 | 0 | 0.9333 | 0.091605 | 1.6279 | 0.01 | 3.2558 | Heat_EZ_Sch_2 | Cool_EZ_Sch_1 | No | DHW_EZ_Sch_1 | 0 | 0 | 0 | No | No | No | No | No | 596.9586 | Misc_Elec_EZ_Sch_1 | 0
SITE_00641 | 4 | USA_OR_Pendleton-Eastern.Oregon.Rgnl.AP.726880_TMY3 | 0 | 1815 | 0.96253 | 8 | 1 | 4-12 (Low-Moderate Slope) | Overall Effective R-Value | 0 | 11.41 | Ceiling Overall Effective R-Value (Assumes Uninsulated Roof) | 0 | 12.632 | Yes | Foundation Type with Effective R-Values | 0 | Vented Crawlspace | 18.1327 | 0 | 0 | 0 | 2.0929 | Yes | 0.52699 | 0.53864 | No | 0.31536 | 0.13633 | 0.2014 | 0.032508 | 7.5426 | Nat. Gas Furnace with No CAC | Manual | kW | 15 |  |  | Electric | kW | 15 | 35 | -30 | 0 | 0.91 | 0.091605 | 4 | 0.01 | 8 | Heat_EZ_Sch_2 | Cool_EZ_Sch_1 | No | DHW_EZ_Sch_1 | 0 | 0 | 0 | No | No | No | No | No | 923.7827 | Misc_Elec_EZ_Sch_1 | 0
SITE_00642 | 4 | USA_OR_Crater.Lake-Klamath.Rgnl.AP.725895_TMY3 | 0 | 2432 | 1.0575 | 8 | 1 | 4-12 (Low-Moderate Slope) | Overall Effective R-Value | 0 | 16.3106 | Ceiling Overall Effective R-Value (Assumes Uninsulated Roof) | 0 | 56.8655 | Yes | Foundation Type with Effective R-Values | 0 | Vented Crawlspace | 33.0254 | 0 | 0 | 0 | 9.525 | Yes | 0.51905 | 0.56823 | No | 0.14316 | 0.17368 | 0.21098 | 0.65977 | 5.8521 | Nat. Gas Furnace with No CAC | Manual | kW | 15 |  |  | Electric | kW | 15 | 35 | -30 | 0 | 0.85766 | 0.091605 | 2.2404 | 0.01 | 1.424 | Heat_EZ_Sch_2 | Cool_EZ_Sch_1 | No | DHW_EZ_Sch_1 | 0 | 0 | 0 | No | No | No | No | No | 844.0417 | Misc_Elec_EZ_Sch_1 | 0
SITE_00643 | 4 | USA_OR_Pendleton-Eastern.Oregon.Rgnl.AP.726880_TMY3 | 0 | 1075 | 1 | 8 | 1 | 4-12 (Low-Moderate Slope) | Overall Effective R-Value | 0 | 9.7419 | Ceiling Overall Effective R-Value (Assumes Uninsulated Roof) | 0 | 3.6373 | Yes | Foundation Type with Effective R-Values | 0 | Slab | 999 | 2.6329 | 2.6329 | 0 | 999 | Yes | 0.65699 | 0.56482 | No | 0.1518 | 0.30414 | 0.028991 | 0.00038125 | 4.1692 | Nat. Gas Furnace with No CAC | Manual | kW | 15 |  |  | Electric | kW | 15 | 35 | -30 | 0 | 0.8182 | 0.091605 | 2.2404 | 0.01 | 1.424 | Heat_EZ_Sch_2 | Cool_EZ_Sch_1 | No | DHW_EZ_Sch_1 | 0 | 0 | 0 | No | No | No | No | No | 664.9466 | Misc_Elec_EZ_Sch_1 | 0
SITE_00644 | 4 | USA_OR_Crater.Lake-Klamath.Rgnl.AP.725895_TMY3 | 0 | 1120 | 1 | 8 | 1 | 4-12 (Low-Moderate Slope) | Overall Effective R-Value | 0 | 11.6926 | Ceiling Overall Effective R-Value (Assumes Uninsulated Roof) | 0 | 8.1374 | Yes | Foundation Type with Effective R-Values | 0 | Vented Crawlspace | 26.0716 | 2.6329 | 2.6329 | 0 | 2.1708 | Yes | 0.52699 | 0.53166 | No | 0.12652 | 0.17461 | 0.00037351 | 0.053692 | 7.8592 | Nat. Gas Furnace with No CAC | Manual | kW | 15 |  |  | Electric | kW | 15 | 35 | -30 | 0 | 0.85766 | 0.091605 | 2.2404 | 0.01 | 1.424 | Heat_EZ_Sch_2 | Cool_EZ_Sch_1 | No | DHW_EZ_Sch_1 | 0 | 0 | 0 | No | No | No | No | No | 822.5609 | Misc_Elec_EZ_Sch_1 | 0
SITE_00645 | 4 | USA_OR_Crater.Lake-Klamath.Rgnl.AP.725895_TMY3 | 0 | 2416 | 1.2812 | 8 | 1 | 4-12 (Low-Moderate Slope) | Overall Effective R-Value | 0 | 17.5367 | Ceiling Overall Effective R-Value (Assumes Uninsulated Roof) | 0 | 29.0321 | Yes | Foundation Type with Effective R-Values | 0 | Vented Crawlspace | 33.0254 | 0 | 0 | 0 | 2.0929 | Yes | 0.51287 | 0.55204 | No | 0.00088207 | 0.033601 | 0.082757 | 0.30804 | 3.3671 | Nat. Gas Furnace with No CAC | Manual | kW | 15 |  |  | Electric | kW | 15 | 35 | -30 | 0 | 0.81 | 0.091605 | 5.6 | 0.01 | 11.2 | Heat_EZ_Sch_2 | Cool_EZ_Sch_1 | No | DHW_EZ_Sch_1 | 0 | 0 | 0 | No | No | No | No | No | 633.9744 | Misc_Elec_EZ_Sch_1 | 0
SITE_00646 | 4 | USA_WA_Spokane-Felts.Field.727856_TMY3 | 0 | 2424 | 0.95282 | 8 | 1 | 4-12 (Low-Moderate Slope) | Overall Effective R-Value | 0 | 11.313 | Ceiling Overall Effective R-Value (Assumes Uninsulated Roof) | 0 | 11.2891 | Yes | Foundation Type with Effective R-Values | 0 | Vented Crawlspace | 13.8173 | 0 | 0 | 0 | 2.0929 | Yes | 0.74975 | 0.7528 | No | 0.14326 | 0.13735 | 0.09207 | 0.18853 | 8.8086 | Single Speed ASHP (8.5 HSPF 15 SEER) | Manual | ton | 3 | ton | 3 | Electric | kW | 15 | 35 | -30 | 0 |  | 0.17053 | 6.9086 | 0.01 | 100 | Heat_EZ_Sch_1 | Cool_EZ_Sch_1 | No | DHW_EZ_Sch_1 | 0 | 0 | 0 | No | No | No | No | No | 706.5798 | Misc_Elec_EZ_Sch_1 | 0
SITE_00647 | 4 | USA_WA_Spokane-Felts.Field.727856_TMY3 | 0 | 1222 | 1.0625 | 8 | 1 | 4-12 (Low-Moderate Slope) | Overall Effective R-Value | 0 | 11.6926 | Ceiling Overall Effective R-Value (Assumes Uninsulated Roof) | 0 | 24.0342 | Yes | Foundation Type with Effective R-Values | 0 | Vented Crawlspace | 21.6577 | 0 | 0 | 0 | 2.0929 | Yes | 0.48 | 0.49917 | No | 0.010096 | 0.062355 | 0.068712 | 0.18164 | 2.7886 | Electric Furnace with No CAC | Manual | kW | 15 |  |  | Electric | kW | 15 | 35 | -30 | 0 |  | 0.12716 | 10.8288 | 0.01 | 100 | Heat_EZ_Sch_1 | Cool_EZ_Sch_1 | No | DHW_EZ_Sch_1 | 0 | 0 | 0 | No | No | No | No | No | 577.0435 | Misc_Elec_EZ_Sch_1 | 0
SITE_00648 | 4 | USA_OR_Pendleton-Eastern.Oregon.Rgnl.AP.726880_TMY3 | 0 | 858 | 0.875 | 8 | 1 | 4-12 (Low-Moderate Slope) | Overall Effective R-Value | 0 | 11.2515 | Ceiling Overall Effective R-Value (Assumes Uninsulated Roof) | 0 | 25.4309 | Yes | Foundation Type with Effective R-Values | 0 | Vented Crawlspace | 14.6568 | 0 | 0 | 0 | 2.0929 | Yes | 0.55 | 0.56493 | No | 0.11888 | 0.052835 | 0.2723 | 0.027433 | 12.5003 | Electric Furnace with No CAC | Manual | kW | 10 |  |  | Electric | kW | 15 | 35 | -30 | 0 |  | 0.17053 | 7.3284 | 0.01 | 100 | Heat_EZ_Sch_1 | Cool_EZ_Sch_1 | No | DHW_EZ_Sch_1 | 0 | 0 | 0 | No | No | No | No | No | 409.9795 | Misc_Elec_EZ_Sch_1 | 0
SITE_00649 | 4 | USA_WA_Spokane.Intl.AP.727850_TMY3 | 0 | 1752 | 1.027 | 8 | 1 | 4-12 (Low-Moderate Slope) | Overall Effective R-Value | 0 | 9.5116 | Ceiling Overall Effective R-Value (Assumes Uninsulated Roof) | 0 | 10.5746 | Yes | Foundation Type with Effective R-Values | 0 | Vented Crawlspace | 13.8173 | 0 | 0 | 0 | 2.0929 | Yes | 0.9396 | 0.75169 | No | 0.16561 | 0.17666 | 0.060098 | 0.06042 | 6.9137 | Electric Furnace with No CAC | Manual | kW | 20 |  |  | Electric | kW | 15 | 35 | -30 | 0 |  | 0.17053 | 6.9086 | 0.01 | 100 | Heat_EZ_Sch_1 | Cool_EZ_Sch_1 | No | DHW_EZ_Sch_1 | 0 | 0 | 0 | No | No | No | No | No | 515.7602 | Misc_Elec_EZ_Sch_1 | 0
SITE_00650 | 4 | USA_WA_Spokane-Felts.Field.727856_TMY3 | 0 | 891 | 1 | 8 | 1 | 4-12 (Low-Moderate Slope) | Overall Effective R-Value | 0 | 16.3106 | Ceiling Overall Effective R-Value (Assumes Uninsulated Roof) | 0 | 24.0342 | Yes | Foundation Type with Effective R-Values | 0 | Vented Crawlspace | 21.6577 | 0 | 0 | 0 | 2.0929 | Yes | 0.48 | 0.49917 | No | 0.054516 | 0.094956 | 0.054305 | 0.095167 | 2.0264 | Electric Furnace with No CAC | Manual | kW | 10 |  |  | Electric | kW | 15 | 35 | -30 | 0 |  | 0.12716 | 10.8288 | 0.01 | 100 | Heat_EZ_Sch_1 | Cool_EZ_Sch_1 | No | DHW_EZ_Sch_1 | 0 | 0 | 0 | No | No | No | No | No | 780.6062 | Misc_Elec_EZ_Sch_1 | 0
SITE_00651 | 4 | USA_WA_Yakima.Air.Terminal-McAllister.Field.727810_TMY3 | 0 | 1078 | 1 | 8 | 1 | 4-12 (Low-Moderate Slope) | Overall Effective R-Value | 0 | 9.6358 | Ceiling Overall Effective R-Value (Assumes Uninsulated Roof) | 0 | 8.0481 | Yes | Foundation Type with Effective R-Values | 0 | Vented Crawlspace | 43.1022 | 0 | 0 | 0 | 2.0929 | Yes | 0.55 | 0.56493 | No | 0.18433 | 0.2124 | 0.00038072 | 0.00038072 | 9.8247 | Electric Furnace with No CAC | Manual | kW | 15 |  |  | Electric | kW | 15 | 35 | -30 | 0 |  | 0.17053 | 21.5511 | 0.01 | 100 | Heat_EZ_Sch_1 | Cool_EZ_Sch_1 | No | DHW_EZ_Sch_1 | 0 | 0 | 0 | No | No | No | No | No | 551.3447 | Misc_Elec_EZ_Sch_1 | 0
SITE_00652 | 4 | USA_NV_Winnemucca.Muni.AP.725830_TMY3 | 0 | 1539 | 1 | 8 | 1 | 4-12 (Low-Moderate Slope) | Overall Effective R-Value | 0 | 11.6926 | Ceiling Overall Effective R-Value (Assumes Uninsulated Roof) | 0 | 24.0342 | Yes | Foundation Type with Effective R-Values | 0 | Vented Crawlspace | 23.5886 | 0 | 0 | 0 | 2.0929 | Yes | 0.48 | 0.49917 | No | 0.1105 | 0.16186 | 0.045162 | 0.2272 | 4.7087 | Single Speed ASHP (8.5 HSPF 15 SEER) | Manual | ton | 3 | ton | 3 | Electric | kW | 15 | 35 | -30 | 0 |  | 0.12716 | 11.7943 | 0.01 | 100 | Heat_EZ_Sch_1 | Cool_EZ_Sch_1 | No | DHW_EZ_Sch_1 | 0 | 0 | 0 | No | No | No | No | No | 496.263 | Misc_Elec_EZ_Sch_1 | 0
SITE_00653 | 4 | USA_WA_Spokane-Felts.Field.727856_TMY3 | 0 | 1344 | 0.91871 | 8 | 1 | 4-12 (Low-Moderate Slope) | Overall Effective R-Value | 0 | 9.469 | Ceiling Overall Effective R-Value (Assumes Uninsulated Roof) | 0 | 10.5746 | Yes | Foundation Type with Effective R-Values | 0 | Vented Crawlspace | 11.3147 | 0 | 0 | 0 | 2.0929 | Yes | 0.7 | 0.70583 | No | 0.12443 | 0.2201 | 0.11753 | 0.047423 | 9.1603 | Single Speed ASHP (8.5 HSPF 15 SEER) | Manual | ton | 3 | ton | 3 | Electric | kW | 15 | 35 | -30 | 0 |  | 0.17053 | 5.6574 | 0.01 | 100 | Heat_EZ_Sch_1 | Cool_EZ_Sch_1 | No | DHW_EZ_Sch_1 | 0 | 0 | 0 | No | No | No | No | No | 394.3623 | Misc_Elec_EZ_Sch_1 | 0
SITE_00656 | 4 | USA_OR_Burns.Muni.AP.726830_TMY3 | 0 | 938 | 0.88766 | 8 | 1 | 4-12 (Low-Moderate Slope) | Overall Effective R-Value | 0 | 17.5367 | Ceiling Overall Effective R-Value (Assumes Uninsulated Roof) | 0 | 22.1228 | Yes | Foundation Type with Effective R-Values | 0 | Vented Crawlspace | 30.6889 | 0 | 0 | 0 | 2.0929 | Yes | 0.48 | 0.49917 | No | 0.009978 | 0.055079 | 0.37524 | 0.090421 | 1.5904 | Electric Furnace with No CAC | Manual | kW | 10 |  |  | Electric | kW | 15 | 35 | -30 | 0 |  | 0.12716 | 15.3444 | 0.01 | 100 | Heat_EZ_Sch_1 | Cool_EZ_Sch_1 | No | DHW_EZ_Sch_1 | 0 | 0 | 0 | No | No | No | No | No | 711.9839 | Misc_Elec_EZ_Sch_1 | 0
SITE_00657 | 4 | USA_WA_Moses.Lake-Grant.County.Intl.AP.727827_TMY3 | 0 | 1482 | 1.0334 | 8 | 1 | 4-12 (Low-Moderate Slope) | Overall Effective R-Value | 0 | 12.4802 | Ceiling Overall Effective R-Value (Assumes Uninsulated Roof) | 0 | 24.0342 | Yes | Foundation Type with Effective R-Values | 0 | Vented Crawlspace | 21.6577 | 0 | 0 | 0 | 2.1983 | Yes | 0.48951 | 0.49917 | No | 0.17578 | 0.2518 | 0.056907 | 0.028366 | 3.0241 | Single Speed ASHP (8.5 HSPF 15 SEER) | Manual | ton | 3.5 | ton | 3.5 | Electric | kW | 15 | 35 | -30 | 0 |  | 0.12716 | 10.8288 | 0.01 | 100 | Heat_EZ_Sch_1 | Cool_EZ_Sch_1 | No | DHW_EZ_Sch_1 | 0 | 0 | 0 | No | No | No | No | No | 831.5366 | Misc_Elec_EZ_Sch_1 | 0
SITE_00658 | 4 | USA_OR_Pendleton-Eastern.Oregon.Rgnl.AP.726880_TMY3 | 0 | 1620 | 1.05 | 8 | 1 | 4-12 (Low-Moderate Slope) | Overall Effective R-Value | 0 | 17.5367 | Ceiling Overall Effective R-Value (Assumes Uninsulated Roof) | 0 | 43.3984 | Yes | Foundation Type with Effective R-Values | 0 | Vented Crawlspace | 31.7764 | 0 | 0 | 0 | 2.0929 | Yes | 0.35 | 0.37706 | No | 0.23358 | 0.1888 | 0.035904 | 0.048187 | 0.58751 | Single Speed ASHP (8.5 HSPF 15 SEER) | Manual | ton | 2.9167 | ton | 2.9167 | Electric | kW | 15 | 35 | -30 | 0 |  | 0.12716 | 15.8882 | 0.01 | 100 | Heat_EZ_Sch_1 | Cool_EZ_Sch_1 | No | DHW_EZ_Sch_1 | 0 | 0 | 0 | No | No | No | No | No | 570.1492 | Misc_Elec_EZ_Sch_1 | 0
SITE_00659 | 4 | USA_WA_Pasco-Tri.Cities.AP.727845_TMY3 | 0 | 1828 | 1.1138 | 8 | 1 | 4-12 (Low-Moderate Slope) | Overall Effective R-Value | 0 | 16.3106 | Ceiling Overall Effective R-Value (Assumes Uninsulated Roof) | 0 | 51.3042 | Yes | Foundation Type with Effective R-Values | 0 | Vented Crawlspace | 33.0254 | 0 | 0 | 0 | 2.0929 | Yes | 0.23227 | 0.46799 | No | 0.14463 | 0.14922 | 0.15494 | 0.13892 | 3.6934 | Single Speed ASHP (8.5 HSPF 15 SEER) | Manual | ton | 2.5 | ton | 2.5 | Electric | kW | 15 | 35 | -30 | 0 |  | 0.091605 | 0.52133 | 0.01 | 1.0427 | Heat_EZ_Sch_1 | Cool_EZ_Sch_1 | No | DHW_EZ_Sch_1 | 0 | 0 | 0 | No | No | No | No | No | 577.3731 | Misc_Elec_EZ_Sch_1 | 0
SITE_00661 | 4 | USA_OR_Pendleton-Eastern.Oregon.Rgnl.AP.726880_TMY3 | 0 | 680 | 0.90735 | 8 | 1 | 4-12 (Low-Moderate Slope) | Overall Effective R-Value | 0 | 9.3469 | Ceiling Overall Effective R-Value (Assumes Uninsulated Roof) | 0 | 8.0481 | Yes | Foundation Type with Effective R-Values | 0 | Vented Crawlspace | 9.3223 | 0 | 0 | 0 | 2.0929 | Yes | 0.55 | 0.56493 | No | 0.13662 | 0.28836 | 0.0005283 | 0.0005283 | 16.0237 | Electric Furnace with No CAC | Manual | kW | 15 |  |  | Electric | kW | 15 | 35 | -30 | 0 |  | 0.17053 | 4.6611 | 0.01 | 100 | Heat_EZ_Sch_1 | Cool_EZ_Sch_1 | No | DHW_EZ_Sch_1 | 0 | 0 | 0 | No | No | No | No | No | 681.7061 | Misc_Elec_EZ_Sch_1 | 0
SITE_00662 | 4 | USA_OR_Baker.City.Muni.AP.726886_TMY3 | 0 | 1776 | 0.96474 | 8 | 1 | 4-12 (Low-Moderate Slope) | Overall Effective R-Value | 0 | 17.5367 | Ceiling Overall Effective R-Value (Assumes Uninsulated Roof) | 0 | 6.9837 | Yes | Foundation Type with Effective R-Values | 0 | Heated Basement | 999 | 0 | 0 | 0 | 1.73 | Yes | 0.53093 | 0.58015 | No | 0.18139 | 0.43084 | 0.45729 | 0.15493 | 4.5387 | Nat. Gas Furnace with No CAC | Manual | kW | 25 |  |  | Electric | kW | 15 | 35 | -30 | 0 | 0.8068 | 0.091605 | 0.39253 | 0.01 | 0.78506 | Heat_EZ_Sch_2 | Cool_EZ_Sch_1 | No | DHW_EZ_Sch_1 | 0 | 0 | 0 | No | No | No | No | No | 958.5943 | Misc_Elec_EZ_Sch_1 | 0
SITE_00663 | 4 | USA_OR_Pendleton-Eastern.Oregon.Rgnl.AP.726880_TMY3 | 0 | 1712 | 1 | 8 | 1 | 4-12 (Low-Moderate Slope) | Overall Effective R-Value | 0 | 13.4517 | Ceiling Overall Effective R-Value (Assumes Uninsulated Roof) | 0 | 11.2891 | Yes | Foundation Type with Effective R-Values | 0 | Vented Crawlspace | 7.6391 | 0 | 0 | 0 | 2.0929 | Yes | 0.75 | 0.7528 | No | 0.31142 | 0.21248 | 0.19352 | 0.22222 | 6.2746 | Single Speed ASHP (8.5 HSPF 15 SEER) | Manual | ton | 2.5 | ton | 2.5 | Electric | kW | 15 | 35 | -30 | 0 |  | 0.17053 | 3.8195 | 0.01 | 100 | Heat_EZ_Sch_1 | Cool_EZ_Sch_1 | No | DHW_EZ_Sch_1 | 0 | 0 | 0 | No | No | No | No | No | 509.3933 | Misc_Elec_EZ_Sch_1 | 0
SITE_00665 | 4 | USA_WA_Spokane-Felts.Field.727856_TMY3 | 0 | 1690 | 1 | 8 | 1 | 4-12 (Low-Moderate Slope) | Overall Effective R-Value | 0 | 13.4517 | Ceiling Overall Effective R-Value (Assumes Uninsulated Roof) | 0 | 24.0342 | Yes | Foundation Type with Effective R-Values | 0 | Vented Crawlspace | 23.5886 | 0 | 0 | 0 | 2.0929 | Yes | 0.48756 | 0.49917 | No | 0.051301 | 0.044744 | 0.071403 | 0.2336 | 3.4423 | Electric Furnace with No CAC | Manual | kW | 15 |  |  | Electric | kW | 15 | 35 | -30 | 0 |  | 0.12716 | 11.7943 | 0.01 | 100 | Heat_EZ_Sch_1 | Cool_EZ_Sch_1 | No | DHW_EZ_Sch_1 | 0 | 0 | 0 | No | No | No | No | No | 1052.129 | Misc_Elec_EZ_Sch_1 | 0
SITE_00666 | 4 | USA_OR_Burns.Muni.AP.726830_TMY3 | 0 | 1568 | 1.0938 | 8 | 1 | 4-12 (Low-Moderate Slope) | Overall Effective R-Value | 0 | 16.3106 | Ceiling Overall Effective R-Value (Assumes Uninsulated Roof) | 0 | 24.0342 | Yes | Foundation Type with Effective R-Values | 0 | Vented Crawlspace | 21.6577 | 0 | 0 | 0 | 2.0929 | Yes | 0.48 | 0.49917 | No | 0.17996 | 0.22486 | 0.052496 | 0.011021 | 3.2175 | Electric Furnace with No CAC | Manual | kW | 15 |  |  | Electric | kW | 15 | 35 | -30 | 0 |  | 0.12716 | 10.8288 | 0.01 | 100 | Heat_EZ_Sch_1 | Cool_EZ_Sch_1 | No | DHW_EZ_Sch_1 | 0 | 0 | 0 | No | No | No | No | No | 663.1493 | Misc_Elec_EZ_Sch_1 | 0
SITE_00667 | 4 | USA_WA_Yakima.Air.Terminal-McAllister.Field.727810_TMY3 | 0 | 1344 | 1.0262 | 8 | 1 | 4-12 (Low-Moderate Slope) | Overall Effective R-Value | 0 | 12.9355 | Ceiling Overall Effective R-Value (Assumes Uninsulated Roof) | 0 | 11.2891 | Yes | Foundation Type with Effective R-Values | 0 | Vented Crawlspace | 13.2486 | 0 | 0 | 0 | 2.0929 | Yes | 0.75 | 0.7528 | No | 0.17032 | 0.20339 | 0.075033 | 0.073995 | 3.9139 | Electric Furnace with No CAC | Manual | kW | 15 |  |  | Electric | kW | 15 | 35 | -30 | 0 |  | 0.17053 | 6.6243 | 0.01 | 100 | Heat_EZ_Sch_1 | Cool_EZ_Sch_1 | No | DHW_EZ_Sch_1 | 0 | 0 | 0 | No | No | No | No | No | 624.9549 | Misc_Elec_EZ_Sch_1 | 0
SITE_00668 | 4 | USA_WA_Moses.Lake-Grant.County.Intl.AP.727827_TMY3 | 0 | 1680 | 1.0625 | 8 | 1 | 4-12 (Low-Moderate Slope) | Overall Effective R-Value | 0 | 9.469 | Ceiling Overall Effective R-Value (Assumes Uninsulated Roof) | 0 | 11.2891 | Yes | Foundation Type with Effective R-Values | 0 | Vented Crawlspace | 11.3712 | 0 | 0 | 0 | 6.806 | Yes | 0.75 | 0.7528 | No | 0.31663 | 0.17246 | 0.11445 | 0.045087 | 4.6776 | Electric Furnace with No CAC | Manual | kW | 15 |  |  | Electric | kW | 15 | 35 | -30 | 0 |  | 0.17053 | 5.6856 | 0.01 | 100 | Heat_EZ_Sch_1 | Cool_EZ_Sch_1 | No | DHW_EZ_Sch_1 | 0 | 0 | 0 | No | No | No | No | No | 644.3598 | Misc_Elec_EZ_Sch_1 | 0
SITE_00669 | 4 | USA_ID_Twin.Falls-Magic.Valley.Rgnl.AP-Joslin.Field.725866_TMY3 | 0 | 1294 | 1.0083 | 8 | 1 | 4-12 (Low-Moderate Slope) | Overall Effective R-Value | 0 | 3.5 | Ceiling Overall Effective R-Value (Assumes Uninsulated Roof) | 0 | 3.5 | Yes | Foundation Type with Effective R-Values | 0 | Slab | 999 | 2.6329 | 2.6329 | 0 | 999 | Yes | 0.66212 | 0.59608 | No | 0.15055 | 0.31029 | 0.24332 | 0.12709 | 5.6735 | Resistance Wall Heat with No AC | Manual | kW | 25 |  |  | Electric | kW | 15 | 35 | -30 | 0 |  | 0.091605 | 0.52133 | 0.01 | 1.0427 | Heat_EZ_Sch_1 | Cool_EZ_Sch_1 | No | DHW_EZ_Sch_1 | 0 | 0 | 0 | No | No | No | No | No | 629.9605 | Misc_Elec_EZ_Sch_1 | 0
SITE_00671 | 4 | USA_NV_Winnemucca.Muni.AP.725830_TMY3 | 0 | 1260 | 1.0476 | 8 | 1 | 4-12 (Low-Moderate Slope) | Overall Effective R-Value | 0 | 9.7724 | Ceiling Overall Effective R-Value (Assumes Uninsulated Roof) | 0 | 3.5 | Yes | Foundation Type with Effective R-Values | 0 | Slab | 999 | 2.6329 | 2.6329 | 0 | 999 | Yes | 0.76711 | 0.59698 | No | 0.14116 | 0.13646 | 0.090735 | 0.18689 | 4.2223 | Resistance Wall Heat with No AC | Manual | kW | 20 |  |  | Electric | kW | 15 | 35 | -30 | 0 |  | 0.091605 | 0.52133 | 0.01 | 1.0427 | Heat_EZ_Sch_1 | Cool_EZ_Sch_1 | No | DHW_EZ_Sch_1 | 0 | 0 | 0 | No | No | No | No | No | 533.1168 | Misc_Elec_EZ_Sch_1 | 0
SITE_00675 | 4 | USA_WA_Walla.Walla.Rgnl.AP.727846_TMY3 | 0 | 766 | 0.012076 | 8 | 1 | 4-12 (Low-Moderate Slope) | Overall Effective R-Value | 0 | 17.5367 | Ceiling Overall Effective R-Value (Assumes Uninsulated Roof) | 0 | 35.0081 | Yes | Foundation Type with Effective R-Values | 0 | Heated Basement | 999 | 0 | 0 | 0 | 999 | Yes | 0.5628 | 0.55498 | No | 0.037401 | 22.2952 | 1.2805 | 5.1894 | 18.9882 | Nat. Gas Furnace with No CAC | Manual | kW | 10 |  |  | Electric | kW | 15 | 35 | -30 | 0 | 0.85766 | 0.091605 | 0.52133 | 0.01 | 1.0427 | Heat_EZ_Sch_2 | Cool_EZ_Sch_1 | No | DHW_EZ_Sch_1 | 0 | 0 | 0 | No | No | No | No | No | 1221.6788 | Misc_Elec_EZ_Sch_1 | 0
SITE_00687 | 4 | USA_WA_Yakima.Air.Terminal-McAllister.Field.727810_TMY3 | 0 | 1392 | 2.2756 | 8 | 1 | 4-12 (Low-Moderate Slope) | Overall Effective R-Value | 0 | 11.1801 | Ceiling Overall Effective R-Value (Assumes Uninsulated Roof) | 0 | 24.7009 | Yes | Foundation Type with Effective R-Values | 0 | Heated Basement | 22.552 | 0 | 0 | 0 | 2.494 | Yes | 0.82391 | 0.72596 | No | 0.073001 | 0.13132 | 0.18658 | 0.16181 | 5.6169 | Nat. Gas Furnace with No CAC | Manual | kW | 25 |  |  | Electric | kW | 15 | 35 | -30 | 0 | 0.8 | 0.091605 | 0.39253 | 0.01 | 0.78506 | Heat_EZ_Sch_2 | Cool_EZ_Sch_1 | No | DHW_EZ_Sch_1 | 0 | 0 | 0 | No | No | No | No | No | 808.8824 | Misc_Elec_EZ_Sch_1 | 0
SITE_00692 | 4 | USA_WA_Yakima.Air.Terminal-McAllister.Field.727810_TMY3 | 0 | 1050 | 0 | 8 | 1 | 4-12 (Low-Moderate Slope) | Overall Effective R-Value | 0 | 10.5675 | Ceiling Overall Effective R-Value (Assumes Uninsulated Roof) | 0 | 3.5 | Yes | Foundation Type with Effective R-Values | 0 | Heated Basement | 999 | 0 | 0 | 0 | 999 | Yes | 0.7882 | 0.53622 | No | #DIV/0! | #DIV/0! | #DIV/0! | #DIV/0! | 4.128 | Resistance Wall Heat with No AC | Manual | kW | 15 |  |  | Electric | kW | 15 | 35 | -30 | 0 |  | 0.091605 | 0.52133 | 0.01 | 1.0427 | Heat_EZ_Sch_1 | Cool_EZ_Sch_1 | No | DHW_EZ_Sch_1 | 0 | 0 | 0 | No | No | No | No | No | 507.0648 | Misc_Elec_EZ_Sch_1 | 0
SITE_00694 | 4 | USA_WA_Walla.Walla.Rgnl.AP.727846_TMY3 | 0 | 1648 | 1 | 8 | 1 | 4-12 (Low-Moderate Slope) | Overall Effective R-Value | 0 | 16.2112 | Ceiling Overall Effective R-Value (Assumes Uninsulated Roof) | 0 | 14.3261 | Yes | Foundation Type with Effective R-Values | 0 | Vented Crawlspace | 18.1327 | 0 | 0 | 0 | 2.3972 | Yes | 0.51152 | 0.52211 | No | 0.20059 | 0.074434 | 0.20632 | 0.23367 | 3.5748 | Single Speed ASHP (8.5 HSPF 15 SEER) | Manual | ton | 2 | ton | 2 | Electric | kW | 15 | 35 | -30 | 0 |  | 0.091605 | 5.9874 | 0.01 | 11.9748 | Heat_EZ_Sch_1 | Cool_EZ_Sch_1 | No | DHW_EZ_Sch_1 | 0 | 0 | 0 | No | No | No | No | No | 761.5306 | Misc_Elec_EZ_Sch_1 | 0
SITE_00695 | 4 | USA_OR_Baker.City.Muni.AP.726886_TMY3 | 0 | 1433 | 1.4589 | 8 | 1 | 4-12 (Low-Moderate Slope) | Overall Effective R-Value | 0 | 16.5154 | Ceiling Overall Effective R-Value (Assumes Uninsulated Roof) | 0 | 25.4414 | Yes | Foundation Type with Effective R-Values | 0 | Slab | 22.9376 | 2.6329 | 2.6329 | 0 | 999 | Yes | 0.51152 | 0.53817 | No | 0.035258 | 0.011547 | 0.28134 | 0.12983 | 1.44 | Single Speed ASHP (8.5 HSPF 15 SEER) | Manual | ton | 3.5 | ton | 3.5 | Electric | kW | 15 | 35 | -30 | 0 |  | 0.091605 | 2.8 | 0.01 | 5.6 | Heat_EZ_Sch_1 | Cool_EZ_Sch_1 | No | DHW_EZ_Sch_1 | 0 | 0 | 0 | No | No | No | No | No | 666.6227 | Misc_Elec_EZ_Sch_1 | 0
SITE_00697 | 4 | USA_WA_Yakima.Air.Terminal-McAllister.Field.727810_TMY3 | 0 | 773 | 1.5876 | 8 | 1 | 4-12 (Low-Moderate Slope) | Overall Effective R-Value | 0 | 4.3012 | Ceiling Overall Effective R-Value (Assumes Uninsulated Roof) | 0 | 3.5 | Yes | Foundation Type with Effective R-Values | 0 | Heated Basement | 999 | 0 | 0 | 0 | 1.73 | Yes | 0.52699 | 0.7118 | No | 0.14126 | 0.053161 | 0.11054 | 0.088308 | 5.6831 | Nat. Gas Furnace with No CAC | Manual | kW | 15 |  |  | Electric | kW | 15 | 35 | -30 | 0 | 0.925 | 0.091605 | 0.39253 | 0.01 | 0.78506 | Heat_EZ_Sch_2 | Cool_EZ_Sch_1 | No | DHW_EZ_Sch_1 | 0 | 0 | 0 | No | No | No | No | No | 775.4695 | Misc_Elec_EZ_Sch_1 | 0
SITE_00698 | 4 | USA_WA_Yakima.Air.Terminal-McAllister.Field.727810_TMY3 | 0 | 885 | 1.7438 | 8 | 1 | 4-12 (Low-Moderate Slope) | Overall Effective R-Value | 0 | 11.0335 | Ceiling Overall Effective R-Value (Assumes Uninsulated Roof) | 0 | 4.965 | Yes | Foundation Type with Effective R-Values | 0 | Unheated Basement | 11.5845 | 0 | 0 | 0 | 1.73 | Yes | 0.879 | 0.6745 | No | 0.11511 | 0.065881 | 0.044335 | 0.032963 | 6.3961 | Nat. Gas Furnace with No CAC | Manual | kW | 15 |  |  | Electric | kW | 15 | 35 | -30 | 0 | 0.8226 | 0.091605 | 0.39253 | 0.01 | 0.78506 | Heat_EZ_Sch_2 | Cool_EZ_Sch_1 | No | DHW_EZ_Sch_1 | 0 | 0 | 0 | No | No | No | No | No | 415.1244 | Misc_Elec_EZ_Sch_1 | 0
SITE_00699 | 4 | USA_WA_Spokane-Felts.Field.727856_TMY3 | 0 | 1350 | 0.55509 | 8 | 1 | 4-12 (Low-Moderate Slope) | Overall Effective R-Value | 0 | 10.0431 | Ceiling Overall Effective R-Value (Assumes Uninsulated Roof) | 0 | 11.7676 | Yes | Foundation Type with Effective R-Values | 0 | Heated Basement | 15.63 | 0 | 0 | 0 | 1.9447 | Yes | 0.72952 | 0.58891 | No | 0.12285 | 0.32763 | 0.3162 | 0.40604 | 5.4035 | Single Speed ASHP (8.5 HSPF 15 SEER) | Manual | ton | 2.3833 | ton | 2.3833 | Electric | kW | 15 | 35 | -30 | 0 |  | 0.091605 | 0.31728 | 0.01 | 0.63456 | Heat_EZ_Sch_1 | Cool_EZ_Sch_1 | No | DHW_EZ_Sch_1 | 0 | 0 | 0 | No | No | No | No | No | 1044.3251 | Misc_Elec_EZ_Sch_1 | 0
SITE_00700 | 4 | USA_WA_Spokane.Intl.AP.727850_TMY3 | 0 | 512 | 1.822 | 8 | 1 | 4-12 (Low-Moderate Slope) | Overall Effective R-Value | 0 | 11.6926 | Ceiling Overall Effective R-Value (Assumes Uninsulated Roof) | 0 | 19.8343 | Yes | Foundation Type with Effective R-Values | 0 | Heated Basement | 999 | 2.6329 | 2.6329 | 0 | 11.1048 | Yes | 0.51905 | 0.54008 | No | 0.045648 | 0.095254 | 0.061987 | 0.00030319 | 4.8538 | Nat. Gas Furnace with No CAC | Manual | kW | 15 |  |  | Electric | kW | 15 | 35 | -30 | 0 | 0.8 | 0.091605 | 0.39253 | 0.01 | 0.78506 | Heat_EZ_Sch_2 | Cool_EZ_Sch_1 | No | DHW_EZ_Sch_1 | 0 | 0 | 0 | No | No | No | No | No | 525.4533 | Misc_Elec_EZ_Sch_1 | 0
SITE_00701 | 4 | USA_NV_Winnemucca.Muni.AP.725830_TMY3 | 0 | 1080 | 1.075 | 8 | 1 | 4-12 (Low-Moderate Slope) | Overall Effective R-Value | 0 | 11.3052 | Ceiling Overall Effective R-Value (Assumes Uninsulated Roof) | 0 | 36.3663 | Yes | Foundation Type with Effective R-Values | 0 | Vented Crawlspace | 23.5886 | 0 | 0 | 0 | 2.0929 | Yes | 0.48 | 0.49917 | No | 0.070221 | 0.083444 | 0.089678 | 0.24605 | 4.2936 | Electric Furnace with No CAC | Manual | kW | 15 |  |  | Electric | kW | 15 | 35 | -30 | 0 |  | 0.12716 | 11.7943 | 0.01 | 100 | Heat_EZ_Sch_1 | Cool_EZ_Sch_1 | No | DHW_EZ_Sch_1 | 0 | 0 | 0 | No | No | No | No | No | 724.7618 | Misc_Elec_EZ_Sch_1 | 0
SITE_00702 | 4 | USA_WA_Moses.Lake-Grant.County.Intl.AP.727827_TMY3 | 0 | 1040 | 1 | 8 | 1 | 4-12 (Low-Moderate Slope) | Overall Effective R-Value | 0 | 10.4023 | Ceiling Overall Effective R-Value (Assumes Uninsulated Roof) | 0 | 19.8343 | Yes | Foundation Type with Effective R-Values | 0 | Vented Crawlspace | 4.707 | 0 | 0 | 0 | 2.0929 | Yes | 0.75094 | 0.52211 | No | 0.21297 | 0.14675 | 0.00038761 | 0.12813 | 8.0099 | Nat. Gas Furnace with No CAC | Manual | kW | 15 |  |  | Electric | kW | 15 | 35 | -30 | 0 | 0.8182 | 0.091605 | 0.39253 | 0.01 | 0.78506 | Heat_EZ_Sch_2 | Cool_EZ_Sch_1 | No | DHW_EZ_Sch_1 | 0 | 0 | 0 | No | No | No | No | No | 696.6851 | Misc_Elec_EZ_Sch_1 | 0
SITE_00704 | 4 | USA_WA_The.Dalles-Columbia.Gorge.Rgnl.AP.726988_TMY3 | 0 | 1019 | 0.95253 | 8 | 1 | 4-12 (Low-Moderate Slope) | Overall Effective R-Value | 0 | 11.0335 | Ceiling Overall Effective R-Value (Assumes Uninsulated Roof) | 0 | 34.6072 | Yes | Foundation Type with Effective R-Values | 0 | Vented Crawlspace | 4.7448 | 0 | 0 | 0 | 2.0929 | Yes | 0.77928 | 0.6113 | No | 0.15987 | 0.16809 | 0.0004111 | 0.13783 | 8.4548 | Single Speed ASHP (8.5 HSPF 15 SEER) | Manual | ton | 2.1667 | ton | 2.1667 | Electric | kW | 15 | 35 | -30 | 0 |  | 0.091605 | 2.2404 | 0.01 | 1.424 | Heat_EZ_Sch_1 | Cool_EZ_Sch_1 | No | DHW_EZ_Sch_1 | 0 | 0 | 0 | No | No | No | No | No | 678.2621 | Misc_Elec_EZ_Sch_1 | 0
SITE_00706 | 4 | USA_WA_Walla.Walla.Rgnl.AP.727846_TMY3 | 0 | 1730 | 1.0572 | 8 | 1 | 4-12 (Low-Moderate Slope) | Overall Effective R-Value | 0 | 14.7949 | Ceiling Overall Effective R-Value (Assumes Uninsulated Roof) | 0 | 34.4027 | Yes | Foundation Type with Effective R-Values | 0 | Vented Crawlspace | 26.0716 | 0 | 0 | 0 | 2.0929 | Yes | 0.51905 | 0.52211 | No | 0.21387 | 0.064018 | 0.12022 | 0.10534 | 5.4146 | Single Speed ASHP (8.5 HSPF 15 SEER) | Manual | ton | 2.2 | ton | 2.2 | Electric | kW | 15 | 35 | -30 | 0 |  | 0.091605 | 0.39253 | 0.01 | 0.78506 | Heat_EZ_Sch_1 | Cool_EZ_Sch_1 | No | DHW_EZ_Sch_1 | 0 | 0 | 0 | No | No | No | No | No | 728.4666 | Misc_Elec_EZ_Sch_1 | 0
SITE_00708 | 4 | USA_WA_The.Dalles-Columbia.Gorge.Rgnl.AP.726988_TMY3 | 0 | 1400 | 1 | 8 | 1 | 4-12 (Low-Moderate Slope) | Overall Effective R-Value | 0 | 4.3012 | Ceiling Overall Effective R-Value (Assumes Uninsulated Roof) | 0 | 27.5208 | Yes | Foundation Type with Effective R-Values | 0 | Vented Crawlspace | 4.7717 | 0 | 0 | 0 | 2.0929 | Yes | 0.76422 | 0.62791 | No | 0.19182 | 0.082313 | 0.14532 | 0.16864 | 7.4675 | Single Speed ASHP (8.5 HSPF 15 SEER) | Manual | ton | 2.2833 | ton | 2.2833 | Electric | kW | 15 | 35 | -30 | 0 |  | 0.091605 | 0.39253 | 0.01 | 0.78506 | Heat_EZ_Sch_1 | Cool_EZ_Sch_1 | No | DHW_EZ_Sch_1 | 0 | 0 | 0 | No | No | No | No | No | 883.1223 | Misc_Elec_EZ_Sch_1 | 0
SITE_00709 | 4 | USA_WA_Yakima.Air.Terminal-McAllister.Field.727810_TMY3 | 0 | 1056 | 0.58262 | 8 | 1 | 4-12 (Low-Moderate Slope) | Overall Effective R-Value | 0 | 11.0335 | Ceiling Overall Effective R-Value (Assumes Uninsulated Roof) | 0 | 14.5565 | Yes | Foundation Type with Effective R-Values | 0 | Heated Basement | 999 | 0 | 0 | 0 | 1.7544 | Yes | 0.60578 | 0.60809 | No | 0.25789 | 0.18279 | 0.13567 | 0.27269 | 5.4108 | Electric Furnace with No CAC | Manual | kW | 15 |  |  | Electric | kW | 15 | 35 | -30 | 0 |  | 0.091605 | 0.39253 | 0.01 | 0.78506 | Heat_EZ_Sch_1 | Cool_EZ_Sch_1 | No | DHW_EZ_Sch_1 | 0 | 0 | 0 | No | No | No | No | No | 527.1554 | Misc_Elec_EZ_Sch_1 | 0
SITE_00710 | 4 | USA_OR_Pendleton-Eastern.Oregon.Rgnl.AP.726880_TMY3 | 0 | 1423 | 1.1274 | 8 | 1 | 4-12 (Low-Moderate Slope) | Overall Effective R-Value | 0 | 16.172 | Ceiling Overall Effective R-Value (Assumes Uninsulated Roof) | 0 | 56.8655 | Yes | Foundation Type with Effective R-Values | 0 | Heated Basement | 999 | 0 | 0 | 0 | 9.9588 | Yes | 0.51369 | 0.52211 | No | 0.19991 | 0.13898 | 0.11484 | 0.33485 | 3.1326 | Single Speed ASHP (8.5 HSPF 15 SEER) | Manual | ton | 3.4167 | ton | 3.4167 | Electric | kW | 15 | 35 | -30 | 0 |  | 0.091605 | 2.2404 | 0.01 | 1.424 | Heat_EZ_Sch_1 | Cool_EZ_Sch_1 | No | DHW_EZ_Sch_1 | 0 | 0 | 0 | No | No | No | No | No | 909.5433 | Misc_Elec_EZ_Sch_1 | 0
SITE_00711 | 4 | USA_WA_Spokane-Felts.Field.727856_TMY3 | 0 | 3020 | 1.9169 | 8 | 1 | 4-12 (Low-Moderate Slope) | Overall Effective R-Value | 0 | 15.839 | Ceiling Overall Effective R-Value (Assumes Uninsulated Roof) | 0 | 61.7811 | Yes | Foundation Type with Effective R-Values | 0 | Vented Crawlspace | 26.0716 | 0 | 0 | 0 | 2.0929 | Yes | 0.51267 | 0.52211 | No | 0.30232 | 0.13511 | 0.11411 | 0.028413 | 4.3197 | Single Speed ASHP (8.5 HSPF 15 SEER) | Manual | ton | 6.0833 | ton | 6.0833 | Electric | kW | 15 | 35 | -30 | 0 |  | 0.091605 | 0.52133 | 0.01 | 1.0427 | Heat_EZ_Sch_1 | Cool_EZ_Sch_1 | No | DHW_EZ_Sch_1 | 0 | 0 | 0 | No | No | No | No | No | 817.1059 | Misc_Elec_EZ_Sch_1 | 0
SITE_00714 | 4 | USA_WA_Pasco-Tri.Cities.AP.727845_TMY3 | 0 | 1583 | 1.2054 | 8 | 1 | 4-12 (Low-Moderate Slope) | Overall Effective R-Value | 0 | 11.3052 | Ceiling Overall Effective R-Value (Assumes Uninsulated Roof) | 0 | 34.6072 | Yes | Foundation Type with Effective R-Values | 0 | Slab | 999 | 2.6329 | 2.6329 | 0 | 999 | Yes | 0.51152 | 0.53359 | No | 0.47498 | 0.18232 | 0.15497 | 0.10965 | 5.5857 | Nat. Gas Furnace with No CAC | Manual | kW | 15 |  |  | Electric | kW | 15 | 35 | -30 | 0 | 0.8 | 0.091605 | 2.848 | 0.01 | 5.696 | Heat_EZ_Sch_2 | Cool_EZ_Sch_1 | No | DHW_EZ_Sch_1 | 0 | 0 | 0 | No | No | No | No | No | 473.1985 | Misc_Elec_EZ_Sch_1 | 0
SITE_00715 | 4 | USA_WA_Yakima.Air.Terminal-McAllister.Field.727810_TMY3 | 0 | 1000 | 1.4961 | 8 | 1 | 4-12 (Low-Moderate Slope) | Overall Effective R-Value | 0 | 12.1064 | Ceiling Overall Effective R-Value (Assumes Uninsulated Roof) | 0 | 3.8668 | Yes | Foundation Type with Effective R-Values | 0 | Heated Basement | 18.1327 | 0 | 0 | 0 | 1.73 | Yes | 0.52699 | 0.53681 | No | 0.17814 | 0.21267 | 0.052998 | 0.16407 | 11.4671 | Nat. Gas Furnace with No CAC | Manual | kW | 25 |  |  | Electric | kW | 15 | 35 | -30 | 0 | 0.78 | 0.091605 | 0.25 | 0.01 | 0.5 | Heat_EZ_Sch_2 | Cool_EZ_Sch_1 | No | DHW_EZ_Sch_1 | 0 | 0 | 0 | No | No | No | No | No | 657.5686 | Misc_Elec_EZ_Sch_1 | 0
SITE_00716 | 4 | USA_WA_Spokane-Felts.Field.727856_TMY3 | 0 | 1184 | 2.4015 | 8 | 1 | 4-12 (Low-Moderate Slope) | Overall Effective R-Value | 0 | 16.284 | Ceiling Overall Effective R-Value (Assumes Uninsulated Roof) | 0 | 53.1025 | Yes | Foundation Type with Effective R-Values | 0 | Vented Crawlspace | 29.7018 | 0 | 0 | 0 | 2.0929 | Yes | 0.51152 | 0.62671 | No | 0.1804 | 0.077543 | 0.00015127 | 0.06378 | 3.5345 | Nat. Gas Furnace with No CAC | Manual | kW | 15 |  |  | Electric | kW | 15 | 35 | -30 | 0 | 0.82 | 0.091605 | 4.2 | 0.01 | 8.4 | Heat_EZ_Sch_2 | Cool_EZ_Sch_1 | No | DHW_EZ_Sch_1 | 0 | 0 | 0 | No | No | No | No | No | 827.3811 | Misc_Elec_EZ_Sch_1 | 0
SITE_00717 | 4 | USA_WA_Yakima.Air.Terminal-McAllister.Field.727810_TMY3 | 0 | 1488 | 1.1563 | 8 | 1 | 4-12 (Low-Moderate Slope) | Overall Effective R-Value | 0 | 16.3106 | Ceiling Overall Effective R-Value (Assumes Uninsulated Roof) | 0 | 24.0342 | Yes | Foundation Type with Effective R-Values | 0 | Vented Crawlspace | 31.7764 | 0 | 0 | 0 | 2.0929 | Yes | 0.61416 | 0.6252 | No | 0.11172 | 0.052909 | 0.18168 | 0.046712 | 1.2339 | Nat. Gas Furnace with No CAC | Manual | kW | 15 |  |  | Electric | kW | 15 | 35 | -30 | 0 | 0.95 | 0.12716 | 15.8882 | 0.01 | 100 | Heat_EZ_Sch_2 | Cool_EZ_Sch_1 | No | DHW_EZ_Sch_1 | 0 | 0 | 0 | No | No | No | No | No | 695.0338 | Misc_Elec_EZ_Sch_1 | 0
SITE_00719 | 4 | USA_WA_The.Dalles-Columbia.Gorge.Rgnl.AP.726988_TMY3 | 0 | 976 | 2.3099 | 8 | 1 | 4-12 (Low-Moderate Slope) | Overall Effective R-Value | 0 | 17.5367 | Ceiling Overall Effective R-Value (Assumes Uninsulated Roof) | 0 | 51.3042 | Yes | Foundation Type with Effective R-Values | 0 | Slab | 17.2568 | 2.6329 | 2.6329 | 0 | 999 | Yes | 0.51152 | 0.52951 | No | 0.077598 | 0.18267 | 0.1169 | 0.089085 | 1.652 | Single Speed ASHP (8.5 HSPF 15 SEER) | Manual | ton | 3 | ton | 3 | Electric | kW | 15 | 35 | -30 | 0 |  | 0.091605 | 0.39253 | 0.01 | 0.78506 | Heat_EZ_Sch_1 | Cool_EZ_Sch_1 | No | DHW_EZ_Sch_1 | 0 | 0 | 0 | No | No | No | No | No | 1427.8839 | Misc_Elec_EZ_Sch_1 | 0
SITE_00721 | 4 | USA_WA_Pasco-Tri.Cities.AP.727845_TMY3 | 0 | 1732 | 1.0837 | 8 | 1 | 4-12 (Low-Moderate Slope) | Overall Effective R-Value | 0 | 16.7906 | Ceiling Overall Effective R-Value (Assumes Uninsulated Roof) | 0 | 25.1199 | Yes | Foundation Type with Effective R-Values | 0 | Vented Crawlspace | 20.258 | 0 | 0 | 0 | 2.0929 | Yes | 0.51152 | 0.5869 | No | 0.1047 | 0.084358 | 0.085032 | 0.17334 | 4.4801 | Nat. Gas Furnace with No CAC | Manual | kW | 15 |  |  | Electric | kW | 15 | 35 | -30 | 0 | 0.85766 | 0.091605 | 0.39253 | 0.01 | 0.78506 | Heat_EZ_Sch_2 | Cool_EZ_Sch_1 | No | DHW_EZ_Sch_1 | 0 | 0 | 0 | No | No | No | No | No | 655.6668 | Misc_Elec_EZ_Sch_1 | 0
SITE_00722 | 4 | USA_WA_The.Dalles-Columbia.Gorge.Rgnl.AP.726988_TMY3 | 0 | 927 | 1 | 8 | 1 | 4-12 (Low-Moderate Slope) | Overall Effective R-Value | 0 | 11.7489 | Ceiling Overall Effective R-Value (Assumes Uninsulated Roof) | 0 | 45.7413 | Yes | Foundation Type with Effective R-Values | 0 | Vented Crawlspace | 18.1327 | 0 | 0 | 0 | 2.3977 | Yes | 0.52699 | 0.75386 | No | 0.00041055 | 0.00041055 | 0.26053 | 0.18062 | 8.2671 | Single Speed ASHP (8.5 HSPF 15 SEER) | Manual | ton | 1.9408 | ton | 1.9408 | Electric | kW | 15 | 35 | -30 | 0 |  | 0.091605 | 0.52133 | 0.01 | 1.0427 | Heat_EZ_Sch_1 | Cool_EZ_Sch_1 | No | DHW_EZ_Sch_1 | 0 | 0 | 0 | No | No | No | No | No | 720.7956 | Misc_Elec_EZ_Sch_1 | 0
SITE_00723 | 4 | USA_WA_Yakima.Air.Terminal-McAllister.Field.727810_TMY3 | 0 | 1046 | 0.98674 | 8 | 1 | 4-12 (Low-Moderate Slope) | Overall Effective R-Value | 0 | 4.189 | Ceiling Overall Effective R-Value (Assumes Uninsulated Roof) | 0 | 3.5 | Yes | Foundation Type with Effective R-Values | 0 | Vented Crawlspace | 4.7448 | 0 | 0 | 0 | 2.0929 | Yes | 0.95552 | 0.52211 | No | 0.095067 | 0.12987 | 0.088865 | 0.13558 | 8.1053 | Resistance Wall Heat with No AC | Manual | kW | 25 |  |  | Electric | kW | 15 | 35 | -30 | 0 |  | 0.091605 | 0.52133 | 0.01 | 1.0427 | Heat_EZ_Sch_1 | Cool_EZ_Sch_1 | No | DHW_EZ_Sch_1 | 0 | 0 | 0 | No | No | No | No | No | 361.8369 | Misc_Elec_EZ_Sch_1 | 0
SITE_00724 | 4 | USA_OR_Baker.City.Muni.AP.726886_TMY3 | 0 | 1885 | 2.558 | 8 | 1 | 4-12 (Low-Moderate Slope) | Overall Effective R-Value | 0 | 16.3106 | Ceiling Overall Effective R-Value (Assumes Uninsulated Roof) | 0 | 31.7019 | Yes | Foundation Type with Effective R-Values | 0 | Heated Basement | 999 | 0 | 0 | 0 | 1.73 | Yes | 0.5137 | 0.58901 | No | 0.098977 | 0.038112 | 0.3918 | 0.17368 | 3.5837 | Nat. Gas Furnace with No CAC | Manual | kW | 25 |  |  | Electric | kW | 15 | 35 | -30 | 0 | 0.92 | 0.091605 | 0.39253 | 0.01 | 0.78506 | Heat_EZ_Sch_2 | Cool_EZ_Sch_1 | No | DHW_EZ_Sch_1 | 0 | 0 | 0 | No | No | No | No | No | 798.9971 | Misc_Elec_EZ_Sch_1 | 0
SITE_00725 | 4 | USA_WA_Yakima.Air.Terminal-McAllister.Field.727810_TMY3 | 0 | 672 | 1.8155 | 8 | 1 | 4-12 (Low-Moderate Slope) | Overall Effective R-Value | 0 | 4.189 | Ceiling Overall Effective R-Value (Assumes Uninsulated Roof) | 0 | 6.0144 | Yes | Foundation Type with Effective R-Values | 0 | Unheated Basement | 4.3632 | 0 | 0 | 0 | 1.73 | Yes | 0.84597 | 0.63969 | No | 0.052568 | 0.061651 | 0.048879 | 0.024439 | 4.6651 | Nat. Gas Furnace with No CAC | Manual | kW | 15 |  |  | Electric | kW | 15 | 35 | -30 | 0 | 0.85766 | 0.091605 | 0.39253 | 0.01 | 0.78506 | Heat_EZ_Sch_2 | Cool_EZ_Sch_1 | No | DHW_EZ_Sch_1 | 0 | 0 | 0 | No | No | No | No | No | 451.3777 | Misc_Elec_EZ_Sch_1 | 0
SITE_00726 | 4 | USA_WA_Pasco-Tri.Cities.AP.727845_TMY3 | 0 | 770 | 0.9375 | 8 | 1 | 4-12 (Low-Moderate Slope) | Overall Effective R-Value | 0 | 11.1432 | Ceiling Overall Effective R-Value (Assumes Uninsulated Roof) | 0 | 15.7301 | Yes | Foundation Type with Effective R-Values | 0 | Vented Crawlspace | 15.0296 | 0 | 0 | 0 | 2.0929 | Yes | 0.8244 | 0.73494 | No | 0.094265 | 0.22744 | 0.077147 | 0.0004805 | 9.2604 | Electric Furnace with No CAC | Manual | kW | 10 |  |  | Electric | kW | 15 | 35 | -30 | 0 |  | 0.17053 | 7.5148 | 0.01 | 100 | Heat_EZ_Sch_1 | Cool_EZ_Sch_1 | No | DHW_EZ_Sch_1 | 0 | 0 | 0 | No | No | No | No | No | 466.0207 | Misc_Elec_EZ_Sch_1 | 0
SITE_00727 | 4 | USA_WA_Yakima.Air.Terminal-McAllister.Field.727810_TMY3 | 0 | 1420 | 0.22606 | 8 | 1 | 4-12 (Low-Moderate Slope) | Overall Effective R-Value | 0 | 12.4529 | Ceiling Overall Effective R-Value (Assumes Uninsulated Roof) | 0 | 41.2839 | Yes | Foundation Type with Effective R-Values | 0 | Heated Basement | 999 | 2.6329 | 2.6329 | 0 | 1.73 | Yes | 0.94673 | 0.6223 | No | 0.78668 | 0.84676 | 0.33187 | 0.10426 | 5.6286 | Nat. Gas Furnace with No CAC | Manual | kW | 15 |  |  | Electric | kW | 15 | 35 | -30 | 0 | 0.97 | 0.091605 | 0.39253 | 0.01 | 0.78506 | Heat_EZ_Sch_2 | Cool_EZ_Sch_1 | No | DHW_EZ_Sch_1 | 0 | 0 | 0 | No | No | No | No | No | 415.4853 | Misc_Elec_EZ_Sch_1 | 0
SITE_00729 | 4 | USA_WA_Yakima.Air.Terminal-McAllister.Field.727810_TMY3 | 0 | 1066 | 1.0219 | 8 | 1 | 4-12 (Low-Moderate Slope) | Overall Effective R-Value | 0 | 15.472 | Ceiling Overall Effective R-Value (Assumes Uninsulated Roof) | 0 | 22.7889 | Yes | Foundation Type with Effective R-Values | 0 | Vented Crawlspace | 18.1327 | 0 | 0 | 0 | 2.0929 | Yes | 0.54627 | 0.54897 | No | 0.1945 | 0.11406 | 0.13185 | 0.13372 | 12.2766 | Nat. Gas Furnace with No CAC | Manual | kW | 15 |  |  | Electric | kW | 15 | 35 | -30 | 0 | 0.8 | 0.091605 | 4 | 0.01 | 8 | Heat_EZ_Sch_2 | Cool_EZ_Sch_1 | No | DHW_EZ_Sch_1 | 0 | 0 | 0 | No | No | No | No | No | 372.4717 | Misc_Elec_EZ_Sch_1 | 0
SITE_00730 | 4 | USA_WA_The.Dalles-Columbia.Gorge.Rgnl.AP.726988_TMY3 | 0 | 2203 | 0.5724 | 8 | 1 | 4-12 (Low-Moderate Slope) | Overall Effective R-Value | 0 | 11.6926 | Ceiling Overall Effective R-Value (Assumes Uninsulated Roof) | 0 | 41.9686 | Yes | Foundation Type with Effective R-Values | 0 | Heated Basement | 20.9771 | 0 | 0 | 0 | 2.494 | Yes | 0.52699 | 0.54278 | No | 0.24145 | 0.53105 | 0.023263 | 0.36704 | 5.3631 | Single Speed ASHP (8.5 HSPF 15 SEER) | Manual | ton | 4.75 | ton | 4.75 | Electric | kW | 15 | 35 | -30 | 0 |  | 0.091605 | 0.39253 | 0.01 | 0.78506 | Heat_EZ_Sch_1 | Cool_EZ_Sch_1 | No | DHW_EZ_Sch_1 | 0 | 0 | 0 | No | No | No | No | No | 1029.7071 | Misc_Elec_EZ_Sch_1 | 0
SITE_00731 | 4 | USA_WA_Pasco-Tri.Cities.AP.727845_TMY3 | 0 | 2048 | 1.0598 | 8 | 1 | 4-12 (Low-Moderate Slope) | Overall Effective R-Value | 0 | 20.8764 | Ceiling Overall Effective R-Value (Assumes Uninsulated Roof) | 0 | 40.1761 | Yes | Foundation Type with Effective R-Values | 0 | Vented Crawlspace | 21.5143 | 0 | 0 | 0 | 2.0929 | Yes | 0.51152 | 0.52711 | No | 0.31539 | 0.21474 | 0.21181 | 0.18279 | 3.7404 | Nat. Gas Furnace with No CAC | Manual | kW | 15 |  |  | Electric | kW | 15 | 35 | -30 | 0 | 0.8 | 0.091605 | 2.2404 | 0.01 | 1.424 | Heat_EZ_Sch_2 | Cool_EZ_Sch_1 | No | DHW_EZ_Sch_1 | 0 | 0 | 0 | No | No | No | No | No | 654.0518 | Misc_Elec_EZ_Sch_1 | 0
SITE_00732 | 4 | USA_WA_Pasco-Tri.Cities.AP.727845_TMY3 | 0 | 1376 | 2.1977 | 8 | 1 | 4-12 (Low-Moderate Slope) | Overall Effective R-Value | 0 | 16.3106 | Ceiling Overall Effective R-Value (Assumes Uninsulated Roof) | 0 | 34.6072 | Yes | Foundation Type with Effective R-Values | 0 | Vented Crawlspace | 22.1812 | 0 | 0 | 0 | 2.0929 | Yes | 0.51905 | 0.54078 | No | 0.27824 | 0.19127 | 0.088014 | 0.03335 | 4.7722 | Single Speed ASHP (8.5 HSPF 15 SEER) | Manual | ton | 2.2889 | ton | 2.2889 | Electric | kW | 15 | 35 | -30 | 0 |  | 0.091605 | 0.52133 | 0.01 | 1.0427 | Heat_EZ_Sch_1 | Cool_EZ_Sch_1 | No | DHW_EZ_Sch_1 | 0 | 0 | 0 | No | No | No | No | No | 807.9062 | Misc_Elec_EZ_Sch_1 | 0
SITE_00733 | 4 | USA_OR_Burns.Muni.AP.726830_TMY3 | 0 | 1256 | 2.2313 | 8 | 1 | 4-12 (Low-Moderate Slope) | Overall Effective R-Value | 0 | 16.172 | Ceiling Overall Effective R-Value (Assumes Uninsulated Roof) | 0 | 15.2961 | Yes | Foundation Type with Effective R-Values | 0 | Slab | 999 | 3.7577 | 3.7577 | 0 | 999 | Yes | 0.54196 | 0.6697 | No | 0.14429 | 0.097852 | 0.32833 | 0.071594 | 7.7976 | Single Speed ASHP (8.5 HSPF 15 SEER) | Manual | ton | 3.0333 | ton | 3.0333 | Electric | kW | 15 | 35 | -30 | 0 |  | 0.091605 | 0.39253 | 0.01 | 0.78506 | Heat_EZ_Sch_1 | Cool_EZ_Sch_1 | No | DHW_EZ_Sch_1 | 0 | 0 | 0 | No | No | No | No | No | 805.0885 | Misc_Elec_EZ_Sch_1 | 0
SITE_00735 | 4 | USA_WA_Moses.Lake-Grant.County.Intl.AP.727827_TMY3 | 0 | 720 | 0.95243 | 8 | 1 | 4-12 (Low-Moderate Slope) | Overall Effective R-Value | 0 | 4.2444 | Ceiling Overall Effective R-Value (Assumes Uninsulated Roof) | 0 | 12.3828 | Yes | Foundation Type with Effective R-Values | 0 | Slab | 999 | 2.6329 | 2.6329 | 0 | 999 | Yes | 0.52699 | 0.52211 | No | 0.14374 | 0.097483 | 0.039265 | 0.254 | 11.7644 | Resistance Wall Heat with No AC | Manual | kW | 15 |  |  | Electric | kW | 15 | 35 | -30 | 0 |  | 0.091605 | 0.52133 | 0.01 | 1.0427 | Heat_EZ_Sch_1 | Cool_EZ_Sch_1 | No | DHW_EZ_Sch_1 | 0 | 0 | 0 | No | No | No | No | No | 513.8365 | Misc_Elec_EZ_Sch_1 | 0
SITE_00736 | 4 | USA_WA_Spokane-Felts.Field.727856_TMY3 | 0 | 2034 | 1.125 | 8 | 1 | 4-12 (Low-Moderate Slope) | Overall Effective R-Value | 0 | 16.3106 | Ceiling Overall Effective R-Value (Assumes Uninsulated Roof) | 0 | 37.3922 | Yes | Foundation Type with Effective R-Values | 0 | Vented Crawlspace | 33.0254 | 0 | 0 | 0 | 2.0929 | Yes | 0.51152 | 0.57177 | No | 0.14693 | 0.31261 | 0.022036 | 0.057622 | 4.8437 | Single Speed ASHP (8.5 HSPF 15 SEER) | Manual | ton | 2.65 | ton | 2.65 | Electric | kW | 15 | 35 | -30 | 0 |  | 0.091605 | 2.2404 | 0.01 | 1.424 | Heat_EZ_Sch_1 | Cool_EZ_Sch_1 | No | DHW_EZ_Sch_1 | 0 | 0 | 0 | No | No | No | No | No | 596.3994 | Misc_Elec_EZ_Sch_1 | 0
SITE_00737 | 4 | USA_WA_Yakima.Air.Terminal-McAllister.Field.727810_TMY3 | 0 | 1160 | 1.0314 | 8 | 1 | 4-12 (Low-Moderate Slope) | Overall Effective R-Value | 0 | 17.5367 | Ceiling Overall Effective R-Value (Assumes Uninsulated Roof) | 0 | 39.6183 | Yes | Foundation Type with Effective R-Values | 0 | Heated Basement | 999 | 0 | 0 | 0 | 1.73 | Yes | 0.63261 | 0.66487 | No | 0.14995 | 0.13389 | 0.15082 | 0.28809 | 9.7513 | Nat. Gas Furnace with No CAC | Manual | kW | 20 |  |  | Electric | kW | 15 | 35 | -30 | 0 | 0.95 | 0.091605 | 0.39253 | 0.01 | 0.78506 | Heat_EZ_Sch_2 | Cool_EZ_Sch_1 | No | DHW_EZ_Sch_1 | 0 | 0 | 0 | No | No | No | No | No | 571.7354 | Misc_Elec_EZ_Sch_1 | 0
SITE_00738 | 4 | USA_WA_Yakima.Air.Terminal-McAllister.Field.727810_TMY3 | 0 | 1176 | 0.91199 | 8 | 1 | 4-12 (Low-Moderate Slope) | Overall Effective R-Value | 0 | 11.0335 | Ceiling Overall Effective R-Value (Assumes Uninsulated Roof) | 0 | 12.2706 | Yes | Foundation Type with Effective R-Values | 0 | Heated Basement | 999 | 2.6329 | 2.6329 | 0 | 2.494 | Yes | 0.56433 | 0.57858 | No | 0.16196 | 0.26157 | 0.065171 | 0.011546 | 8.936 | Nat. Gas Furnace with No CAC | Manual | kW | 15 |  |  | Electric | kW | 15 | 35 | -30 | 0 | 0.8 | 0.091605 | 0.39253 | 0.01 | 0.78506 | Heat_EZ_Sch_2 | Cool_EZ_Sch_1 | No | DHW_EZ_Sch_1 | 0 | 0 | 0 | No | No | No | No | No | 769.8508 | Misc_Elec_EZ_Sch_1 | 0
SITE_00740 | 4 | USA_WA_Yakima.Air.Terminal-McAllister.Field.727810_TMY3 | 0 | 1350 | 0.99389 | 8 | 1 | 4-12 (Low-Moderate Slope) | Overall Effective R-Value | 0 | 10.8286 | Ceiling Overall Effective R-Value (Assumes Uninsulated Roof) | 0 | 19.2541 | Yes | Foundation Type with Effective R-Values | 0 | Vented Crawlspace | 4.707 | 2.6329 | 2.6329 | 0 | 2.0929 | Yes | 0.52699 | 0.54897 | No | 0.1024 | 0.028905 | 0.095939 | 0.054197 | 7.9523 | Resistance Wall Heat with No AC | Manual | kW | 15 |  |  | Electric | kW | 15 | 35 | -30 | 0 |  | 0.091605 | 0.52133 | 0.01 | 1.0427 | Heat_EZ_Sch_1 | Cool_EZ_Sch_1 | No | DHW_EZ_Sch_1 | 0 | 0 | 0 | No | No | No | No | No | 695.7551 | Misc_Elec_EZ_Sch_1 | 0
SITE_00742 | 4 | USA_WA_Walla.Walla.Rgnl.AP.727846_TMY3 | 0 | 493 | 1 | 8 | 1 | 4-12 (Low-Moderate Slope) | Overall Effective R-Value | 0 | 16.0572 | Ceiling Overall Effective R-Value (Assumes Uninsulated Roof) | 0 | 34.6072 | Yes | Foundation Type with Effective R-Values | 0 | Vented Crawlspace | 4.707 | 0 | 0 | 0 | 2.0929 | Yes | 0.52699 | 0.54008 | No | 0.00056297 | 0.00056297 | 0.00056297 | 0.19978 | 19.7031 | Nat. Gas Furnace with No CAC | Manual | kW | 10 |  |  | Electric | kW | 15 | 35 | -30 | 0 | 0.8 | 0.091605 | 0.39253 | 0.01 | 0.78506 | Heat_EZ_Sch_2 | Cool_EZ_Sch_1 | No | DHW_EZ_Sch_1 | 0 | 0 | 0 | No | No | No | No | No | 369.3126 | Misc_Elec_EZ_Sch_1 | 0
SITE_00744 | 4 | USA_NV_Winnemucca.Muni.AP.725830_TMY3 | 0 | 1428 | 0.92997 | 8 | 1 | 4-12 (Low-Moderate Slope) | Overall Effective R-Value | 0 | 11.516 | Ceiling Overall Effective R-Value (Assumes Uninsulated Roof) | 0 | 8.0481 | Yes | Foundation Type with Effective R-Values | 0 | Vented Crawlspace | 9.3223 | 0 | 0 | 0 | 2.0929 | Yes | 0.55 | 0.56493 | No | 0.00035569 | 0.16599 | 0.078154 | 0.20976 | 9.977 | Electric Furnace with No CAC | Manual | kW | 15 |  |  | Electric | kW | 15 | 35 | -30 | 0 |  | 0.17053 | 4.6611 | 0.01 | 100 | Heat_EZ_Sch_1 | Cool_EZ_Sch_1 | No | DHW_EZ_Sch_1 | 0 | 0 | 0 | No | No | No | No | No | 454.4198 | Misc_Elec_EZ_Sch_1 | 0
SITE_00745 | 4 | USA_WA_Yakima.Air.Terminal-McAllister.Field.727810_TMY3 | 0 | 672 | 0.86254 | 8 | 1 | 4-12 (Low-Moderate Slope) | Overall Effective R-Value | 0 | 10.9906 | Ceiling Overall Effective R-Value (Assumes Uninsulated Roof) | 0 | 12.3184 | Yes | Foundation Type with Effective R-Values | 0 | Heated Basement | 999 | 0 | 0 | 0 | 9.8947 | Yes | 0.58503 | 0.59623 | No | 0.1742 | 0.067765 | 0.20904 | 0.26671 | 4.849 | Nat. Gas Furnace with No CAC | Manual | kW | 15 |  |  | Electric | kW | 15 | 35 | -30 | 0 | 0.8 | 0.091605 | 0.39253 | 0.01 | 0.78506 | Heat_EZ_Sch_2 | Cool_EZ_Sch_1 | No | DHW_EZ_Sch_1 | 0 | 0 | 0 | No | No | No | No | No | 472.1715 | Misc_Elec_EZ_Sch_1 | 0
SITE_00746 | 4 | USA_WA_Moses.Lake-Grant.County.Intl.AP.727827_TMY3 | 0 | 1287 | 1 | 8 | 1 | 4-12 (Low-Moderate Slope) | Overall Effective R-Value | 0 | 10.9377 | Ceiling Overall Effective R-Value (Assumes Uninsulated Roof) | 0 | 11.2891 | Yes | Foundation Type with Effective R-Values | 0 | Vented Crawlspace | 4.707 | 0 | 0 | 0 | 2.0929 | Yes | 0.59251 | 0.70356 | No | 0.17927 | 0.35405 | 0.11242 | 0.036731 | 7.6051 | Nat. Gas Furnace with No CAC | Manual | kW | 15 |  |  | Electric | kW | 15 | 35 | -30 | 0 | 0.8 | 0.091605 | 0.39253 | 0.01 | 0.78506 | Heat_EZ_Sch_2 | Cool_EZ_Sch_1 | No | DHW_EZ_Sch_1 | 0 | 0 | 0 | No | No | No | No | No | 675.6019 | Misc_Elec_EZ_Sch_1 | 0
SITE_00748 | 4 | USA_WA_Pasco-Tri.Cities.AP.727845_TMY3 | 0 | 1637.5 | 1.7271 | 8 | 1 | 4-12 (Low-Moderate Slope) | Overall Effective R-Value | 0 | 11.3052 | Ceiling Overall Effective R-Value (Assumes Uninsulated Roof) | 0 | 24.09 | Yes | Foundation Type with Effective R-Values | 0 | Slab | 999 | 2.6329 | 2.6329 | 0 | 999 | Yes | 0.52699 | 0.5338 | No | 0.1101 | 0.40339 | 0.10001 | 0.045707 | 4.2605 | Single Speed ASHP (8.5 HSPF 15 SEER) | Manual | ton | 3.8333 | ton | 3.8333 | Electric | kW | 15 | 35 | -30 | 0 |  | 0.091605 | 2.2404 | 0.01 | 1.424 | Heat_EZ_Sch_1 | Cool_EZ_Sch_1 | No | DHW_EZ_Sch_1 | 0 | 0 | 0 | No | No | No | No | No | 501.5514 | Misc_Elec_EZ_Sch_1 | 0
SITE_00749 | 4 | USA_WA_Pasco-Tri.Cities.AP.727845_TMY3 | 0 | 1748 | 1.2475 | 8 | 1 | 4-12 (Low-Moderate Slope) | Overall Effective R-Value | 0 | 16.3041 | Ceiling Overall Effective R-Value (Assumes Uninsulated Roof) | 0 | 25.2971 | Yes | Foundation Type with Effective R-Values | 0 | Vented Crawlspace | 23.8931 | 0 | 0 | 0 | 2.0929 | Yes | 0.51152 | 0.52211 | No | 0.091305 | 0.074023 | 0.0083875 | 0.044996 | 2.9722 | Nat. Gas Furnace with No CAC | Manual | kW | 15 |  |  | Electric | kW | 15 | 35 | -30 | 0 | 0.8116 | 0.091605 | 0.52133 | 0.01 | 1.0427 | Heat_EZ_Sch_2 | Cool_EZ_Sch_1 | No | DHW_EZ_Sch_1 | 0 | 0 | 0 | No | No | No | No | No | 554.5855 | Misc_Elec_EZ_Sch_1 | 0
SITE_00750 | 4 | USA_WA_Walla.Walla.Rgnl.AP.727846_TMY3 | 0 | 1139 | 1.092 | 8 | 1 | 4-12 (Low-Moderate Slope) | Overall Effective R-Value | 0 | 16.7469 | Ceiling Overall Effective R-Value (Assumes Uninsulated Roof) | 0 | 20.9923 | Yes | Foundation Type with Effective R-Values | 0 | Vented Crawlspace | 25.1702 | 0 | 0 | 0 | 2.0929 | Yes | 0.51152 | 0.71646 | No | 0.40726 | 0.098317 | 0.077871 | 0.06746 | 2.322 | Nat. Gas Furnace with No CAC | Manual | kW | 15 |  |  | Electric | kW | 15 | 35 | -30 | 0 | 0.8 | 0.091605 | 0.52133 | 0.01 | 1.0427 | Heat_EZ_Sch_2 | Cool_EZ_Sch_1 | No | DHW_EZ_Sch_1 | 0 | 0 | 0 | No | No | No | No | No | 635.881 | Misc_Elec_EZ_Sch_1 | 0
SITE_00751 | 4 | USA_WA_Spokane-Felts.Field.727856_TMY3 | 0 | 2068 | 0.60233 | 8 | 1 | 4-12 (Low-Moderate Slope) | Overall Effective R-Value | 0 | 14.0709 | Ceiling Overall Effective R-Value (Assumes Uninsulated Roof) | 0 | 14.4581 | Yes | Foundation Type with Effective R-Values | 0 | Heated Basement | 999 | 0 | 0 | 0 | 1.73 | Yes | 1.0052 | 0.70663 | No | 1.2379 | 0.63569 | 1.2118 | 0.28184 | 6.6683 | Nat. Gas Furnace with No CAC | Manual | kW | 30 |  |  | Electric | kW | 15 | 35 | -30 | 0 | 0.85766 | 0.091605 | 0.39253 | 0.01 | 0.78506 | Heat_EZ_Sch_2 | Cool_EZ_Sch_1 | No | DHW_EZ_Sch_1 | 0 | 0 | 0 | No | No | No | No | No | 969.9755 | Misc_Elec_EZ_Sch_1 | 0
SITE_00752 | 4 | USA_WA_Pasco-Tri.Cities.AP.727845_TMY3 | 0 | 1920 | 0.875 | 8 | 1 | 4-12 (Low-Moderate Slope) | Overall Effective R-Value | 0 | 9.469 | Ceiling Overall Effective R-Value (Assumes Uninsulated Roof) | 0 | 24.1446 | Yes | Foundation Type with Effective R-Values | 0 | Heated Basement | 999 | 0 | 0 | 0 | 1.73 | Yes | 0.68708 | 0.59797 | No | 0.060405 | 0.13123 | 0.4837 | 0.29623 | 5.7768 | Single Speed ASHP (8.5 HSPF 15 SEER) | Manual | ton | 2.7667 | ton | 2.7667 | Electric | kW | 15 | 35 | -30 | 0 |  | 0.091605 | 0.39253 | 0.01 | 0.78506 | Heat_EZ_Sch_1 | Cool_EZ_Sch_1 | No | DHW_EZ_Sch_1 | 0 | 0 | 0 | No | No | No | No | No | 882.3064 | Misc_Elec_EZ_Sch_1 | 0
SITE_00753 | 4 | USA_WA_Moses.Lake-Grant.County.Intl.AP.727827_TMY3 | 0 | 940.75 | 0.8751 | 8 | 1 | 4-12 (Low-Moderate Slope) | Overall Effective R-Value | 0 | 10.9906 | Ceiling Overall Effective R-Value (Assumes Uninsulated Roof) | 0 | 6.3693 | Yes | Foundation Type with Effective R-Values | 0 | Heated Basement | 999 | 0 | 0 | 0 | 9.0909 | Yes | 0.54583 | 0.54058 | No | 0.19327 | 0.013971 | 0.33919 | 0.28382 | 5.2387 | Electric Furnace with No CAC | Manual | kW | 15 |  |  | Electric | kW | 15 | 35 | -30 | 0 |  | 0.091605 | 0.39253 | 0.01 | 0.78506 | Heat_EZ_Sch_1 | Cool_EZ_Sch_1 | No | DHW_EZ_Sch_1 | 0 | 0 | 0 | No | No | No | No | No | 986.9201 | Misc_Elec_EZ_Sch_1 | 0
SITE_00755 | 4 | USA_WA_Spokane-Felts.Field.727856_TMY3 | 0 | 1559 | 0.49607 | 8 | 1 | 4-12 (Low-Moderate Slope) | Overall Effective R-Value | 0 | 11.0335 | Ceiling Overall Effective R-Value (Assumes Uninsulated Roof) | 0 | 35.1737 | Yes | Foundation Type with Effective R-Values | 0 | Heated Basement | 999 | 2.6329 | 2.6329 | 0 | 1.73 | Yes | 0.54195 | 0.52697 | No | 0.031576 | 0.37777 | 0.30065 | 0.49065 | 5.936 | Nat. Gas Furnace with No CAC | Manual | kW | 20 |  |  | Electric | kW | 15 | 35 | -30 | 0 | 0.97 | 0.091605 | 0.39253 | 0.01 | 0.78506 | Heat_EZ_Sch_2 | Cool_EZ_Sch_1 | No | DHW_EZ_Sch_1 | 0 | 0 | 0 | No | No | No | No | No | 800.0459 | Misc_Elec_EZ_Sch_1 | 0
SITE_00756 | 4 | USA_WA_Pasco-Tri.Cities.AP.727845_TMY3 | 0 | 2381 | 1.5942 | 8 | 1 | 4-12 (Low-Moderate Slope) | Overall Effective R-Value | 0 | 16.3106 | Ceiling Overall Effective R-Value (Assumes Uninsulated Roof) | 0 | 45.7413 | Yes | Foundation Type with Effective R-Values | 0 | Vented Crawlspace | 34.0171 | 0 | 0 | 0 | 2.0929 | Yes | 0.51152 | 0.5375 | No | 0.19807 | 0.19247 | 0.073 | 0.079718 | 4.2101 | Single Speed ASHP (8.5 HSPF 15 SEER) | Manual | ton | 4 | ton | 4 | Electric | kW | 15 | 35 | -30 | 0 |  | 0.091605 | 5.265 | 0.01 | 10.5299 | Heat_EZ_Sch_1 | Cool_EZ_Sch_1 | No | DHW_EZ_Sch_1 | 0 | 0 | 0 | No | No | No | No | No | 751.0556 | Misc_Elec_EZ_Sch_1 | 0
SITE_00757 | 4 | USA_WA_Spokane-Felts.Field.727856_TMY3 | 0 | 1490 | 0.98138 | 8 | 1 | 4-12 (Low-Moderate Slope) | Overall Effective R-Value | 0 | 13.6902 | Ceiling Overall Effective R-Value (Assumes Uninsulated Roof) | 0 | 47.1681 | Yes | Foundation Type with Effective R-Values | 0 | Heated Basement | 999 | 0 | 0 | 0 | 2.2835 | Yes | 0.52937 | 0.6587 | No | 0.18084 | 0.1284 | 0.13138 | 0.17785 | 2.4528 | Nat. Gas Furnace with No CAC | Manual | kW | 15 |  |  | Electric | kW | 15 | 35 | -30 | 0 | 0.9696 | 0.091605 | 0.39253 | 0.01 | 0.78506 | Heat_EZ_Sch_2 | Cool_EZ_Sch_1 | No | DHW_EZ_Sch_1 | 0 | 0 | 0 | No | No | No | No | No | 641.2988 | Misc_Elec_EZ_Sch_1 | 0
SITE_00760 | 4 | USA_WA_Spokane.Intl.AP.727850_TMY3 | 0 | 1356 | 0.974 | 8 | 1 | 4-12 (Low-Moderate Slope) | Overall Effective R-Value | 0 | 16.2958 | Ceiling Overall Effective R-Value (Assumes Uninsulated Roof) | 0 | 14.154 | Yes | Foundation Type with Effective R-Values | 0 | Heated Basement | 999 | 2.6329 | 2.6329 | 0 | 15.9006 | Yes | 0.51905 | 0.52382 | No | 0.24022 | 0.38453 | 0.00034851 | 0.00034851 | 4.7268 | Nat. Gas Furnace with No CAC | Manual | kW | 15 |  |  | Electric | kW | 15 | 35 | -30 | 0 | 0.85766 | 0.091605 | 0.39253 | 0.01 | 0.78506 | Heat_EZ_Sch_2 | Cool_EZ_Sch_1 | No | DHW_EZ_Sch_1 | 0 | 0 | 0 | No | No | No | No | No | 515.1213 | Misc_Elec_EZ_Sch_1 | 0
SITE_00763 | 4 | USA_WA_Spokane-Felts.Field.727856_TMY3 | 0 | 1662 | 1.79 | 8 | 1 | 4-12 (Low-Moderate Slope) | Overall Effective R-Value | 0 | 15.3319 | Ceiling Overall Effective R-Value (Assumes Uninsulated Roof) | 0 | 45.7413 | Yes | Foundation Type with Effective R-Values | 0 | Slab | 999 | 2.6329 | 2.6329 | 0 | 999 | Yes | 0.56532 | 0.61038 | No | 0.087303 | 0.12341 | 0.056607 | 0.0465 | 5.5191 | Nat. Gas Furnace with No CAC | Manual | kW | 15 |  |  | Electric | kW | 15 | 35 | -30 | 0 | 0.9 | 0.091605 | 2.2404 | 0.01 | 1.424 | Heat_EZ_Sch_2 | Cool_EZ_Sch_1 | No | DHW_EZ_Sch_1 | 0 | 0 | 0 | No | No | No | No | No | 750.8803 | Misc_Elec_EZ_Sch_1 | 0
SITE_00764 | 4 | USA_OR_Baker.City.Muni.AP.726886_TMY3 | 0 | 960 | 0.925 | 8 | 1 | 4-12 (Low-Moderate Slope) | Overall Effective R-Value | 0 | 12.4529 | Ceiling Overall Effective R-Value (Assumes Uninsulated Roof) | 0 | 62.3017 | Yes | Foundation Type with Effective R-Values | 0 | Heated Basement | 999 | 0 | 0 | 0 | 1.73 | Yes | 0.80039 | 0.58016 | No | 0.00043615 | 0.00043615 | 0.34792 | 0.21643 | 5.1232 | Nat. Gas Furnace with No CAC | Manual | kW | 15 |  |  | Electric | kW | 15 | 35 | -30 | 0 | 0.9 | 0.091605 | 0.39253 | 0.01 | 0.78506 | Heat_EZ_Sch_2 | Cool_EZ_Sch_1 | No | DHW_EZ_Sch_1 | 0 | 0 | 0 | No | No | No | No | No | 780.8112 | Misc_Elec_EZ_Sch_1 | 0
SITE_00765 | 4 | USA_WA_Pasco-Tri.Cities.AP.727845_TMY3 | 0 | 1722 | 0.98055 | 8 | 1 | 4-12 (Low-Moderate Slope) | Overall Effective R-Value | 0 | 12.2284 | Ceiling Overall Effective R-Value (Assumes Uninsulated Roof) | 0 | 8.1359 | Yes | Foundation Type with Effective R-Values | 0 | Slab | 999 | 2.6329 | 2.6329 | 0 | 999 | Yes | 0.53364 | 0.53137 | No | 0.10323 | 0.13528 | 0.09406 | 0.14445 | 4.9153 | Single Speed ASHP (8.5 HSPF 15 SEER) | Manual | ton | 2.2833 | ton | 2.2833 | Electric | kW | 15 | 35 | -30 | 0 |  | 0.091605 | 2.848 | 0.01 | 5.696 | Heat_EZ_Sch_1 | Cool_EZ_Sch_1 | No | DHW_EZ_Sch_1 | 0 | 0 | 0 | No | No | No | No | No | 881.4966 | Misc_Elec_EZ_Sch_1 | 0
SITE_00767 | 4 | USA_WA_Yakima.Air.Terminal-McAllister.Field.727810_TMY3 | 0 | 672 | 1.0376 | 8 | 1 | 4-12 (Low-Moderate Slope) | Overall Effective R-Value | 0 | 7.2773 | Ceiling Overall Effective R-Value (Assumes Uninsulated Roof) | 0 | 41.9686 | Yes | Foundation Type with Effective R-Values | 0 | Heated Basement | 999 | 0 | 0 | 0 | 11.1048 | Yes | 0.55091 | 0.53879 | No | 0.072127 | 0.21859 | 0.14171 | 0.18383 | 8.0361 | Nat. Gas Furnace with No CAC | Manual | kW | 15 |  |  | Electric | kW | 15 | 35 | -30 | 0 | 0.85766 | 0.091605 | 0.39253 | 0.01 | 0.78506 | Heat_EZ_Sch_2 | Cool_EZ_Sch_1 | No | DHW_EZ_Sch_1 | 0 | 0 | 0 | No | No | No | No | No | 361.2728 | Misc_Elec_EZ_Sch_1 | 0
SITE_00768 | 4 | USA_WA_Spokane-Felts.Field.727856_TMY3 | 0 | 1718 | 0.8173 | 8 | 1 | 4-12 (Low-Moderate Slope) | Overall Effective R-Value | 0 | 16.3106 | Ceiling Overall Effective R-Value (Assumes Uninsulated Roof) | 0 | 12.0085 | Yes | Foundation Type with Effective R-Values | 0 | Heated Basement | 4.3632 | 0 | 0 | 0 | 1.73 | Yes | 0.51905 | 0.58789 | No | 0.053376 | 0.081108 | 0.42533 | 0.47072 | 3.0865 | Nat. Gas Furnace with No CAC | Manual | kW | 20 |  |  | Electric | kW | 15 | 35 | -30 | 0 | 0.9659 | 0.091605 | 0.39253 | 0.01 | 0.78506 | Heat_EZ_Sch_2 | Cool_EZ_Sch_1 | No | DHW_EZ_Sch_1 | 0 | 0 | 0 | No | No | No | No | No | 915.0514 | Misc_Elec_EZ_Sch_1 | 0
SITE_00769 | 4 | USA_OR_Pendleton-Eastern.Oregon.Rgnl.AP.726880_TMY3 | 0 | 1560 | 1.0312 | 8 | 1 | 4-12 (Low-Moderate Slope) | Overall Effective R-Value | 0 | 11.3052 | Ceiling Overall Effective R-Value (Assumes Uninsulated Roof) | 0 | 10.5746 | Yes | Foundation Type with Effective R-Values | 0 | Vented Crawlspace | 13.8173 | 0 | 0 | 0 | 2.0929 | Yes | 0.77899 | 0.71974 | No | 0.16279 | 0.023869 | 0.10639 | 0.29709 | 11.5732 | Single Speed ASHP (8.5 HSPF 15 SEER) | Manual | ton | 2.7833 | ton | 2.7833 | Electric | kW | 15 | 35 | -30 | 0 |  | 0.17053 | 6.9086 | 0.01 | 100 | Heat_EZ_Sch_1 | Cool_EZ_Sch_1 | No | DHW_EZ_Sch_1 | 0 | 0 | 0 | No | No | No | No | No | 543.9822 | Misc_Elec_EZ_Sch_1 | 0
SITE_00772 | 4 | USA_OR_Baker.City.Muni.AP.726886_TMY3 | 0 | 626 | 0.9375 | 8 | 1 | 4-12 (Low-Moderate Slope) | Overall Effective R-Value | 0 | 4.189 | Ceiling Overall Effective R-Value (Assumes Uninsulated Roof) | 0 | 34.6072 | Yes | Foundation Type with Effective R-Values | 0 | Vented Crawlspace | 4.7448 | 0 | 0 | 0 | 2.0929 | Yes | 0.94673 | 0.599 | No | 0.062173 | 0.16301 | 0.13626 | 0.31086 | 23.016 | Nat. Gas Furnace with No CAC | Manual | kW | 15 |  |  | Electric | kW | 15 | 35 | -30 | 0 | 0.85766 | 0.091605 | 0.39253 | 0.01 | 0.78506 | Heat_EZ_Sch_2 | Cool_EZ_Sch_1 | No | DHW_EZ_Sch_1 | 0 | 0 | 0 | No | No | No | No | No | 468.3153 | Misc_Elec_EZ_Sch_1 | 0
SITE_00773 | 4 | USA_WA_Walla.Walla.Rgnl.AP.727846_TMY3 | 0 | 1952 | 1.0423 | 8 | 1 | 4-12 (Low-Moderate Slope) | Overall Effective R-Value | 0 | 16.0572 | Ceiling Overall Effective R-Value (Assumes Uninsulated Roof) | 0 | 34.3559 | Yes | Foundation Type with Effective R-Values | 0 | Heated Basement | 999 | 0 | 0 | 0 | 1.73 | Yes | 0.65388 | 0.64755 | No | 0.15171 | 0.45317 | 0.24333 | 0.044639 | 5.3114 | Single Speed ASHP (8.5 HSPF 15 SEER) | Manual | ton | 4 | ton | 4 | Electric | kW | 15 | 35 | -30 | 0 |  | 0.091605 | 0.39253 | 0.01 | 0.78506 | Heat_EZ_Sch_1 | Cool_EZ_Sch_1 | No | DHW_EZ_Sch_1 | 0 | 0 | 0 | No | No | No | No | No | 893.8875 | Misc_Elec_EZ_Sch_1 | 0
SITE_00774 | 4 | USA_WA_Moses.Lake-Grant.County.Intl.AP.727827_TMY3 | 0 | 750 | 0.87683 | 8 | 1 | 4-12 (Low-Moderate Slope) | Overall Effective R-Value | 0 | 11.6926 | Ceiling Overall Effective R-Value (Assumes Uninsulated Roof) | 0 | 8.0481 | Yes | Foundation Type with Effective R-Values | 0 | Vented Crawlspace | 9.3223 | 0 | 0 | 0 | 2.0929 | Yes | 0.75474 | 0.61906 | No | 0.12782 | 0.20952 | 0.0291 | 0.1267 | 14.2353 | Resistance Wall Heat with No AC | Manual | kW | 15 |  |  | Electric | kW | 15 | 35 | -30 | 0 |  | 0.17053 | 4.6611 | 0.01 | 100 | Heat_EZ_Sch_1 | Cool_EZ_Sch_1 | No | DHW_EZ_Sch_1 | 0 | 0 | 0 | No | No | No | No | No | 551.3924 | Misc_Elec_EZ_Sch_1 | 0
SITE_00775 | 4 | USA_WA_Spokane.Intl.AP.727850_TMY3 | 0 | 1508 | 0.92125 | 8 | 1 | 4-12 (Low-Moderate Slope) | Overall Effective R-Value | 0 | 12.631 | Ceiling Overall Effective R-Value (Assumes Uninsulated Roof) | 0 | 29.0321 | Yes | Foundation Type with Effective R-Values | 0 | Heated Basement | 999 | 0 | 0 | 0 | 2.494 | Yes | 0.52699 | 0.54244 | No | 0.029724 | 0.13248 | 0.53527 | 0.22748 | 5.4999 | Single Speed ASHP (8.5 HSPF 15 SEER) | Manual | ton | 2.7167 | ton | 2.7167 | Electric | kW | 15 | 35 | -30 | 0 |  | 0.091605 | 0.39253 | 0.01 | 0.78506 | Heat_EZ_Sch_1 | Cool_EZ_Sch_1 | No | DHW_EZ_Sch_1 | 0 | 0 | 0 | No | No | No | No | No | 712.3077 | Misc_Elec_EZ_Sch_1 | 0
SITE_00776 | 4 | USA_OR_Pendleton-Eastern.Oregon.Rgnl.AP.726880_TMY3 | 0 | 912 | 2 | 8 | 1 | 4-12 (Low-Moderate Slope) | Overall Effective R-Value | 0 | 16.3106 | Ceiling Overall Effective R-Value (Assumes Uninsulated Roof) | 0 | 34.6072 | Yes | Foundation Type with Effective R-Values | 0 | Vented Crawlspace | 18.1327 | 0 | 0 | 0 | 2.4473 | Yes | 0.51905 | 0.53622 | No | 0.064847 | 0.11791 | 0.12653 | 0.056224 | 3.7992 | Single Speed ASHP (8.5 HSPF 15 SEER) | Manual | ton | 2.5 | ton | 2.5 | Electric | kW | 15 | 35 | -30 | 0 |  | 0.091605 | 0.39253 | 0.01 | 0.78506 | Heat_EZ_Sch_1 | Cool_EZ_Sch_1 | No | DHW_EZ_Sch_1 | 0 | 0 | 0 | No | No | No | No | No | 655.1313 | Misc_Elec_EZ_Sch_1 | 0
SITE_00777 | 4 | USA_WA_Moses.Lake-Grant.County.Intl.AP.727827_TMY3 | 0 | 620 | 2.9871 | 8 | 1 | 4-12 (Low-Moderate Slope) | Overall Effective R-Value | 0 | 16.3106 | Ceiling Overall Effective R-Value (Assumes Uninsulated Roof) | 0 | 34.6072 | Yes | Foundation Type with Effective R-Values | 0 | Vented Crawlspace | 16.2382 | 0 | 0 | 0 | 2.0929 | Yes | 0.5284 | 0.64827 | No | 0.1175 | 0.13706 | 0.06161 | 0.19295 | 3.8309 | Single Speed ASHP (8.5 HSPF 15 SEER) | Manual | ton | 2.5 | ton | 2.5 | Electric | kW | 15 | 35 | -30 | 0 |  | 0.091605 | 0.52133 | 0.01 | 1.0427 | Heat_EZ_Sch_1 | Cool_EZ_Sch_1 | No | DHW_EZ_Sch_1 | 0 | 0 | 0 | No | No | No | No | No | 664.167 | Misc_Elec_EZ_Sch_1 | 0
SITE_00778 | 4 | USA_WA_Moses.Lake-Grant.County.Intl.AP.727827_TMY3 | 0 | 850 | 1.1103 | 8 | 1 | 4-12 (Low-Moderate Slope) | Overall Effective R-Value | 0 | 4.3012 | Ceiling Overall Effective R-Value (Assumes Uninsulated Roof) | 0 | 3.5 | Yes | Foundation Type with Effective R-Values | 0 | Unheated Basement | 4.441 | 2.6329 | 2.6329 | 0 | 999 | Yes | 0.94673 | 0.54257 | No | 0.079323 | 0.1963 | 0.169 | 0.070554 | 3.3423 | Resistance Wall Heat with No AC | Manual | kW | 15 |  |  | Electric | kW | 15 | 35 | -30 | 0 |  | 0.091605 | 0.52133 | 0.01 | 1.0427 | Heat_EZ_Sch_1 | Cool_EZ_Sch_1 | No | DHW_EZ_Sch_1 | 0 | 0 | 0 | No | No | No | No | No | 419.9687 | Misc_Elec_EZ_Sch_1 | 0
SITE_00781 | 4 | USA_WA_Spokane.Intl.AP.727850_TMY3 | 0 | 1056 | 1.0469 | 8 | 1 | 4-12 (Low-Moderate Slope) | Overall Effective R-Value | 0 | 4.3012 | Ceiling Overall Effective R-Value (Assumes Uninsulated Roof) | 0 | 29.5929 | Yes | Foundation Type with Effective R-Values | 0 | Heated Basement | 999 | 0 | 0 | 0 | 2.8322 | Yes | 0.75293 | 0.71289 | No | 0.079401 | 0.16162 | 0.039519 | 0.088849 | 4.9043 | Single Speed ASHP (8.5 HSPF 15 SEER) | Manual | ton | 2.1383 | ton | 2.1383 | Electric | kW | 15 | 35 | -30 | 0 |  | 0.091605 | 0.39253 | 0.01 | 0.78506 | Heat_EZ_Sch_1 | Cool_EZ_Sch_1 | No | DHW_EZ_Sch_1 | 0 | 0 | 0 | No | No | No | No | No | 917.6353 | Misc_Elec_EZ_Sch_1 | 0
SITE_00782 | 4 | USA_WA_Yakima.Air.Terminal-McAllister.Field.727810_TMY3 | 0 | 1120 | 1.125 | 8 | 1 | 4-12 (Low-Moderate Slope) | Overall Effective R-Value | 0 | 15.472 | Ceiling Overall Effective R-Value (Assumes Uninsulated Roof) | 0 | 35.1737 | Yes | Foundation Type with Effective R-Values | 0 | Heated Basement | 999 | 0 | 0 | 0 | 1.73 | Yes | 0.76844 | 0.56411 | No | 0.13488 | 0.03938 | 0.14083 | 0.11233 | 11.2033 | Nat. Gas Furnace with No CAC | Manual | kW | 15 |  |  | Electric | kW | 15 | 35 | -30 | 0 | 0.8 | 0.091605 | 0.39253 | 0.01 | 0.78506 | Heat_EZ_Sch_2 | Cool_EZ_Sch_1 | No | DHW_EZ_Sch_1 | 0 | 0 | 0 | No | No | No | No | No | 374.6812 | Misc_Elec_EZ_Sch_1 | 0
SITE_00783 | 4 | USA_WA_The.Dalles-Columbia.Gorge.Rgnl.AP.726988_TMY3 | 0 | 840 | 1 | 8 | 1 | 4-12 (Low-Moderate Slope) | Overall Effective R-Value | 0 | 11.2881 | Ceiling Overall Effective R-Value (Assumes Uninsulated Roof) | 0 | 43.3984 | Yes | Foundation Type with Effective R-Values | 0 | Vented Crawlspace | 20.258 | 0 | 0 | 0 | 2.0929 | Yes | 0.52699 | 0.52211 | No | 0.082005 | 0.091978 | 0.082005 | 0.14691 | 8.5122 | Single Speed ASHP (8.5 HSPF 15 SEER) | Manual | ton | 2 | ton | 2 | Electric | kW | 15 | 35 | -30 | 0 |  | 0.091605 | 2.8 | 0.01 | 5.6 | Heat_EZ_Sch_1 | Cool_EZ_Sch_1 | No | DHW_EZ_Sch_1 | 0 | 0 | 0 | No | No | No | No | No | 506.3462 | Misc_Elec_EZ_Sch_1 | 0
SITE_00784 | 4 | USA_OR_Baker.City.Muni.AP.726886_TMY3 | 0 | 749 | 1.9638 | 8 | 1 | 4-12 (Low-Moderate Slope) | Overall Effective R-Value | 0 | 16.3106 | Ceiling Overall Effective R-Value (Assumes Uninsulated Roof) | 0 | 35.1737 | Yes | Foundation Type with Effective R-Values | 0 | Heated Basement | 999 | 0 | 0 | 0 | 26.5904 | Yes | 0.51152 | 0.53304 | No | 0.20887 | 0.11526 | 0.00023258 | 0.077527 | 4.6808 | Nat. Gas Furnace with No CAC | Manual | kW | 15 |  |  | Electric | kW | 15 | 35 | -30 | 0 | 0.8 | 0.091605 | 0.31461 | 0.01 | 0.62921 | Heat_EZ_Sch_2 | Cool_EZ_Sch_1 | No | DHW_EZ_Sch_1 | 0 | 0 | 0 | No | No | No | No | No | 903.3093 | Misc_Elec_EZ_Sch_1 | 0
SITE_00785 | 4 | USA_WA_Yakima.Air.Terminal-McAllister.Field.727810_TMY3 | 0 | 2400 | 1.0625 | 8 | 1 | 4-12 (Low-Moderate Slope) | Overall Effective R-Value | 0 | 16.3106 | Ceiling Overall Effective R-Value (Assumes Uninsulated Roof) | 0 | 24.0342 | Yes | Foundation Type with Effective R-Values | 0 | Vented Crawlspace | 31.7764 | 0 | 0 | 0 | 2.0929 | Yes | 0.48 | 0.49917 | No | 0.17658 | 0.16821 | 0.28744 | 0.10752 | 2.9812 | Single Speed ASHP (8.5 HSPF 15 SEER) | Manual | ton | 3.3333 | ton | 3.3333 | Electric | kW | 15 | 35 | -30 | 0 |  | 0.12716 | 15.8882 | 0.01 | 100 | Heat_EZ_Sch_1 | Cool_EZ_Sch_1 | No | DHW_EZ_Sch_1 | 0 | 0 | 0 | No | No | No | No | No | 797.5728 | Misc_Elec_EZ_Sch_1 | 0
SITE_00786 | 4 | USA_WA_Spokane-Felts.Field.727856_TMY3 | 0 | 1766 | 1.0198 | 8 | 1 | 4-12 (Low-Moderate Slope) | Overall Effective R-Value | 0 | 11.6926 | Ceiling Overall Effective R-Value (Assumes Uninsulated Roof) | 0 | 12.1327 | Yes | Foundation Type with Effective R-Values | 0 | Vented Crawlspace | 18.1327 | 0 | 0 | 0 | 2.3977 | Yes | 0.59007 | 0.56678 | No | 0.22385 | 0.16439 | 0.1086 | 0.2083 | 7.0039 | Electric Furnace with No CAC | Manual | kW | 15 |  |  | Electric | kW | 15 | 35 | -30 | 0 |  | 0.091605 | 2.2404 | 0.01 | 1.424 | Heat_EZ_Sch_1 | Cool_EZ_Sch_1 | No | DHW_EZ_Sch_1 | 0 | 0 | 0 | No | No | No | No | No | 558.9161 | Misc_Elec_EZ_Sch_1 | 0
SITE_00787 | 4 | USA_WA_The.Dalles-Columbia.Gorge.Rgnl.AP.726988_TMY3 | 0 | 1180 | 0.99619 | 8 | 1 | 4-12 (Low-Moderate Slope) | Overall Effective R-Value | 0 | 9.0642 | Ceiling Overall Effective R-Value (Assumes Uninsulated Roof) | 0 | 3.5 | Yes | Foundation Type with Effective R-Values | 0 | Vented Crawlspace | 11.0945 | 2.6329 | 2.6329 | 0 | 2.0929 | Yes | 0.52699 | 0.77504 | No | 0.12075 | 0.046675 | 0.00036528 | 0.19137 | 12.1138 | Resistance Wall Heat with No AC | Manual | kW | 15 |  |  | Electric | kW | 15 | 35 | -30 | 0 |  | 0.091605 | 0.52133 | 0.01 | 1.0427 | Heat_EZ_Sch_1 | Cool_EZ_Sch_1 | No | DHW_EZ_Sch_1 | 0 | 0 | 0 | No | No | No | No | No | 643.1439 | Misc_Elec_EZ_Sch_1 | 0
SITE_00788 | 4 | USA_OR_Baker.City.Muni.AP.726886_TMY3 | 0 | 1012 | 0.46813 | 8 | 1 | 4-12 (Low-Moderate Slope) | Overall Effective R-Value | 0 | 9.8086 | Ceiling Overall Effective R-Value (Assumes Uninsulated Roof) | 0 | 10.1155 | Yes | Foundation Type with Effective R-Values | 0 | Heated Basement | 18.1327 | 0 | 0 | 0 | 1.7544 | Yes | 1.0957 | 0.54578 | No | 0.00083937 | 0.00083937 | 0.41683 | 0.73054 | 4.9585 | Nat. Gas Furnace with No CAC | Manual | kW | 20 |  |  | Electric | kW | 15 | 35 | -30 | 0 | 0.8 | 0.091605 | 0.52133 | 0.01 | 1.0427 | Heat_EZ_Sch_2 | Cool_EZ_Sch_1 | No | DHW_EZ_Sch_1 | 0 | 0 | 0 | No | No | No | No | No | 634.4221 | Misc_Elec_EZ_Sch_1 | 0
SITE_00789 | 4 | USA_NV_Winnemucca.Muni.AP.725830_TMY3 | 0 | 1474 | 1.1815 | 8 | 1 | 4-12 (Low-Moderate Slope) | Overall Effective R-Value | 0 | 16.9235 | Ceiling Overall Effective R-Value (Assumes Uninsulated Roof) | 0 | 45.7413 | Yes | Foundation Type with Effective R-Values | 0 | Vented Crawlspace | 27.4696 | 0 | 0 | 0 | 2.0929 | Yes | 0.51152 | 0.54496 | No | 0.068211 | 0.12155 | 0.10267 | 0.087092 | 3.2168 | Single Speed ASHP (8.5 HSPF 15 SEER) | Manual | ton | 2.3333 | ton | 2.3333 | Electric | kW | 15 | 35 | -30 | 0 |  | 0.091605 | 0.52133 | 0.01 | 1.0427 | Heat_EZ_Sch_1 | Cool_EZ_Sch_1 | No | DHW_EZ_Sch_1 | 0 | 0 | 0 | No | No | No | No | No | 711.0565 | Misc_Elec_EZ_Sch_1 | 0
SITE_00790 | 4 | USA_WA_Spokane-Felts.Field.727856_TMY3 | 0 | 960 | 1.144 | 8 | 1 | 4-12 (Low-Moderate Slope) | Overall Effective R-Value | 0 | 11.0238 | Ceiling Overall Effective R-Value (Assumes Uninsulated Roof) | 0 | 6.5026 | Yes | Foundation Type with Effective R-Values | 0 | Heated Basement | 999 | 2.6329 | 2.6329 | 0 | 1.73 | Yes | 0.52699 | 0.54897 | No | 0.21545 | 0.22736 | 0.14941 | 0.18896 | 5.5516 | Nat. Gas Furnace with No CAC | Manual | kW | 20 |  |  | Electric | kW | 15 | 35 | -30 | 0 | 0.9545 | 0.091605 | 0.39253 | 0.01 | 0.78506 | Heat_EZ_Sch_2 | Cool_EZ_Sch_1 | No | DHW_EZ_Sch_1 | 0 | 0 | 0 | No | No | No | No | No | 564.3448 | Misc_Elec_EZ_Sch_1 | 0
SITE_00807 | 4 | USA_OR_Portland-Hillsboro.AP.726986_TMY3 | 0 | 584 | 0.98266 | 8 | 1 | 4-12 (Low-Moderate Slope) | Overall Effective R-Value | 0 | 11.0335 | Ceiling Overall Effective R-Value (Assumes Uninsulated Roof) | 0 | 10.9556 | Yes | Foundation Type with Effective R-Values | 0 | Slab | 999 | 2.6329 | 2.6329 | 0 | 999 | Yes | 0.82236 | 0.59698 | No | 0.1044 | 0.00052638 | 0.21106 | 0.00052638 | 7.9379 | Resistance Wall Heat with No AC | Manual | kW | 10 |  |  | Electric | kW | 15 | 35 | -30 | 0 |  | 0.091605 | 0.52133 | 0.01 | 1.0427 | Heat_EZ_Sch_1 | Cool_EZ_Sch_1 | No | DHW_EZ_Sch_1 | 0 | 0 | 0 | No | No | No | No | No | 383.0962 | Misc_Elec_EZ_Sch_1 | 0
SITE_00831 | 4 | USA_ID_Soda.Springs-Tigert.AP.725868_TMY3 | 0 | 448 | 1.875 | 8 | 1 | 4-12 (Low-Moderate Slope) | Overall Effective R-Value | 0 | 15.8972 | Ceiling Overall Effective R-Value (Assumes Uninsulated Roof) | 0 | 25.1212 | Yes | Foundation Type with Effective R-Values | 0 | Vented Crawlspace | 18.1327 | 0 | 0 | 0 | 999 | Yes | 0.52699 | 0.55498 | No | 0.00031497 | 0.00031497 | 0.11043 | 0.040623 | 7.432 | Resistance Wall Heat with No AC | Manual | kW | 10 |  |  | Electric | kW | 15 | 35 | -30 | 0 |  | 0.091605 | 0.52133 | 0.01 | 1.0427 | Heat_EZ_Sch_1 | Cool_EZ_Sch_1 | No | DHW_EZ_Sch_1 | 0 | 0 | 0 | No | No | No | No | No | 394.9275 | Misc_Elec_EZ_Sch_1 | 0
SITE_00839 | 4 | USA_ID_Soda.Springs-Tigert.AP.725868_TMY3 | 0 | 504 | 2 | 8 | 1 | 4-12 (Low-Moderate Slope) | Overall Effective R-Value | 0 | 16.241 | Ceiling Overall Effective R-Value (Assumes Uninsulated Roof) | 0 | 45.7413 | Yes | Foundation Type with Effective R-Values | 0 | Vented Crawlspace | 4.7448 | 0 | 0 | 0 | 7.4967 | Yes | 0.51905 | 0.53622 | No | 0.0002784 | 0.0002784 | 0.23003 | 0.057323 | 8.0769 | Resistance Wall Heat with No AC | Manual | kW | 15 |  |  | Electric | kW | 15 | 35 | -30 | 0 |  | 0.091605 | 0.52133 | 0.01 | 1.0427 | Heat_EZ_Sch_1 | Cool_EZ_Sch_1 | No | DHW_EZ_Sch_1 | 0 | 0 | 0 | No | No | No | No | No | 437.7706 | Misc_Elec_EZ_Sch_1 | 0
SITE_00845 | 4 | USA_ID_Soda.Springs-Tigert.AP.725868_TMY3 | 0 | 448 | 1.9001 | 8 | 1 | 4-12 (Low-Moderate Slope) | Overall Effective R-Value | 0 | 11.6603 | Ceiling Overall Effective R-Value (Assumes Uninsulated Roof) | 0 | 45.7413 | Yes | Foundation Type with Effective R-Values | 0 | Slab | 999 | 2.6329 | 2.6329 | 0 | 999 | Yes | 0.51905 | 0.5838 | No | 0.039714 | 0.10891 | 0.00031081 | 0.00031081 | 8.2219 | Resistance Wall Heat with No AC | Manual | kW | 15 |  |  | Electric | kW | 15 | 35 | -30 | 0 |  | 0.091605 | 0.52133 | 0.01 | 1.0427 | Heat_EZ_Sch_1 | Cool_EZ_Sch_1 | No | DHW_EZ_Sch_1 | 0 | 0 | 0 | No | No | No | No | No | 484.3472 | Misc_Elec_EZ_Sch_1 | 0
SITE_00850 | 4 | USA_MT_Kalispell-Glacier.Park.Intl.AP.727790_TMY3 | 0 | 896 | 0.95661 | 8 | 1 | 4-12 (Low-Moderate Slope) | Overall Effective R-Value | 0 | 11.4782 | Ceiling Overall Effective R-Value (Assumes Uninsulated Roof) | 0 | 7.8063 | Yes | Foundation Type with Effective R-Values | 0 | Vented Crawlspace | 9.3223 | 0 | 0 | 0 | 2.0929 | Yes | 0.55 | 0.56493 | No | 0.22142 | 0.12978 | 0.042441 | 0.087246 | 20.3314 | Nat. Gas Furnace with No CAC | Manual | kW | 20 |  |  | Electric | kW | 15 | 35 | -30 | 0 | 0.8133 | 0.17053 | 4.6611 | 0.01 | 100 | Heat_EZ_Sch_2 | Cool_EZ_Sch_1 | No | DHW_EZ_Sch_1 | 0 | 0 | 0 | No | No | No | No | No | 431.4566 | Misc_Elec_EZ_Sch_1 | 0
SITE_00852 | 4 | USA_MT_Kalispell-Glacier.Park.Intl.AP.727790_TMY3 | 0 | 2782 | 1.0121 | 8 | 1 | 4-12 (Low-Moderate Slope) | Overall Effective R-Value | 0 | 11.6926 | Ceiling Overall Effective R-Value (Assumes Uninsulated Roof) | 0 | 34.6072 | Yes | Foundation Type with Effective R-Values | 0 | Vented Crawlspace | 4.7717 | 0 | 0 | 0 | 7.4967 | Yes | 0.51905 | 0.54185 | No | 0.16906 | 0.23095 | 0.1581 | 0.24191 | 8.7164 | Nat. Gas Furnace with No CAC | Manual | kW | 30 |  |  | Electric | kW | 15 | 35 | -30 | 0 | 0.7841 | 0.091605 | 2.2404 | 0.01 | 1.424 | Heat_EZ_Sch_2 | Cool_EZ_Sch_1 | No | DHW_EZ_Sch_1 | 0 | 0 | 0 | No | No | No | No | No | 1130.3267 | Misc_Elec_EZ_Sch_1 | 0
SITE_00853 | 4 | USA_ID_Soda.Springs-Tigert.AP.725868_TMY3 | 0 | 2224 | 0.96875 | 8 | 1 | 4-12 (Low-Moderate Slope) | Overall Effective R-Value | 0 | 16.5924 | Ceiling Overall Effective R-Value (Assumes Uninsulated Roof) | 0 | 35.8533 | Yes | Foundation Type with Effective R-Values | 0 | Vented Crawlspace | 19.1223 | 0 | 0 | 0 | 2.3977 | Yes | 0.52699 | 0.53276 | No | 0.21398 | 0.098499 | 0.073565 | 0.12454 | 7.109 | Nat. Gas Furnace with No CAC | Manual | kW | 20 |  |  | Electric | kW | 15 | 35 | -30 | 0 | 0.93 | 0.091605 | 2.2404 | 0.01 | 1.424 | Heat_EZ_Sch_2 | Cool_EZ_Sch_1 | No | DHW_EZ_Sch_1 | 0 | 0 | 0 | No | No | No | No | No | 622.1778 | Misc_Elec_EZ_Sch_1 | 0
SITE_00858 | 4 | USA_ID_Soda.Springs-Tigert.AP.725868_TMY3 | 0 | 618.75 | 1.8499 | 8 | 1 | 4-12 (Low-Moderate Slope) | Overall Effective R-Value | 0 | 17.3643 | Ceiling Overall Effective R-Value (Assumes Uninsulated Roof) | 0 | 20.6227 | Yes | Foundation Type with Effective R-Values | 0 | Heated Basement | 10.7186 | 0 | 0 | 0 | 15.9006 | Yes | 0.51373 | 0.52401 | No | 0.20515 | 0.33015 | 0.0044567 | 0.17409 | 6.0532 | Nat. Gas Furnace with No CAC | Manual | kW | 15 |  |  | Electric | kW | 15 | 35 | -30 | 0 | 0.803 | 0.091605 | 0.39253 | 0.01 | 0.78506 | Heat_EZ_Sch_2 | Cool_EZ_Sch_1 | No | DHW_EZ_Sch_1 | 0 | 0 | 0 | No | No | No | No | No | 461.5846 | Misc_Elec_EZ_Sch_1 | 0
SITE_00859 | 4 | USA_MT_Kalispell-Glacier.Park.Intl.AP.727790_TMY3 | 0 | 1352 | 1.0444 | 8 | 1 | 4-12 (Low-Moderate Slope) | Overall Effective R-Value | 0 | 16.2112 | Ceiling Overall Effective R-Value (Assumes Uninsulated Roof) | 0 | 36.1996 | Yes | Foundation Type with Effective R-Values | 0 | Vented Crawlspace | 4.7919 | 0 | 0 | 0 | 9.3236 | Yes | 0.51152 | 0.53622 | No | 0.15086 | 0.11081 | 0.087119 | 0.075432 | 3.6087 | Nat. Gas Furnace with No CAC | Manual | kW | 15 |  |  | Electric | kW | 15 | 35 | -30 | 0 | 0.921 | 0.091605 | 1.4 | 0.01 | 2.8 | Heat_EZ_Sch_2 | Cool_EZ_Sch_1 | No | DHW_EZ_Sch_1 | 0 | 0 | 0 | No | No | No | No | No | 563.4611 | Misc_Elec_EZ_Sch_1 | 0
SITE_00861 | 4 | USA_MT_Kalispell-Glacier.Park.Intl.AP.727790_TMY3 | 0 | 1651 | 1.051 | 8 | 1 | 4-12 (Low-Moderate Slope) | Overall Effective R-Value | 0 | 16.2112 | Ceiling Overall Effective R-Value (Assumes Uninsulated Roof) | 0 | 24.7207 | Yes | Foundation Type with Effective R-Values | 0 | Vented Crawlspace | 18.1327 | 0 | 0 | 0 | 2.3972 | Yes | 0.51152 | 0.64417 | No | 0.094904 | 0.17086 | 0.35904 | 0.16623 | 7.8159 | Nat. Gas Furnace with No CAC | Manual | kW | 20 |  |  | Electric | kW | 15 | 35 | -30 | 0 | 0.85766 | 0.091605 | 0.52133 | 0.01 | 1.0427 | Heat_EZ_Sch_2 | Cool_EZ_Sch_1 | No | DHW_EZ_Sch_1 | 0 | 0 | 0 | No | No | No | No | No | 549.3297 | Misc_Elec_EZ_Sch_1 | 0
SITE_00862 | 4 | USA_ID_Idaho.Falls.Rgnl.AP-Fanning.Field.725785_TMY3 | 0 | 928 | 0.89871 | 8 | 1 | 4-12 (Low-Moderate Slope) | Overall Effective R-Value | 0 | 11.0075 | Ceiling Overall Effective R-Value (Assumes Uninsulated Roof) | 0 | 8.0481 | Yes | Foundation Type with Effective R-Values | 0 | Vented Crawlspace | 9.3031 | 2.6329 | 2.6329 | 0 | 2.0929 | Yes | 1.1 | 0.73768 | No | 0.021945 | 0.16998 | 0.27951 | 0.21732 | 10.5371 | Nat. Gas Furnace with No CAC | Manual | kW | 20 |  |  | Electric | kW | 15 | 35 | -30 | 0 | 0.8143 | 0.17053 | 4.6516 | 0.01 | 100 | Heat_EZ_Sch_2 | Cool_EZ_Sch_1 | No | DHW_EZ_Sch_1 | 0 | 0 | 0 | No | No | No | No | No | 710.2039 | Misc_Elec_EZ_Sch_1 | 0
SITE_00863 | 4 | USA_ID_Idaho.Falls.Rgnl.AP-Fanning.Field.725785_TMY3 | 0 | 1020 | 0.86397 | 8 | 1 | 4-12 (Low-Moderate Slope) | Overall Effective R-Value | 0 | 10.7324 | Ceiling Overall Effective R-Value (Assumes Uninsulated Roof) | 0 | 8.0481 | Yes | Foundation Type with Effective R-Values | 0 | Vented Crawlspace | 15.3273 | 0 | 0 | 0 | 2.0929 | Yes | 0.57251 | 0.58607 | No | 0.16261 | 0.17466 | 0.0621 | 0.063705 | 12.3854 | Nat. Gas Furnace with No CAC | Manual | kW | 15 |  |  | Electric | kW | 15 | 35 | -30 | 0 | 0.8214 | 0.17053 | 7.6636 | 0.01 | 100 | Heat_EZ_Sch_2 | Cool_EZ_Sch_1 | No | DHW_EZ_Sch_1 | 0 | 0 | 0 | No | No | No | No | No | 942.5138 | Misc_Elec_EZ_Sch_1 | 0
SITE_00864 | 4 | USA_ID_Salmon-Lemhi.County.AP.726865_TMY3 | 0 | 1512 | 1.1 | 8 | 1 | 4-12 (Low-Moderate Slope) | Overall Effective R-Value | 0 | 16.3106 | Ceiling Overall Effective R-Value (Assumes Uninsulated Roof) | 0 | 20.4956 | Yes | Foundation Type with Effective R-Values | 0 | Vented Crawlspace | 27.2398 | 0 | 0 | 0 | 2.0929 | Yes | 0.48387 | 0.49917 | No | 0.15374 | 0.059126 | 0.13799 | 0.040091 | 1.1335 | Nat. Gas Furnace with No CAC | Manual | kW | 15 |  |  | Electric | kW | 15 | 35 | -30 | 0 | 0.8 | 0.12716 | 13.6199 | 0.01 | 100 | Heat_EZ_Sch_2 | Cool_EZ_Sch_1 | No | DHW_EZ_Sch_1 | 0 | 0 | 0 | No | No | No | No | No | 516.1703 | Misc_Elec_EZ_Sch_1 | 0
SITE_00865 | 4 | USA_ID_Salmon-Lemhi.County.AP.726865_TMY3 | 0 | 1256 | 1.1217 | 8 | 1 | 4-12 (Low-Moderate Slope) | Overall Effective R-Value | 0 | 11.6335 | Ceiling Overall Effective R-Value (Assumes Uninsulated Roof) | 0 | 24.0342 | Yes | Foundation Type with Effective R-Values | 0 | Vented Crawlspace | 21.6577 | 0 | 0 | 0 | 2.0929 | Yes | 0.48365 | 0.50261 | No | 0.00031444 | 0.15089 | 0.17368 | 0.2907 | 5.5896 | Nat. Gas Furnace with No CAC | Manual | kW | 15 |  |  | Electric | kW | 15 | 35 | -30 | 0 | 0.8143 | 0.12716 | 10.8288 | 0.01 | 100 | Heat_EZ_Sch_2 | Cool_EZ_Sch_1 | No | DHW_EZ_Sch_1 | 0 | 0 | 0 | No | No | No | No | No | 507.0666 | Misc_Elec_EZ_Sch_1 | 0
SITE_00867 | 4 | USA_ID_Salmon-Lemhi.County.AP.726865_TMY3 | 0 | 1248 | 0.97496 | 8 | 1 | 4-12 (Low-Moderate Slope) | Overall Effective R-Value | 0 | 11.3052 | Ceiling Overall Effective R-Value (Assumes Uninsulated Roof) | 0 | 24.0342 | Yes | Foundation Type with Effective R-Values | 0 | Vented Crawlspace | 21.6577 | 0 | 0 | 0 | 2.0929 | Yes | 0.50037 | 0.49917 | No | 0.21656 | 0.22485 | 0.06491 | 0.052818 | 7.3445 | Nat. Gas Furnace with No CAC | Manual | kW | 15 |  |  | Electric | kW | 15 | 35 | -30 | 0 | 0.8143 | 0.12716 | 10.8288 | 0.01 | 100 | Heat_EZ_Sch_2 | Cool_EZ_Sch_1 | No | DHW_EZ_Sch_1 | 0 | 0 | 0 | No | No | No | No | No | 612.7137 | Misc_Elec_EZ_Sch_1 | 0
SITE_00868 | 4 | USA_ID_Salmon-Lemhi.County.AP.726865_TMY3 | 0 | 1258 | 0.9375 | 8 | 1 | 4-12 (Low-Moderate Slope) | Overall Effective R-Value | 0 | 11.6335 | Ceiling Overall Effective R-Value (Assumes Uninsulated Roof) | 0 | 24.0342 | Yes | Foundation Type with Effective R-Values | 0 | Vented Crawlspace | 21.6577 | 0 | 0 | 0 | 2.0929 | Yes | 0.48 | 0.49917 | No | 0.23725 | 0.22488 | 0.00037592 | 0.04981 | 6.8678 | Nat. Gas Furnace with No CAC | Manual | kW | 15 |  |  | Electric | kW | 15 | 35 | -30 | 0 | 0.8133 | 0.12716 | 10.8288 | 0.01 | 100 | Heat_EZ_Sch_2 | Cool_EZ_Sch_1 | No | DHW_EZ_Sch_1 | 0 | 0 | 0 | No | No | No | No | No | 492.3038 | Misc_Elec_EZ_Sch_1 | 0
SITE_00870 | 4 | USA_ID_Salmon-Lemhi.County.AP.726865_TMY3 | 0 | 1664 | 1.05 | 8 | 1 | 4-12 (Low-Moderate Slope) | Overall Effective R-Value | 0 | 11.3052 | Ceiling Overall Effective R-Value (Assumes Uninsulated Roof) | 0 | 24.0342 | Yes | Foundation Type with Effective R-Values | 0 | Vented Crawlspace | 21.6577 | 0 | 0 | 0 | 2.1983 | Yes | 0.48 | 0.49917 | No | 0.010804 | 0.10226 | 0.18386 | 0.21589 | 8.4774 | Nat. Gas Furnace with No CAC | Manual | kW | 15 |  |  | Electric | kW | 15 | 35 | -30 | 0 | 0.8052 | 0.12716 | 10.8288 | 0.01 | 100 | Heat_EZ_Sch_2 | Cool_EZ_Sch_1 | No | DHW_EZ_Sch_1 | 0 | 0 | 0 | No | No | No | No | No | 1018.5002 | Misc_Elec_EZ_Sch_1 | 0
SITE_00871 | 4 | USA_MT_Kalispell-Glacier.Park.Intl.AP.727790_TMY3 | 0 | 1404 | 1.0625 | 8 | 1 | 4-12 (Low-Moderate Slope) | Overall Effective R-Value | 0 | 12.4802 | Ceiling Overall Effective R-Value (Assumes Uninsulated Roof) | 0 | 43.3984 | Yes | Foundation Type with Effective R-Values | 0 | Vented Crawlspace | 21.6577 | 0 | 0 | 0 | 8.8217 | Yes | 0.50544 | 0.50723 | No | 0.082637 | 0.063035 | 0.19611 | 0.12241 | 6.1862 | Nat. Gas Furnace with No CAC | Manual | kW | 15 |  |  | Electric | kW | 15 | 35 | -30 | 0 | 0.8143 | 0.12716 | 10.8288 | 0.01 | 100 | Heat_EZ_Sch_2 | Cool_EZ_Sch_1 | No | DHW_EZ_Sch_1 | 0 | 0 | 0 | No | No | No | No | No | 645.6377 | Misc_Elec_EZ_Sch_1 | 0
SITE_00872 | 4 | USA_WA_Spokane-Fairchild.AFB.727855_TMY3 | 0 | 1124 | 0.99733 | 8 | 1 | 4-12 (Low-Moderate Slope) | Overall Effective R-Value | 0 | 13.714 | Ceiling Overall Effective R-Value (Assumes Uninsulated Roof) | 0 | 7.3113 | Yes | Foundation Type with Effective R-Values | 0 | Vented Crawlspace | 9.173 | 0 | 0 | 0 | 2.3583 | Yes | 0.55 | 0.56493 | No | 0.097198 | 0.088268 | 0.059724 | 0.01755 | 13.299 | Electric Furnace with No CAC | Manual | kW | 15 |  |  | Electric | kW | 15 | 35 | -30 | 0 |  | 0.17053 | 4.5865 | 0.01 | 100 | Heat_EZ_Sch_1 | Cool_EZ_Sch_1 | No | DHW_EZ_Sch_1 | 0 | 0 | 0 | No | No | No | No | No | 481.9913 | Misc_Elec_EZ_Sch_1 | 0
SITE_00873 | 4 | USA_ID_Salmon-Lemhi.County.AP.726865_TMY3 | 0 | 896 | 1 | 8 | 1 | 4-12 (Low-Moderate Slope) | Overall Effective R-Value | 0 | 11.516 | Ceiling Overall Effective R-Value (Assumes Uninsulated Roof) | 0 | 8.0481 | Yes | Foundation Type with Effective R-Values | 0 | Vented Crawlspace | 9.3223 | 0 | 0 | 0 | 2.2768 | Yes | 0.79782 | 0.63045 | No | 0.15022 | 0.0348 | 0.29974 | 0.083403 | 13.4418 | Nat. Gas Furnace with No CAC | Manual | kW | 15 |  |  | Electric | kW | 15 | 35 | -30 | 0 | 0.8 | 0.17053 | 4.6611 | 0.01 | 100 | Heat_EZ_Sch_2 | Cool_EZ_Sch_1 | No | DHW_EZ_Sch_1 | 0 | 0 | 0 | No | No | No | No | No | 457.2657 | Misc_Elec_EZ_Sch_1 | 0
SITE_00874 | 4 | USA_MT_Kalispell-Glacier.Park.Intl.AP.727790_TMY3 | 0 | 1134 | 0.97873 | 8 | 1 | 4-12 (Low-Moderate Slope) | Overall Effective R-Value | 0 | 16.3106 | Ceiling Overall Effective R-Value (Assumes Uninsulated Roof) | 0 | 11.2891 | Yes | Foundation Type with Effective R-Values | 0 | Vented Crawlspace | 11.3712 | 0 | 0 | 0 | 2.0929 | Yes | 0.98382 | 0.75144 | No | 0.015668 | 0.095128 | 0.088159 | 0.11069 | 11.3496 | Electric Furnace with No CAC | Manual | kW | 15 |  |  | Electric | kW | 15 | 35 | -30 | 0 |  | 0.17053 | 5.6856 | 0.01 | 100 | Heat_EZ_Sch_1 | Cool_EZ_Sch_1 | No | DHW_EZ_Sch_1 | 0 | 0 | 0 | No | No | No | No | No | 777.51 | Misc_Elec_EZ_Sch_1 | 0
SITE_00876 | 4 | USA_WA_Spokane-Fairchild.AFB.727855_TMY3 | 0 | 1674 | 1.065 | 8 | 1 | 4-12 (Low-Moderate Slope) | Overall Effective R-Value | 0 | 14.4202 | Ceiling Overall Effective R-Value (Assumes Uninsulated Roof) | 0 | 24.0342 | Yes | Foundation Type with Effective R-Values | 0 | Vented Crawlspace | 23.5886 | 0 | 0 | 0 | 8.5017 | Yes | 0.48 | 0.49917 | No | 0.0057376 | 0.061609 | 0.24964 | 0.2198 | 3.6781 | Nat. Gas Furnace with No CAC | Manual | kW | 15 |  |  | Electric | kW | 15 | 35 | -30 | 0 | 0.8143 | 0.12716 | 11.7943 | 0.01 | 100 | Heat_EZ_Sch_2 | Cool_EZ_Sch_1 | No | DHW_EZ_Sch_1 | 0 | 0 | 0 | No | No | No | No | No | 785.1441 | Misc_Elec_EZ_Sch_1 | 0
SITE_00878 | 4 | USA_ID_Salmon-Lemhi.County.AP.726865_TMY3 | 0 | 1378 | 1 | 8 | 1 | 4-12 (Low-Moderate Slope) | Overall Effective R-Value | 0 | 17.5367 | Ceiling Overall Effective R-Value (Assumes Uninsulated Roof) | 0 | 24.0342 | Yes | Foundation Type with Effective R-Values | 0 | Vented Crawlspace | 23.5886 | 0 | 0 | 0 | 2.0929 | Yes | 0.49216 | 0.50324 | No | 0.15191 | 0.15556 | 0.044459 | 0.0014323 | 5.6168 | Nat. Gas Furnace with No CAC | Manual | kW | 15 |  |  | Electric | kW | 15 | 35 | -30 | 0 | 0.8 | 0.12716 | 11.7943 | 0.01 | 100 | Heat_EZ_Sch_2 | Cool_EZ_Sch_1 | No | DHW_EZ_Sch_1 | 0 | 0 | 0 | No | No | No | No | No | 530.3403 | Misc_Elec_EZ_Sch_1 | 0
SITE_00879 | 4 | USA_ID_Salmon-Lemhi.County.AP.726865_TMY3 | 0 | 1586 | 1.0292 | 8 | 1 | 4-12 (Low-Moderate Slope) | Overall Effective R-Value | 0 | 9.7067 | Ceiling Overall Effective R-Value (Assumes Uninsulated Roof) | 0 | 8.0481 | Yes | Foundation Type with Effective R-Values | 0 | Vented Crawlspace | 9.3223 | 2.6329 | 2.6329 | 0 | 2.2768 | Yes | 0.55 | 0.56493 | No | 0.059811 | 0.16245 | 0.21073 | 0.22058 | 8.2011 | Nat. Gas Furnace with No CAC | Manual | kW | 20 |  |  | Electric | kW | 15 | 35 | -30 | 0 | 0.9 | 0.17053 | 4.6611 | 0.01 | 100 | Heat_EZ_Sch_2 | Cool_EZ_Sch_1 | No | DHW_EZ_Sch_1 | 0 | 0 | 0 | No | No | No | No | No | 674.5651 | Misc_Elec_EZ_Sch_1 | 0
SITE_00880 | 4 | USA_WA_Spokane-Fairchild.AFB.727855_TMY3 | 0 | 1380 | 0.90797 | 8 | 1 | 4-12 (Low-Moderate Slope) | Overall Effective R-Value | 0 | 12.4529 | Ceiling Overall Effective R-Value (Assumes Uninsulated Roof) | 0 | 8.0481 | Yes | Foundation Type with Effective R-Values | 0 | Vented Crawlspace | 7.3998 | 2.6329 | 2.6329 | 0 | 2.0929 | Yes | 0.98752 | 0.70096 | No | 0.00037059 | 0.074428 | 0.052501 | 0.13841 | 24.387 | Nat. Gas Furnace with No CAC | Manual | kW | 20 |  |  | Electric | kW | 15 | 35 | -30 | 0 | 0.8036 | 0.17053 | 3.6999 | 0.01 | 100 | Heat_EZ_Sch_2 | Cool_EZ_Sch_1 | No | DHW_EZ_Sch_1 | 0 | 0 | 0 | No | No | No | No | No | 439.146 | Misc_Elec_EZ_Sch_1 | 0
SITE_00881 | 4 | USA_WA_Spokane-Fairchild.AFB.727855_TMY3 | 0 | 1208 | 0.93709 | 8 | 1 | 4-12 (Low-Moderate Slope) | Overall Effective R-Value | 0 | 7.2489 | Ceiling Overall Effective R-Value (Assumes Uninsulated Roof) | 0 | 8.0481 | Yes | Foundation Type with Effective R-Values | 0 | Vented Crawlspace | 6.9558 | 0 | 0 | 0 | 6.9962 | Yes | 0.63209 | 0.67071 | No | 0.15666 | 0.19864 | 0.090041 | 0.069642 | 16.3511 | Nat. Gas Furnace with No CAC | Manual | kW | 20 |  |  | Electric | kW | 15 | 35 | -30 | 0 | 0.8 | 0.17053 | 3.4779 | 0.01 | 100 | Heat_EZ_Sch_2 | Cool_EZ_Sch_1 | No | DHW_EZ_Sch_1 | 0 | 0 | 0 | No | No | No | No | No | 795.9823 | Misc_Elec_EZ_Sch_1 | 0
SITE_00882 | 4 | USA_WA_Spokane-Fairchild.AFB.727855_TMY3 | 0 | 700 | 0.875 | 8 | 1 | 4-12 (Low-Moderate Slope) | Overall Effective R-Value | 0 | 9.5046 | Ceiling Overall Effective R-Value (Assumes Uninsulated Roof) | 0 | 8.0481 | Yes | Foundation Type with Effective R-Values | 0 | Vented Crawlspace | 9.3223 | 0 | 0 | 0 | 6.7517 | Yes | 0.59282 | 0.57625 | No | 0.064981 | 0.08193 | 0.023285 | 0.027185 | 23.7801 | Nat. Gas Furnace with No CAC | Manual | kW | 15 |  |  | Electric | kW | 15 | 35 | -30 | 0 | 0.8 | 0.17053 | 4.6611 | 0.01 | 100 | Heat_EZ_Sch_2 | Cool_EZ_Sch_1 | No | DHW_EZ_Sch_1 | 0 | 0 | 0 | No | No | No | No | No | 575.6041 | Misc_Elec_EZ_Sch_1 | 0
SITE_00883 | 4 | USA_WA_Spokane-Fairchild.AFB.727855_TMY3 | 0 | 1790 | 1.0537 | 8 | 1 | 4-12 (Low-Moderate Slope) | Overall Effective R-Value | 0 | 11.6926 | Ceiling Overall Effective R-Value (Assumes Uninsulated Roof) | 0 | 10.5746 | Yes | Foundation Type with Effective R-Values | 0 | Vented Crawlspace | 24.9699 | 2.6329 | 2.6329 | 0 | 14.0313 | Yes | 1.0708 | 0.75093 | No | 0.12215 | 0.16352 | 0.11825 | 0.14606 | 6.5099 | Electric Furnace with No CAC | Manual | kW | 20 |  |  | Electric | kW | 15 | 35 | -30 | 0 |  | 0.17053 | 12.485 | 0.01 | 100 | Heat_EZ_Sch_1 | Cool_EZ_Sch_1 | No | DHW_EZ_Sch_1 | 0 | 0 | 0 | No | No | No | No | No | 623.1271 | Misc_Elec_EZ_Sch_1 | 0
SITE_00886 | 4 | USA_ID_Salmon-Lemhi.County.AP.726865_TMY3 | 0 | 1512 | 1.0625 | 8 | 1 | 4-12 (Low-Moderate Slope) | Overall Effective R-Value | 0 | 11.6335 | Ceiling Overall Effective R-Value (Assumes Uninsulated Roof) | 0 | 24.0342 | Yes | Foundation Type with Effective R-Values | 0 | Vented Crawlspace | 31.2775 | 0 | 0 | 0 | 22.6299 | Yes | 0.48541 | 0.49917 | No | 0.11611 | 0.26381 | 0.0030256 | 0.05135 | 11.6037 | Nat. Gas Furnace with No CAC | Manual | kW | 15 |  |  | Electric | kW | 15 | 35 | -30 | 0 | 0.8143 | 0.12716 | 15.6387 | 0.01 | 100 | Heat_EZ_Sch_2 | Cool_EZ_Sch_1 | No | DHW_EZ_Sch_1 | 0 | 0 | 0 | No | No | No | No | No | 478.7743 | Misc_Elec_EZ_Sch_1 | 0
SITE_00888 | 4 | USA_WA_Stampede.Pass.727815_TMY3 | 0 | 924 | 0.9375 | 8 | 1 | 4-12 (Low-Moderate Slope) | Overall Effective R-Value | 0 | 11.6335 | Ceiling Overall Effective R-Value (Assumes Uninsulated Roof) | 0 | 24.0342 | Yes | Foundation Type with Effective R-Values | 0 | Vented Crawlspace | 21.6577 | 0 | 0 | 0 | 8.8217 | Yes | 0.48547 | 0.50431 | No | 0.23742 | 0.14302 | 0.020262 | 0.078869 | 2.2932 | Electric Furnace with No CAC | Manual | kW | 15 |  |  | Electric | kW | 15 | 35 | -30 | 0 |  | 0.12716 | 10.8288 | 0.01 | 100 | Heat_EZ_Sch_1 | Cool_EZ_Sch_1 | No | DHW_EZ_Sch_1 | 0 | 0 | 0 | No | No | No | No | No | 769.7485 | Misc_Elec_EZ_Sch_1 | 0
SITE_00890 | 4 | USA_WA_Stampede.Pass.727815_TMY3 | 0 | 1408 | 1 | 8 | 1 | 4-12 (Low-Moderate Slope) | Overall Effective R-Value | 0 | 11.6926 | Ceiling Overall Effective R-Value (Assumes Uninsulated Roof) | 0 | 10.5746 | Yes | Foundation Type with Effective R-Values | 0 | Vented Crawlspace | 20.3992 | 0 | 0 | 0 | 2.0929 | Yes | 0.75 | 0.7528 | No | 0.10936 | 0.18932 | 0.037702 | 0.00033313 | 12.1631 | Nat. Gas Furnace with No CAC | Manual | kW | 20 |  |  | Electric | kW | 15 | 35 | -30 | 0 | 0.8 | 0.17053 | 10.1996 | 0.01 | 100 | Heat_EZ_Sch_2 | Cool_EZ_Sch_1 | No | DHW_EZ_Sch_1 | 0 | 0 | 0 | No | No | No | No | No | 543.7379 | Misc_Elec_EZ_Sch_1 | 0
SITE_00891 | 4 | USA_ID_Salmon-Lemhi.County.AP.726865_TMY3 | 0 | 1708 | 1.1003 | 8 | 1 | 4-12 (Low-Moderate Slope) | Overall Effective R-Value | 0 | 17.0103 | Ceiling Overall Effective R-Value (Assumes Uninsulated Roof) | 0 | 24.0342 | Yes | Foundation Type with Effective R-Values | 0 | Vented Crawlspace | 23.5886 | 0 | 0 | 0 | 2.0929 | Yes | 0.38 | 0.40524 | No | 0.31501 | 0.30088 | 0.099882 | 0.00027488 | 0.78999 | Electric Furnace with No CAC | Manual | kW | 15 |  |  | Electric | kW | 15 | 35 | -30 | 0 |  | 0.12716 | 11.7943 | 0.01 | 100 | Heat_EZ_Sch_1 | Cool_EZ_Sch_1 | No | DHW_EZ_Sch_1 | 0 | 0 | 0 | No | No | No | No | No | 623.929 | Misc_Elec_EZ_Sch_1 | 0
SITE_00893 | 4 | USA_WA_Stampede.Pass.727815_TMY3 | 0 | 924 | 0.9375 | 8 | 1 | 4-12 (Low-Moderate Slope) | Overall Effective R-Value | 0 | 9.3685 | Ceiling Overall Effective R-Value (Assumes Uninsulated Roof) | 0 | 8.0481 | Yes | Foundation Type with Effective R-Values | 0 | Vented Crawlspace | 9.3223 | 0 | 0 | 0 | 2.0929 | Yes | 1.1 | 0.75 | No | 0.22553 | 0.21237 | 0.050991 | 0.12355 | 10.8248 | Nat. Gas Furnace with No CAC | Manual | kW | 20 |  |  | Electric | kW | 15 | 35 | -30 | 0 | 0.8143 | 0.17053 | 4.6611 | 0.01 | 100 | Heat_EZ_Sch_2 | Cool_EZ_Sch_1 | No | DHW_EZ_Sch_1 | 0 | 0 | 0 | No | No | No | No | No | 850.966 | Misc_Elec_EZ_Sch_1 | 0
SITE_00895 | 4 | USA_ID_Salmon-Lemhi.County.AP.726865_TMY3 | 0 | 897 | 1 | 8 | 1 | 4-12 (Low-Moderate Slope) | Overall Effective R-Value | 0 | 11.6926 | Ceiling Overall Effective R-Value (Assumes Uninsulated Roof) | 0 | 21.7942 | Yes | Foundation Type with Effective R-Values | 0 | Vented Crawlspace | 20.258 | 0 | 0 | 0 | 2.0929 | Yes | 0.48 | 0.49917 | No | 0.00041736 | 0.050866 | 0.11982 | 0.24404 | 12.1323 | Nat. Gas Furnace with No CAC | Manual | kW | 15 |  |  | Electric | kW | 15 | 35 | -30 | 0 | 0.8143 | 0.12716 | 10.129 | 0.01 | 100 | Heat_EZ_Sch_2 | Cool_EZ_Sch_1 | No | DHW_EZ_Sch_1 | 0 | 0 | 0 | No | No | No | No | No | 377.1468 | Misc_Elec_EZ_Sch_1 | 0
SITE_00896 | 4 | USA_ID_Salmon-Lemhi.County.AP.726865_TMY3 | 0 | 1215 | 1.1353 | 8 | 1 | 4-12 (Low-Moderate Slope) | Overall Effective R-Value | 0 | 15.1886 | Ceiling Overall Effective R-Value (Assumes Uninsulated Roof) | 0 | 34.5403 | Yes | Foundation Type with Effective R-Values | 0 | Heated Basement | 999 | 0 | 0 | 0 | 11.1048 | Yes | 0.51152 | 0.4994 | No | 0.16467 | 0.16467 | 0.11621 | 0.11621 | 2.4054 | Nat. Gas Furnace with No CAC | Manual | kW | 15 |  |  | Electric | kW | 15 | 35 | -30 | 0 | 0.9667 | 0.091605 | 2.2404 | 0.01 | 1.424 | Heat_EZ_Sch_2 | Cool_EZ_Sch_1 | No | DHW_EZ_Sch_1 | 0 | 0 | 0 | No | No | No | No | No | 847.692 | Misc_Elec_EZ_Sch_1 | 0
SITE_00897 | 4 | USA_ID_Salmon-Lemhi.County.AP.726865_TMY3 | 0 | 2751 | 1.6523 | 8 | 1 | 4-12 (Low-Moderate Slope) | Overall Effective R-Value | 0 | 16.2112 | Ceiling Overall Effective R-Value (Assumes Uninsulated Roof) | 0 | 25.2908 | Yes | Foundation Type with Effective R-Values | 0 | Vented Crawlspace | 4.7717 | 0 | 0 | 0 | 9.3236 | Yes | 0.50662 | 0.53239 | No | 0.094064 | 0.083186 | 0.17465 | 0.15495 | 5.0236 | Nat. Gas Furnace with No CAC | Manual | kW | 25 |  |  | Electric | kW | 15 | 35 | -30 | 0 | 0.8 | 0.091605 | 2.2404 | 0.01 | 1.424 | Heat_EZ_Sch_2 | Cool_EZ_Sch_1 | No | DHW_EZ_Sch_1 | 0 | 0 | 0 | No | No | No | No | No | 1007.0888 | Misc_Elec_EZ_Sch_1 | 0
SITE_00899 | 4 | USA_WY_Jackson.Hole.AP.725776_TMY3 | 0 | 1742 | 1.0625 | 8 | 1 | 4-12 (Low-Moderate Slope) | Overall Effective R-Value | 0 | 12.9355 | Ceiling Overall Effective R-Value (Assumes Uninsulated Roof) | 0 | 24.0342 | Yes | Foundation Type with Effective R-Values | 0 | Vented Crawlspace | 17.2926 | 0 | 0 | 0 | 2.0929 | Yes | 0.4827 | 0.50171 | No | 0.063079 | 0.2185 | 0.085799 | 0.082948 | 6.1755 | Nat. Gas Furnace with No CAC | Manual | kW | 15 |  |  | Electric | kW | 15 | 35 | -30 | 0 | 0.8 | 0.12716 | 8.6463 | 0.01 | 100 | Heat_EZ_Sch_2 | Cool_EZ_Sch_1 | No | DHW_EZ_Sch_1 | 0 | 0 | 0 | No | No | No | No | No | 652.3558 | Misc_Elec_EZ_Sch_1 | 0
SITE_00900 | 4 | USA_WA_Stampede.Pass.727815_TMY3 | 0 | 924 | 0.8562 | 8 | 1 | 4-12 (Low-Moderate Slope) | Overall Effective R-Value | 0 | 9.5278 | Ceiling Overall Effective R-Value (Assumes Uninsulated Roof) | 0 | 8.0481 | Yes | Foundation Type with Effective R-Values | 0 | Vented Crawlspace | 9.3223 | 0 | 0 | 0 | 2.0929 | Yes | 0.55 | 0.56493 | No | 0.076312 | 0.1086 | 0.14989 | 0.29771 | 12.787 | Nat. Gas Furnace with No CAC | Manual | kW | 15 |  |  | Electric | kW | 15 | 35 | -30 | 0 | 0.8 | 0.17053 | 4.6611 | 0.01 | 100 | Heat_EZ_Sch_2 | Cool_EZ_Sch_1 | No | DHW_EZ_Sch_1 | 0 | 0 | 0 | No | No | No | No | No | 349.4454 | Misc_Elec_EZ_Sch_1 | 0
SITE_00902 | 4 | USA_MT_Helena.Rgnl.AP.727720_TMY3 | 0 | 2154 | 1.0313 | 8 | 1 | 4-12 (Low-Moderate Slope) | Overall Effective R-Value | 0 | 12.4529 | Ceiling Overall Effective R-Value (Assumes Uninsulated Roof) | 0 | 24.0342 | Yes | Foundation Type with Effective R-Values | 0 | Vented Crawlspace | 11.0945 | 0 | 0 | 0 | 2.0929 | Yes | 0.48811 | 0.50679 | No | 0.13602 | 0.041972 | 0.066012 | 0.14096 | 3.9307 | Electric Furnace with No CAC | Manual | kW | 20 |  |  | Electric | kW | 15 | 35 | -30 | 0 |  | 0.12716 | 5.5472 | 0.01 | 100 | Heat_EZ_Sch_1 | Cool_EZ_Sch_1 | No | DHW_EZ_Sch_1 | 0 | 0 | 0 | No | No | No | No | No | 682.2251 | Misc_Elec_EZ_Sch_1 | 0
SITE_00903 | 4 | USA_ID_Salmon-Lemhi.County.AP.726865_TMY3 | 0 | 1431 | 1.0618 | 8 | 1 | 4-12 (Low-Moderate Slope) | Overall Effective R-Value | 0 | 11.3052 | Ceiling Overall Effective R-Value (Assumes Uninsulated Roof) | 0 | 20.5023 | Yes | Foundation Type with Effective R-Values | 0 | Vented Crawlspace | 15.2272 | 0 | 0 | 0 | 2.0929 | Yes | 0.49216 | 0.49917 | No | 0.076032 | 0.37456 | 0.1673 | 0.063324 | 8.8205 | Nat. Gas Furnace with No CAC | Manual | kW | 15 |  |  | Electric | kW | 15 | 35 | -30 | 0 | 0.8133 | 0.12716 | 7.6136 | 0.01 | 100 | Heat_EZ_Sch_2 | Cool_EZ_Sch_1 | No | DHW_EZ_Sch_1 | 0 | 0 | 0 | No | No | No | No | No | 904.8694 | Misc_Elec_EZ_Sch_1 | 0
SITE_00906 | 4 | USA_ID_Salmon-Lemhi.County.AP.726865_TMY3 | 0 | 1125 | 0.93756 | 8 | 1 | 4-12 (Low-Moderate Slope) | Overall Effective R-Value | 0 | 11.3052 | Ceiling Overall Effective R-Value (Assumes Uninsulated Roof) | 0 | 24.0342 | Yes | Foundation Type with Effective R-Values | 0 | Vented Crawlspace | 31.7764 | 0 | 0 | 0 | 2.0929 | Yes | 0.49478 | 0.5311 | No | 0.24801 | 0.22938 | 0.013466 | 0.12902 | 2.578 | Nat. Gas Furnace with No CAC | Manual | kW | 15 |  |  | Electric | kW | 15 | 35 | -30 | 0 | 0.8143 | 0.12716 | 15.8882 | 0.01 | 100 | Heat_EZ_Sch_2 | Cool_EZ_Sch_1 | No | DHW_EZ_Sch_1 | 0 | 0 | 0 | No | No | No | No | No | 540.577 | Misc_Elec_EZ_Sch_1 | 0
SITE_00907 | 4 | USA_WA_Stampede.Pass.727815_TMY3 | 0 | 924 | 0.92505 | 8 | 1 | 4-12 (Low-Moderate Slope) | Overall Effective R-Value | 0 | 11.1432 | Ceiling Overall Effective R-Value (Assumes Uninsulated Roof) | 0 | 10.5746 | Yes | Foundation Type with Effective R-Values | 0 | Vented Crawlspace | 7.7391 | 0 | 0 | 0 | 3.4318 | Yes | 0.80569 | 0.75247 | No | 0.11016 | 0.11016 | 0.11016 | 0.11016 | 25.1231 | Nat. Gas Furnace with No CAC | Manual | kW | 20 |  |  | Electric | kW | 15 | 35 | -30 | 0 | 0.8036 | 0.17053 | 3.8695 | 0.01 | 100 | Heat_EZ_Sch_2 | Cool_EZ_Sch_1 | No | DHW_EZ_Sch_1 | 0 | 0 | 0 | No | No | No | No | No | 471.4652 | Misc_Elec_EZ_Sch_1 | 0
SITE_00908 | 4 | USA_ID_Salmon-Lemhi.County.AP.726865_TMY3 | 0 | 1178 | 1.009 | 8 | 1 | 4-12 (Low-Moderate Slope) | Overall Effective R-Value | 0 | 11.3052 | Ceiling Overall Effective R-Value (Assumes Uninsulated Roof) | 0 | 20.6992 | Yes | Foundation Type with Effective R-Values | 0 | Vented Crawlspace | 21.6577 | 0 | 0 | 0 | 7.1346 | Yes | 0.48 | 0.49917 | No | 0.027672 | 0.19551 | 0.22908 | 0.32536 | 10.5282 | Electric Furnace with No CAC | Manual | kW | 15 |  |  | Electric | kW | 15 | 35 | -30 | 0 |  | 0.12716 | 10.8288 | 0.01 | 100 | Heat_EZ_Sch_1 | Cool_EZ_Sch_1 | No | DHW_EZ_Sch_1 | 0 | 0 | 0 | No | No | No | No | No | 433.67 | Misc_Elec_EZ_Sch_1 | 0
SITE_00909 | 4 | USA_ID_Salmon-Lemhi.County.AP.726865_TMY3 | 0 | 2080 | 1.1062 | 8 | 1 | 4-12 (Low-Moderate Slope) | Overall Effective R-Value | 0 | 11.6926 | Ceiling Overall Effective R-Value (Assumes Uninsulated Roof) | 0 | 24.0342 | Yes | Foundation Type with Effective R-Values | 0 | Vented Crawlspace | 20.9771 | 0 | 0 | 0 | 2.0929 | Yes | 0.52663 | 0.49917 | No | 0.24823 | 0.13879 | 0.037619 | 0.12728 | 6.7872 | Nat. Gas Furnace with No CAC | Manual | kW | 15 |  |  | Electric | kW | 15 | 35 | -30 | 0 | 0.8052 | 0.12716 | 10.4886 | 0.01 | 100 | Heat_EZ_Sch_2 | Cool_EZ_Sch_1 | No | DHW_EZ_Sch_1 | 0 | 0 | 0 | No | No | No | No | No | 604.8429 | Misc_Elec_EZ_Sch_1 | 0
SITE_00910 | 4 | USA_ID_Salmon-Lemhi.County.AP.726865_TMY3 | 0 | 2964 | 0.95057 | 8 | 1 | 4-12 (Low-Moderate Slope) | Overall Effective R-Value | 0 | 9.4478 | Ceiling Overall Effective R-Value (Assumes Uninsulated Roof) | 0 | 8.0481 | Yes | Foundation Type with Effective R-Values | 0 | Vented Crawlspace | 9.3223 | 0 | 0 | 0 | 2.0929 | Yes | 0.67816 | 0.68009 | No | 0.069828 | 0.22015 | 0.14272 | 0.0084161 | 8.9128 | Nat. Gas Furnace with No CAC | Manual | kW | 30 |  |  | Electric | kW | 15 | 35 | -30 | 0 | 0.8052 | 0.17053 | 4.6611 | 0.01 | 100 | Heat_EZ_Sch_2 | Cool_EZ_Sch_1 | No | DHW_EZ_Sch_1 | 0 | 0 | 0 | No | No | No | No | No | 763.1658 | Misc_Elec_EZ_Sch_1 | 0
SITE_00911 | 4 | USA_WA_Spokane-Fairchild.AFB.727855_TMY3 | 0 | 1456 | 1.0312 | 8 | 1 | 4-12 (Low-Moderate Slope) | Overall Effective R-Value | 0 | 11.3333 | Ceiling Overall Effective R-Value (Assumes Uninsulated Roof) | 0 | 24.0342 | Yes | Foundation Type with Effective R-Values | 0 | Vented Crawlspace | 24.9699 | 0 | 0 | 0 | 2.0929 | Yes | 0.48 | 0.49917 | No | 0.2555 | 0.062088 | 0.050076 | 0.050859 | 5.3712 | Nat. Gas Furnace with No CAC | Manual | kW | 15 |  |  | Electric | kW | 15 | 35 | -30 | 0 | 0.8 | 0.12716 | 12.485 | 0.01 | 100 | Heat_EZ_Sch_2 | Cool_EZ_Sch_1 | No | DHW_EZ_Sch_1 | 0 | 0 | 0 | No | No | No | No | No | 622.5148 | Misc_Elec_EZ_Sch_1 | 0
SITE_00912 | 4 | USA_ID_Salmon-Lemhi.County.AP.726865_TMY3 | 0 | 780 | 0.9 | 8 | 1 | 4-12 (Low-Moderate Slope) | Overall Effective R-Value | 0 | 9.3685 | Ceiling Overall Effective R-Value (Assumes Uninsulated Roof) | 0 | 8.0481 | Yes | Foundation Type with Effective R-Values | 0 | Vented Crawlspace | 9.3223 | 0 | 0 | 0 | 2.0929 | Yes | 1.1 | 0.75 | No | 0.088244 | 0.19542 | 0.0004973 | 0.10827 | 12.2327 | Nat. Gas Furnace with No CAC | Manual | kW | 15 |  |  | Electric | kW | 15 | 35 | -30 | 0 | 0.8133 | 0.17053 | 4.6611 | 0.01 | 100 | Heat_EZ_Sch_2 | Cool_EZ_Sch_1 | No | DHW_EZ_Sch_1 | 0 | 0 | 0 | No | No | No | No | No | 586.5106 | Misc_Elec_EZ_Sch_1 | 0
SITE_00913 | 4 | USA_ID_Salmon-Lemhi.County.AP.726865_TMY3 | 0 | 938 | 1.0374 | 8 | 1 | 4-12 (Low-Moderate Slope) | Overall Effective R-Value | 0 | 11.6926 | Ceiling Overall Effective R-Value (Assumes Uninsulated Roof) | 0 | 24.0342 | Yes | Foundation Type with Effective R-Values | 0 | Vented Crawlspace | 23.5886 | 0 | 0 | 0 | 2.0929 | Yes | 0.48 | 0.49917 | No | 0.13357 | 0.21916 | 0.00039341 | 0.05145 | 5.3429 | Electric Furnace with No CAC | Manual | kW | 15 |  |  | Electric | kW | 15 | 35 | -30 | 0 |  | 0.12716 | 11.7943 | 0.01 | 100 | Heat_EZ_Sch_1 | Cool_EZ_Sch_1 | No | DHW_EZ_Sch_1 | 0 | 0 | 0 | No | No | No | No | No | 553.1506 | Misc_Elec_EZ_Sch_1 | 0
SITE_00915 | 4 | USA_MT_Kalispell-Glacier.Park.Intl.AP.727790_TMY3 | 0 | 1404 | 0.9846 | 8 | 1 | 4-12 (Low-Moderate Slope) | Overall Effective R-Value | 0 | 16.3106 | Ceiling Overall Effective R-Value (Assumes Uninsulated Roof) | 0 | 11.2891 | Yes | Foundation Type with Effective R-Values | 0 | Vented Crawlspace | 11.3712 | 0 | 0 | 0 | 6.806 | Yes | 0.869 | 0.75211 | No | 0.3 | 0.086266 | 0.00033882 | 0.35905 | 6.8162 | Electric Furnace with No CAC | Manual | kW | 20 |  |  | Electric | kW | 15 | 35 | -30 | 0 |  | 0.17053 | 5.6856 | 0.01 | 100 | Heat_EZ_Sch_1 | Cool_EZ_Sch_1 | No | DHW_EZ_Sch_1 | 0 | 0 | 0 | No | No | No | No | No | 601.1801 | Misc_Elec_EZ_Sch_1 | 0
SITE_00916 | 4 | USA_OR_Lakeview-Lake.County.AP.725976_TMY3 | 0 | 1456 | 1.05 | 8 | 1 | 4-12 (Low-Moderate Slope) | Overall Effective R-Value | 0 | 16.3106 | Ceiling Overall Effective R-Value (Assumes Uninsulated Roof) | 0 | 24.0342 | Yes | Foundation Type with Effective R-Values | 0 | Vented Crawlspace | 12.2765 | 0 | 0 | 0 | 2.0929 | Yes | 0.48 | 0.49917 | No | 0.1034 | 0.11478 | 0.21159 | 0.31977 | 8.2607 | Nat. Gas Furnace with No CAC | Manual | kW | 15 |  |  | Electric | kW | 15 | 35 | -30 | 0 | 0.8133 | 0.12716 | 6.1383 | 0.01 | 100 | Heat_EZ_Sch_2 | Cool_EZ_Sch_1 | No | DHW_EZ_Sch_1 | 0 | 0 | 0 | No | No | No | No | No | 635.7702 | Misc_Elec_EZ_Sch_1 | 0
SITE_00918 | 4 | USA_WY_Jackson.Hole.AP.725776_TMY3 | 0 | 1232 | 0.86414 | 8 | 1 | 4-12 (Low-Moderate Slope) | Overall Effective R-Value | 0 | 11.8657 | Ceiling Overall Effective R-Value (Assumes Uninsulated Roof) | 0 | 8.0481 | Yes | Foundation Type with Effective R-Values | 0 | Vented Crawlspace | 11.0945 | 0 | 0 | 0 | 2.0929 | Yes | 1.1 | 0.74297 | No | 0.16519 | 0.153 | 0.153 | 0.1702 | 12.3636 | Resistance Wall Heat with No AC | Manual | kW | 20 |  |  | Electric | kW | 15 | 35 | -30 | 0 |  | 0.17053 | 5.5472 | 0.01 | 100 | Heat_EZ_Sch_1 | Cool_EZ_Sch_1 | No | DHW_EZ_Sch_1 | 0 | 0 | 0 | No | No | No | No | No | 508.9888 | Misc_Elec_EZ_Sch_1 | 0
SITE_00919 | 4 | USA_MT_Missoula.Intl.AP.727730_TMY3 | 0 | 891 | 0.93757 | 8 | 1 | 4-12 (Low-Moderate Slope) | Overall Effective R-Value | 0 | 9.5278 | Ceiling Overall Effective R-Value (Assumes Uninsulated Roof) | 0 | 8.0481 | Yes | Foundation Type with Effective R-Values | 0 | Vented Crawlspace | 4.7448 | 0 | 0 | 0 | 6.7517 | Yes | 1.1508 | 0.73626 | No | 0.18809 | 0.12841 | 0.012965 | 0.38071 | 15.442 | Nat. Gas Furnace with No CAC | Manual | kW | 15 |  |  | Electric | kW | 15 | 35 | -30 | 0 | 0.8052 | 0.17053 | 2.3724 | 0.01 | 100 | Heat_EZ_Sch_2 | Cool_EZ_Sch_1 | No | DHW_EZ_Sch_1 | 0 | 0 | 0 | No | No | No | No | No | 533.2556 | Misc_Elec_EZ_Sch_1 | 0
SITE_00920 | 4 | USA_ID_Salmon-Lemhi.County.AP.726865_TMY3 | 0 | 1887 | 1.0498 | 8 | 1 | 4-12 (Low-Moderate Slope) | Overall Effective R-Value | 0 | 17.3938 | Ceiling Overall Effective R-Value (Assumes Uninsulated Roof) | 0 | 39.8831 | Yes | Foundation Type with Effective R-Values | 0 | Vented Crawlspace | 28.1732 | 0 | 0 | 0 | 2.0929 | Yes | 0.39163 | 0.41616 | No | 0.080517 | 0.063481 | 0.041705 | 0.06567 | 4.2282 | Nat. Gas Furnace with No CAC | Manual | kW | 15 |  |  | Electric | kW | 15 | 35 | -30 | 0 | 0.7895 | 0.17053 | 14.0866 | 0.01 | 100 | Heat_EZ_Sch_2 | Cool_EZ_Sch_1 | No | DHW_EZ_Sch_1 | 0 | 0 | 0 | No | No | No | No | No | 553.7501 | Misc_Elec_EZ_Sch_1 | 0
SITE_00922 | 4 | USA_MT_Kalispell-Glacier.Park.Intl.AP.727790_TMY3 | 0 | 2064 | 1.5295 | 8 | 1 | 4-12 (Low-Moderate Slope) | Overall Effective R-Value | 0 | 18.037 | Ceiling Overall Effective R-Value (Assumes Uninsulated Roof) | 0 | 20.107 | Yes | Foundation Type with Effective R-Values | 0 | Vented Crawlspace | 30.1548 | 0 | 0 | 0 | 2.0929 | Yes | 0.54258 | 0.56772 | No | 0.20053 | 0.20681 | 0.18382 | 0.11185 | 4.8006 | Resistance Wall Heat with No AC | Manual | kW | 25 |  |  | Electric | kW | 15 | 35 | -30 | 0 |  | 0.091605 | 0.52133 | 0.01 | 1.0427 | Heat_EZ_Sch_1 | Cool_EZ_Sch_1 | No | DHW_EZ_Sch_1 | 0 | 0 | 0 | No | No | No | No | No | 952.9776 | Misc_Elec_EZ_Sch_1 | 0
SITE_00923 | 4 | USA_ID_Salmon-Lemhi.County.AP.726865_TMY3 | 0 | 840 | 0.925 | 8 | 1 | 4-12 (Low-Moderate Slope) | Overall Effective R-Value | 0 | 11.6926 | Ceiling Overall Effective R-Value (Assumes Uninsulated Roof) | 0 | 20.7902 | Yes | Foundation Type with Effective R-Values | 0 | Vented Crawlspace | 23.5886 | 0 | 0 | 0 | 9.525 | Yes | 0.48 | 0.49917 | No | 0.09447 | 0.09447 | 0.09447 | 0.09447 | 10.6081 | Nat. Gas Furnace with No CAC | Manual | kW | 15 |  |  | Electric | kW | 15 | 35 | -30 | 0 | 0.8143 | 0.17053 | 11.7943 | 0.01 | 100 | Heat_EZ_Sch_2 | Cool_EZ_Sch_1 | No | DHW_EZ_Sch_1 | 0 | 0 | 0 | No | No | No | No | No | 613.1778 | Misc_Elec_EZ_Sch_1 | 0
SITE_00924 | 4 | USA_ID_Salmon-Lemhi.County.AP.726865_TMY3 | 0 | 1352 | 1 | 8 | 1 | 4-12 (Low-Moderate Slope) | Overall Effective R-Value | 0 | 13.4517 | Ceiling Overall Effective R-Value (Assumes Uninsulated Roof) | 0 | 24.0342 | Yes | Foundation Type with Effective R-Values | 0 | Vented Crawlspace | 13.8173 | 0 | 0 | 0 | 2.0929 | Yes | 0.4935 | 0.49917 | No | 0.058099 | 0.022782 | 0.2361 | 0.22125 | 2.112 | Nat. Gas Furnace with No CAC | Manual | kW | 15 |  |  | Electric | kW | 15 | 35 | -30 | 0 | 0.8143 | 0.12716 | 6.9086 | 0.01 | 100 | Heat_EZ_Sch_2 | Cool_EZ_Sch_1 | No | DHW_EZ_Sch_1 | 0 | 0 | 0 | No | No | No | No | No | 616.2863 | Misc_Elec_EZ_Sch_1 | 0
SITE_00927 | 4 | USA_ID_Soda.Springs-Tigert.AP.725868_TMY3 | 0 | 1410 | 0.9375 | 8 | 1 | 4-12 (Low-Moderate Slope) | Overall Effective R-Value | 0 | 10.5424 | Ceiling Overall Effective R-Value (Assumes Uninsulated Roof) | 0 | 12.6052 | Yes | Foundation Type with Effective R-Values | 0 | Vented Crawlspace | 6.5683 | 0 | 0 | 0 | 2.0929 | Yes | 0.55 | 0.56493 | No | 0.086601 | 0.2022 | 0.090743 | 0.02217 | 9.9486 | Nat. Gas Furnace with No CAC | Manual | kW | 20 |  |  | Electric | kW | 15 | 35 | -30 | 0 | 0.8 | 0.17053 | 3.2842 | 0.01 | 100 | Heat_EZ_Sch_2 | Cool_EZ_Sch_1 | No | DHW_EZ_Sch_1 | 0 | 0 | 0 | No | No | No | No | No | 605.7886 | Misc_Elec_EZ_Sch_1 | 0
SITE_00928 | 4 | USA_ID_Salmon-Lemhi.County.AP.726865_TMY3 | 0 | 1925 | 1.0312 | 8 | 1 | 4-12 (Low-Moderate Slope) | Overall Effective R-Value | 0 | 11.6335 | Ceiling Overall Effective R-Value (Assumes Uninsulated Roof) | 0 | 24.0342 | Yes | Foundation Type with Effective R-Values | 0 | Vented Crawlspace | 23.5886 | 0 | 0 | 0 | 2.0929 | Yes | 0.48939 | 0.49917 | No | 0.18649 | 0.2399 | 0.046898 | 0.26019 | 4.2235 | Nat. Gas Furnace with No CAC | Manual | kW | 15 |  |  | Electric | kW | 15 | 35 | -30 | 0 | 0.8 | 0.12716 | 11.7943 | 0.01 | 100 | Heat_EZ_Sch_2 | Cool_EZ_Sch_1 | No | DHW_EZ_Sch_1 | 0 | 0 | 0 | No | No | No | No | No | 603.3122 | Misc_Elec_EZ_Sch_1 | 0
SITE_00930 | 4 | USA_ID_Salmon-Lemhi.County.AP.726865_TMY3 | 0 | 1163 | 0.93712 | 8 | 1 | 4-12 (Low-Moderate Slope) | Overall Effective R-Value | 0 | 11.2672 | Ceiling Overall Effective R-Value (Assumes Uninsulated Roof) | 0 | 26.7082 | Yes | Foundation Type with Effective R-Values | 0 | Vented Crawlspace | 20.9771 | 0 | 0 | 0 | 2.0929 | Yes | 0.48 | 0.49917 | No | 0.00039113 | 0.041907 | 0.08369 | 0.16997 | 11.6642 | Nat. Gas Furnace with No CAC | Manual | kW | 15 |  |  | Electric | kW | 15 | 35 | -30 | 0 | 0.8143 | 0.12716 | 10.4886 | 0.01 | 100 | Heat_EZ_Sch_2 | Cool_EZ_Sch_1 | No | DHW_EZ_Sch_1 | 0 | 0 | 0 | No | No | No | No | No | 816.0466 | Misc_Elec_EZ_Sch_1 | 0
SITE_00931 | 4 | USA_ID_Soda.Springs-Tigert.AP.725868_TMY3 | 0 | 1659 | 0.98448 | 8 | 1 | 4-12 (Low-Moderate Slope) | Overall Effective R-Value | 0 | 10.3025 | Ceiling Overall Effective R-Value (Assumes Uninsulated Roof) | 0 | 9.0623 | Yes | Foundation Type with Effective R-Values | 0 | Vented Crawlspace | 17.4431 | 0 | 0 | 0 | 2.0929 | Yes | 0.79512 | 0.69149 | No | 0.046316 | 0.024906 | 0.1501 | 0.25056 | 14.8555 | Nat. Gas Furnace with No CAC | Manual | kW | 25 |  |  | Electric | kW | 15 | 35 | -30 | 0 | 0.82068 | 0.17053 | 8.7215 | 0.01 | 100 | Heat_EZ_Sch_2 | Cool_EZ_Sch_1 | No | DHW_EZ_Sch_1 | 0 | 0 | 0 | No | No | No | No | No | 696.0233 | Misc_Elec_EZ_Sch_1 | 0
SITE_00932 | 4 | USA_ID_Salmon-Lemhi.County.AP.726865_TMY3 | 0 | 1714 | 1.031 | 8 | 1 | 4-12 (Low-Moderate Slope) | Overall Effective R-Value | 0 | 12.4802 | Ceiling Overall Effective R-Value (Assumes Uninsulated Roof) | 0 | 11.2891 | Yes | Foundation Type with Effective R-Values | 0 | Vented Crawlspace | 26.0716 | 0 | 0 | 0 | 2.0929 | Yes | 0.75 | 0.7528 | No | 0.20458 | 0.15757 | 0.22241 | 0.00029285 | 6.9732 | Nat. Gas Furnace with No CAC | Manual | kW | 15 |  |  | Electric | kW | 15 | 35 | -30 | 0 | 0.7895 | 0.12716 | 13.0358 | 0.01 | 100 | Heat_EZ_Sch_2 | Cool_EZ_Sch_1 | No | DHW_EZ_Sch_1 | 0 | 0 | 0 | No | No | No | No | No | 596.3144 | Misc_Elec_EZ_Sch_1 | 0
SITE_00933 | 4 | USA_MT_Missoula.Intl.AP.727730_TMY3 | 0 | 1894 | 1.0475 | 8 | 1 | 4-12 (Low-Moderate Slope) | Overall Effective R-Value | 0 | 16.3106 | Ceiling Overall Effective R-Value (Assumes Uninsulated Roof) | 0 | 26.123 | Yes | Foundation Type with Effective R-Values | 0 | Vented Crawlspace | 19.0653 | 0 | 0 | 0 | 2.0929 | Yes | 0.51436 | 0.53778 | No | 0.10215 | 0.21183 | 0.22392 | 0.090065 | 7.686 | Electric Furnace with No CAC | Manual | kW | 15 |  |  | Electric | kW | 15 | 35 | -30 | 0 |  | 0.091605 | 0.39253 | 0.01 | 0.78506 | Heat_EZ_Sch_1 | Cool_EZ_Sch_1 | No | DHW_EZ_Sch_1 | 0 | 0 | 0 | No | No | No | No | No | 722.6313 | Misc_Elec_EZ_Sch_1 | 0
SITE_00935 | 4 | USA_ID_Soda.Springs-Tigert.AP.725868_TMY3 | 0 | 1804 | 0.95773 | 8 | 1 | 4-12 (Low-Moderate Slope) | Overall Effective R-Value | 0 | 13.3232 | Ceiling Overall Effective R-Value (Assumes Uninsulated Roof) | 0 | 11.2891 | Yes | Foundation Type with Effective R-Values | 0 | Vented Crawlspace | 16.1985 | 0 | 0 | 0 | 2.8899 | Yes | 0.75 | 0.7528 | No | 0.079759 | 0.082731 | 0.04063 | 0.016117 | 4.7611 | Nat. Gas Furnace with No CAC | Manual | kW | 20 |  |  | Electric | kW | 15 | 35 | -30 | 0 | 0.8 | 0.17053 | 8.0993 | 0.01 | 100 | Heat_EZ_Sch_2 | Cool_EZ_Sch_1 | No | DHW_EZ_Sch_1 | 0 | 0 | 0 | No | No | No | No | No | 484.1452 | Misc_Elec_EZ_Sch_1 | 0
SITE_00936 | 4 | USA_MT_Kalispell-Glacier.Park.Intl.AP.727790_TMY3 | 0 | 1404 | 1.0312 | 8 | 1 | 4-12 (Low-Moderate Slope) | Overall Effective R-Value | 0 | 17.6846 | Ceiling Overall Effective R-Value (Assumes Uninsulated Roof) | 0 | 24.0342 | Yes | Foundation Type with Effective R-Values | 0 | Vented Crawlspace | 23.5886 | 0 | 0 | 0 | 2.0929 | Yes | 0.38615 | 0.40524 | No | 0.082798 | 0.22994 | 0.042529 | 0.042616 | 6.8081 | Nat. Gas Furnace with No CAC | Manual | kW | 15 |  |  | Electric | kW | 15 | 35 | -30 | 0 | 0.8036 | 0.12716 | 11.7943 | 0.01 | 100 | Heat_EZ_Sch_2 | Cool_EZ_Sch_1 | No | DHW_EZ_Sch_1 | 0 | 0 | 0 | No | No | No | No | No | 467.754 | Misc_Elec_EZ_Sch_1 | 0
SITE_00937 | 4 | USA_ID_Salmon-Lemhi.County.AP.726865_TMY3 | 0 | 938 | 0.9375 | 8 | 1 | 4-12 (Low-Moderate Slope) | Overall Effective R-Value | 0 | 11.516 | Ceiling Overall Effective R-Value (Assumes Uninsulated Roof) | 0 | 10.5746 | Yes | Foundation Type with Effective R-Values | 0 | Vented Crawlspace | 20.258 | 0 | 0 | 0 | 7.5524 | Yes | 0.77373 | 0.75266 | No | 0.011005 | 0.0468 | 0.23352 | 0.15394 | 7.2584 | Nat. Gas Furnace with No CAC | Manual | kW | 15 |  |  | Electric | kW | 15 | 35 | -30 | 0 | 0.8143 | 0.17053 | 10.129 | 0.01 | 100 | Heat_EZ_Sch_2 | Cool_EZ_Sch_1 | No | DHW_EZ_Sch_1 | 0 | 0 | 0 | No | No | No | No | No | 524.1329 | Misc_Elec_EZ_Sch_1 | 0
SITE_00938 | 4 | USA_ID_Salmon-Lemhi.County.AP.726865_TMY3 | 0 | 1086 | 0.91724 | 8 | 1 | 4-12 (Low-Moderate Slope) | Overall Effective R-Value | 0 | 11.5827 | Ceiling Overall Effective R-Value (Assumes Uninsulated Roof) | 0 | 17.4933 | Yes | Foundation Type with Effective R-Values | 0 | Vented Crawlspace | 11.5994 | 2.6329 | 2.6329 | 0 | 2.0929 | Yes | 0.75 | 0.7528 | No | 0.056574 | 0.061312 | 0.37029 | 0.11186 | 9.9316 | Nat. Gas Furnace with No CAC | Manual | kW | 15 |  |  | Electric | kW | 15 | 35 | -30 | 0 | 0.8 | 0.17053 | 5.7997 | 0.01 | 100 | Heat_EZ_Sch_2 | Cool_EZ_Sch_1 | No | DHW_EZ_Sch_1 | 0 | 0 | 0 | No | No | No | No | No | 573.516 | Misc_Elec_EZ_Sch_1 | 0
SITE_00939 | 4 | USA_WY_Jackson.Hole.AP.725776_TMY3 | 0 | 924 | 1 | 8 | 1 | 4-12 (Low-Moderate Slope) | Overall Effective R-Value | 0 | 11.6926 | Ceiling Overall Effective R-Value (Assumes Uninsulated Roof) | 0 | 11.2891 | Yes | Foundation Type with Effective R-Values | 0 | Vented Crawlspace | 9.3485 | 0 | 0 | 0 | 2.0929 | Yes | 0.75 | 0.7528 | No | 0.11144 | 0.097736 | 0.11229 | 0.096893 | 6.9489 | Electric Furnace with No CAC | Manual | kW | 15 |  |  | Electric | kW | 15 | 35 | -30 | 0 |  | 0.17053 | 4.6742 | 0.01 | 100 | Heat_EZ_Sch_1 | Cool_EZ_Sch_1 | No | DHW_EZ_Sch_1 | 0 | 0 | 0 | No | No | No | No | No | 390.7542 | Misc_Elec_EZ_Sch_1 | 0
SITE_00940 | 4 | USA_WA_Spokane-Fairchild.AFB.727855_TMY3 | 0 | 460 | 0.875 | 8 | 1 | 4-12 (Low-Moderate Slope) | Overall Effective R-Value | 0 | 8.2896 | Ceiling Overall Effective R-Value (Assumes Uninsulated Roof) | 0 | 8.0481 | Yes | Foundation Type with Effective R-Values | 0 | Vented Crawlspace | 4.7448 | 0 | 0 | 0 | 6.7517 | Yes | 1.0123 | 0.73091 | No | 0.031084 | 0.055367 | 0.078264 | 0.10121 | 18.9689 | Electric Furnace with No CAC | Manual | kW | 15 |  |  | Electric | kW | 15 | 35 | -30 | 0 |  | 0.17053 | 2.3724 | 0.01 | 100 | Heat_EZ_Sch_1 | Cool_EZ_Sch_1 | No | DHW_EZ_Sch_1 | 0 | 0 | 0 | No | No | No | No | No | 351.731 | Misc_Elec_EZ_Sch_1 | 0
SITE_00941 | 4 | USA_ID_Idaho.Falls.Rgnl.AP-Fanning.Field.725785_TMY3 | 0 | 1833 | 0.93753 | 8 | 1 | 4-12 (Low-Moderate Slope) | Overall Effective R-Value | 0 | 8.7205 | Ceiling Overall Effective R-Value (Assumes Uninsulated Roof) | 0 | 5.2492 | Yes | Foundation Type with Effective R-Values | 0 | Vented Crawlspace | 30.1548 | 0 | 0 | 0 | 2.0929 | Yes | 0.67937 | 0.59913 | No | 0.19271 | 0.043533 | 0.095298 | 0.04442 | 4.5127 | Nat. Gas Furnace with No CAC | Manual | kW | 25 |  |  | Electric | kW | 15 | 35 | -30 | 0 | 0.8 | 0.17053 | 15.0774 | 0.01 | 100 | Heat_EZ_Sch_2 | Cool_EZ_Sch_1 | No | DHW_EZ_Sch_1 | 0 | 0 | 0 | No | No | No | No | No | 494.6693 | Misc_Elec_EZ_Sch_1 | 0
SITE_00942 | 4 | USA_WA_Spokane-Fairchild.AFB.727855_TMY3 | 0 | 904 | 0.93308 | 8 | 1 | 4-12 (Low-Moderate Slope) | Overall Effective R-Value | 0 | 9.0417 | Ceiling Overall Effective R-Value (Assumes Uninsulated Roof) | 0 | 13.4828 | Yes | Foundation Type with Effective R-Values | 0 | Vented Crawlspace | 20.258 | 0 | 0 | 0 | 2.0929 | Yes | 0.75 | 0.7528 | No | 0.027291 | 0.027291 | 0.19449 | 0.13717 | 9.6725 | Nat. Gas Furnace with No CAC | Manual | kW | 15 |  |  | Electric | kW | 15 | 35 | -30 | 0 | 0.8 | 0.17053 | 10.129 | 0.01 | 100 | Heat_EZ_Sch_2 | Cool_EZ_Sch_1 | No | DHW_EZ_Sch_1 | 0 | 0 | 0 | No | No | No | No | No | 465.0389 | Misc_Elec_EZ_Sch_1 | 0
SITE_00954 | 4 | USA_ID_Salmon-Lemhi.County.AP.726865_TMY3 | 0 | 1770 | 0.96879 | 8 | 1 | 4-12 (Low-Moderate Slope) | Overall Effective R-Value | 0 | 22.5383 | Ceiling Overall Effective R-Value (Assumes Uninsulated Roof) | 0 | 28.5046 | Yes | Foundation Type with Effective R-Values | 0 | Vented Crawlspace | 4.707 | 21.9312 | 21.9312 | 0 | 19.9839 | Yes | 0.52699 | 0.54897 | No | 0.17081 | 0.25596 | 0.0627 | 0.032032 | 7.0138 | Nat. Gas Furnace with No CAC | Manual | kW | 15 |  |  | Electric | kW | 15 | 35 | -30 | 0 | 0.92 | 0.091605 | 5.5 | 0.01 | 11 | Heat_EZ_Sch_2 | Cool_EZ_Sch_1 | No | DHW_EZ_Sch_1 | 0 | 0 | 0 | No | No | No | No | No | 736.9886 | Misc_Elec_EZ_Sch_1 | 0
SITE_00957 | 4 | USA_ID_Salmon-Lemhi.County.AP.726865_TMY3 | 0 | 1152 | 1.875 | 8 | 1 | 4-12 (Low-Moderate Slope) | Overall Effective R-Value | 0 | 11.9815 | Ceiling Overall Effective R-Value (Assumes Uninsulated Roof) | 0 | 45.7413 | Yes | Foundation Type with Effective R-Values | 0 | Unheated Basement | 20.2451 | 0 | 0 | 0 | 1.73 | Yes | 0.52699 | 0.53614 | No | 0.10175 | 0.089664 | 0.0184 | 0.039814 | 4.6015 | Nat. Gas Furnace with No CAC | Manual | kW | 15 |  |  | Electric | kW | 15 | 35 | -30 | 0 | 0.85766 | 0.091605 | 0.39253 | 0.01 | 0.78506 | Heat_EZ_Sch_2 | Cool_EZ_Sch_1 | No | DHW_EZ_Sch_1 | 0 | 0 | 0 | No | No | No | No | No | 759.6143 | Misc_Elec_EZ_Sch_1 | 0
SITE_00958 | 4 | USA_ID_Salmon-Lemhi.County.AP.726865_TMY3 | 0 | 1064 | 1 | 8 | 1 | 4-12 (Low-Moderate Slope) | Overall Effective R-Value | 0 | 16.9594 | Ceiling Overall Effective R-Value (Assumes Uninsulated Roof) | 0 | 40.1761 | Yes | Foundation Type with Effective R-Values | 0 | Vented Crawlspace | 4.7717 | 0 | 0 | 0 | 8.8321 | Yes | 0.51152 | 0.52211 | No | 0.16424 | 0.054177 | 0.13558 | 0.00038321 | 8.0938 | Nat. Gas Furnace with No CAC | Manual | kW | 15 |  |  | Electric | kW | 15 | 35 | -30 | 0 | 0.8182 | 0.091605 | 0.39253 | 0.01 | 0.78506 | Heat_EZ_Sch_2 | Cool_EZ_Sch_1 | No | DHW_EZ_Sch_1 | 0 | 0 | 0 | No | No | No | No | No | 960.7806 | Misc_Elec_EZ_Sch_1 | 0
SITE_00960 | 4 | USA_WA_Spokane-Fairchild.AFB.727855_TMY3 | 0 | 1489 | 0.90925 | 8 | 1 | 4-12 (Low-Moderate Slope) | Overall Effective R-Value | 0 | 13.0228 | Ceiling Overall Effective R-Value (Assumes Uninsulated Roof) | 0 | 120 | Yes | Foundation Type with Effective R-Values | 0 | Heated Basement | 999 | 0 | 0 | 0 | 17.9924 | Yes | 0.51905 | 0.53091 | No | 0.12506 | 0.12506 | 0.12506 | 0.12506 | 5.5262 | Resistance Wall Heat with No AC | Manual | kW | 15 |  |  | Electric | kW | 15 | 35 | -30 | 0 |  | 0.091605 | 0.39253 | 0.01 | 0.78506 | Heat_EZ_Sch_1 | Cool_EZ_Sch_1 | No | DHW_EZ_Sch_1 | 0 | 0 | 0 | No | No | No | No | No | 791.8868 | Misc_Elec_EZ_Sch_1 | 0
SITE_00961 | 4 | USA_ID_Salmon-Lemhi.County.AP.726865_TMY3 | 0 | 1540 | 1.3832 | 8 | 1 | 4-12 (Low-Moderate Slope) | Overall Effective R-Value | 0 | 16.3106 | Ceiling Overall Effective R-Value (Assumes Uninsulated Roof) | 0 | 45.7413 | Yes | Foundation Type with Effective R-Values | 0 | Vented Crawlspace | 4.7919 | 0 | 0 | 0 | 9.4204 | Yes | 0.51152 | 0.5761 | No | 0.10759 | 0.22542 | 0.024196 | 0.00023028 | 2.882 | Nat. Gas Furnace with No CAC | Manual | kW | 15 |  |  | Electric | kW | 15 | 35 | -30 | 0 | 0.92 | 0.091605 | 0.39253 | 0.01 | 0.78506 | Heat_EZ_Sch_2 | Cool_EZ_Sch_1 | No | DHW_EZ_Sch_1 | 0 | 0 | 0 | No | No | No | No | No | 683.4021 | Misc_Elec_EZ_Sch_1 | 0
SITE_00962 | 4 | USA_ID_Salmon-Lemhi.County.AP.726865_TMY3 | 0 | 1145 | 1.6087 | 8 | 1 | 4-12 (Low-Moderate Slope) | Overall Effective R-Value | 0 | 9.1317 | Ceiling Overall Effective R-Value (Assumes Uninsulated Roof) | 0 | 13.743 | Yes | Foundation Type with Effective R-Values | 0 | Heated Basement | 999 | 0 | 0 | 0 | 4.4573 | Yes | 0.62638 | 0.55393 | No | 0.095551 | 0.25656 | 0.26471 | 0.14184 | 5.2951 | Nat. Gas Furnace with No CAC | Manual | kW | 20 |  |  | Electric | kW | 15 | 35 | -30 | 0 | 0.9609 | 0.091605 | 0.39253 | 0.01 | 0.78506 | Heat_EZ_Sch_2 | Cool_EZ_Sch_1 | No | DHW_EZ_Sch_1 | 0 | 0 | 0 | No | No | No | No | No | 1020.1097 | Misc_Elec_EZ_Sch_1 | 0
SITE_00963 | 4 | USA_ID_Salmon-Lemhi.County.AP.726865_TMY3 | 0 | 1296 | 1.5041 | 8 | 1 | 4-12 (Low-Moderate Slope) | Overall Effective R-Value | 0 | 9.978 | Ceiling Overall Effective R-Value (Assumes Uninsulated Roof) | 0 | 27.549 | Yes | Foundation Type with Effective R-Values | 0 | Heated Basement | 10.7186 | 2.6329 | 2.6329 | 0 | 11.1048 | Yes | 0.51152 | 0.61484 | No | 0.16202 | 0.18892 | 0.064898 | 0.064624 | 6.2264 | Nat. Gas Furnace with No CAC | Manual | kW | 20 |  |  | Electric | kW | 15 | 35 | -30 | 0 | 0.8 | 0.091605 | 0.39253 | 0.01 | 0.78506 | Heat_EZ_Sch_2 | Cool_EZ_Sch_1 | No | DHW_EZ_Sch_1 | 0 | 0 | 0 | No | No | No | No | No | 784.8537 | Misc_Elec_EZ_Sch_1 | 0
SITE_00964 | 4 | USA_ID_Salmon-Lemhi.County.AP.726865_TMY3 | 0 | 1020 | 1 | 8 | 1 | 4-12 (Low-Moderate Slope) | Overall Effective R-Value | 0 | 12.4529 | Ceiling Overall Effective R-Value (Assumes Uninsulated Roof) | 0 | 8.4265 | Yes | Foundation Type with Effective R-Values | 0 | Vented Crawlspace | 9.3223 | 0 | 0 | 0 | 2.0929 | Yes | 0.75217 | 0.70583 | No | 0.0017395 | 0.038269 | 0.0017395 | 0.038269 | 17.6021 | Nat. Gas Furnace with No CAC | Manual | kW | 15 |  |  | Electric | kW | 15 | 35 | -30 | 0 | 0.8 | 0.17053 | 4.6611 | 0.01 | 100 | Heat_EZ_Sch_2 | Cool_EZ_Sch_1 | No | DHW_EZ_Sch_1 | 0 | 0 | 0 | No | No | No | No | No | 480.9111 | Misc_Elec_EZ_Sch_1 | 0
SITE_00966 | 4 | USA_WA_Spokane-Fairchild.AFB.727855_TMY3 | 0 | 1116 | 1 | 8 | 1 | 4-12 (Low-Moderate Slope) | Overall Effective R-Value | 0 | 11.0335 | Ceiling Overall Effective R-Value (Assumes Uninsulated Roof) | 0 | 3.5 | Yes | Foundation Type with Effective R-Values | 0 | Vented Crawlspace | 18.1327 | 0 | 0 | 0 | 2.1708 | Yes | 0.55388 | 0.54897 | No | 0.093544 | 0.11579 | 0.27648 | 0.052385 | 4.2328 | Nat. Gas Furnace with No CAC | Manual | kW | 20 |  |  | Electric | kW | 15 | 35 | -30 | 0 | 0.85766 | 0.091605 | 0.39253 | 0.01 | 0.78506 | Heat_EZ_Sch_2 | Cool_EZ_Sch_1 | No | DHW_EZ_Sch_1 | 0 | 0 | 0 | No | No | No | No | No | 458.3119 | Misc_Elec_EZ_Sch_1 | 0
SITE_00967 | 4 | USA_ID_Salmon-Lemhi.County.AP.726865_TMY3 | 0 | 720 | 0.90503 | 8 | 1 | 4-12 (Low-Moderate Slope) | Overall Effective R-Value | 0 | 11.3052 | Ceiling Overall Effective R-Value (Assumes Uninsulated Roof) | 0 | 22.0452 | Yes | Foundation Type with Effective R-Values | 0 | Heated Basement | 999 | 0 | 0 | 0 | 1.73 | Yes | 0.52699 | 0.61386 | No | 0.11393 | 0.22384 | 0.14264 | 0.13762 | 8.0415 | Nat. Gas Furnace with No CAC | Manual | kW | 15 |  |  | Electric | kW | 15 | 35 | -30 | 0 | 0.7852 | 0.091605 | 0.39253 | 0.01 | 0.78506 | Heat_EZ_Sch_2 | Cool_EZ_Sch_1 | No | DHW_EZ_Sch_1 | 0 | 0 | 0 | No | No | No | No | No | 546.1663 | Misc_Elec_EZ_Sch_1 | 0
SITE_00968 | 4 | USA_MT_Missoula.Intl.AP.727730_TMY3 | 0 | 1000 | 1.1969 | 8 | 1 | 4-12 (Low-Moderate Slope) | Overall Effective R-Value | 0 | 11.9238 | Ceiling Overall Effective R-Value (Assumes Uninsulated Roof) | 0 | 11.009 | Yes | Foundation Type with Effective R-Values | 0 | Slab | 999 | 2.6329 | 2.6329 | 0 | 999 | Yes | 0.70496 | 0.59288 | No | 0.090685 | 0.12036 | 0.10587 | 0.083345 | 12.4852 | Nat. Gas Furnace with No CAC | Manual | kW | 15 |  |  | Electric | kW | 15 | 35 | -30 | 0 | 0.85766 | 0.091605 | 2 | 0.01 | 4 | Heat_EZ_Sch_2 | Cool_EZ_Sch_1 | No | DHW_EZ_Sch_1 | 0 | 0 | 0 | No | No | No | No | No | 732.6647 | Misc_Elec_EZ_Sch_1 | 0
SITE_00969 | 4 | USA_ID_Salmon-Lemhi.County.AP.726865_TMY3 | 0 | 1030 | 0.93799 | 8 | 1 | 4-12 (Low-Moderate Slope) | Overall Effective R-Value | 0 | 11.41 | Ceiling Overall Effective R-Value (Assumes Uninsulated Roof) | 0 | 24.1446 | Yes | Foundation Type with Effective R-Values | 0 | Heated Basement | 999 | 0 | 0 | 0 | 5.4596 | Yes | 0.52699 | 0.52878 | No | 0.052481 | 0.00041524 | 0.19072 | 0.54534 | 5.7229 | Nat. Gas Furnace with No CAC | Manual | kW | 15 |  |  | Electric | kW | 15 | 35 | -30 | 0 | 0.92 | 0.091605 | 0.39253 | 0.01 | 0.78506 | Heat_EZ_Sch_2 | Cool_EZ_Sch_1 | No | DHW_EZ_Sch_1 | 0 | 0 | 0 | No | No | No | No | No | 895.9708 | Misc_Elec_EZ_Sch_1 | 0
SITE_00972 | 4 | USA_ID_Soda.Springs-Tigert.AP.725868_TMY3 | 0 | 875 | 1.2709 | 8 | 1 | 4-12 (Low-Moderate Slope) | Overall Effective R-Value | 0 | 8.5582 | Ceiling Overall Effective R-Value (Assumes Uninsulated Roof) | 0 | 3.7769 | Yes | Foundation Type with Effective R-Values | 0 | Heated Basement | 4.3632 | 0 | 0 | 0 | 2.494 | Yes | 0.66775 | 0.58949 | No | 0.052325 | 0.032882 | 0.20175 | 0.2507 | 5.7032 | Nat. Gas Furnace with No CAC | Manual | kW | 25 |  |  | Electric | kW | 15 | 35 | -30 | 0 | 0.954 | 0.091605 | 0.39253 | 0.01 | 0.78506 | Heat_EZ_Sch_2 | Cool_EZ_Sch_1 | No | DHW_EZ_Sch_1 | 0 | 0 | 0 | No | No | No | No | No | 1066.1048 | Misc_Elec_EZ_Sch_1 | 0
SITE_00973 | 4 | USA_ID_Soda.Springs-Tigert.AP.725868_TMY3 | 0 | 1749 | 2.6806 | 8 | 1 | 4-12 (Low-Moderate Slope) | Overall Effective R-Value | 0 | 16.3106 | Ceiling Overall Effective R-Value (Assumes Uninsulated Roof) | 0 | 31.9812 | Yes | Foundation Type with Effective R-Values | 0 | Heated Basement | 27.4696 | 0 | 0 | 0 | 15.9006 | Yes | 0.51152 | 0.52211 | No | 0.095334 | 0.14352 | 0.090755 | 0.17954 | 4.7131 | Single Speed ASHP (8.5 HSPF 15 SEER) | Manual | ton | 3.7917 | ton | 3.7917 | Electric | kW | 15 | 35 | -30 | 0 |  | 0.091605 | 0.39253 | 0.01 | 0.78506 | Heat_EZ_Sch_1 | Cool_EZ_Sch_1 | No | DHW_EZ_Sch_1 | 0 | 0 | 0 | No | No | No | No | No | 968.6987 | Misc_Elec_EZ_Sch_1 | 0
SITE_00974 | 4 | USA_ID_Salmon-Lemhi.County.AP.726865_TMY3 | 0 | 1672 | 1.0625 | 8 | 1 | 4-12 (Low-Moderate Slope) | Overall Effective R-Value | 0 | 16.7379 | Ceiling Overall Effective R-Value (Assumes Uninsulated Roof) | 0 | 45.7413 | Yes | Foundation Type with Effective R-Values | 0 | Vented Crawlspace | 4.7919 | 0 | 0 | 0 | 9.4204 | Yes | 0.51152 | 0.54302 | No | 0.0197 | 0.14348 | 0.42478 | 0.16504 | 3.6054 | Nat. Gas Furnace with No CAC | Manual | kW | 15 |  |  | Electric | kW | 15 | 35 | -30 | 0 | 0.92 | 0.091605 | 2.2404 | 0.01 | 1.424 | Heat_EZ_Sch_2 | Cool_EZ_Sch_1 | No | DHW_EZ_Sch_1 | 0 | 0 | 0 | No | No | No | No | No | 815.1446 | Misc_Elec_EZ_Sch_1 | 0
SITE_00975 | 4 | USA_WA_Spokane-Fairchild.AFB.727855_TMY3 | 0 | 988 | 1 | 8 | 1 | 4-12 (Low-Moderate Slope) | Overall Effective R-Value | 0 | 7.692 | Ceiling Overall Effective R-Value (Assumes Uninsulated Roof) | 0 | 6.328 | Yes | Foundation Type with Effective R-Values | 0 | Vented Crawlspace | 4.707 | 0 | 0 | 0 | 7.9953 | Yes | 0.52699 | 0.57745 | No | 0.11434 | 0.25448 | 0.036992 | 0.0723 | 11.1448 | Nat. Gas Furnace with No CAC | Manual | kW | 15 |  |  | Electric | kW | 15 | 35 | -30 | 0 | 0.85766 | 0.091605 | 0.39253 | 0.01 | 0.78506 | Heat_EZ_Sch_2 | Cool_EZ_Sch_1 | No | DHW_EZ_Sch_1 | 0 | 0 | 0 | No | No | No | No | No | 498.5553 | Misc_Elec_EZ_Sch_1 | 0
SITE_00977 | 4 | USA_ID_Soda.Springs-Tigert.AP.725868_TMY3 | 0 | 740 | 2.5938 | 8 | 1 | 4-12 (Low-Moderate Slope) | Overall Effective R-Value | 0 | 11.5024 | Ceiling Overall Effective R-Value (Assumes Uninsulated Roof) | 0 | 48.7587 | Yes | Foundation Type with Effective R-Values | 0 | Vented Crawlspace | 4.7919 | 0 | 0 | 0 | 9.3236 | Yes | 0.51152 | 0.5457 | No | 0.084131 | 0.12195 | 0.11919 | 0.00017716 | 2.5529 | Nat. Gas Furnace with No CAC | Manual | kW | 15 |  |  | Electric | kW | 15 | 35 | -30 | 0 | 0.9697 | 0.091605 | 2.2404 | 0.01 | 1.424 | Heat_EZ_Sch_2 | Cool_EZ_Sch_1 | No | DHW_EZ_Sch_1 | 0 | 0 | 0 | No | No | No | No | No | 737.5469 | Misc_Elec_EZ_Sch_1 | 0
SITE_00979 | 4 | USA_WA_Spokane-Fairchild.AFB.727855_TMY3 | 0 | 1008 | 0.9375 | 8 | 1 | 4-12 (Low-Moderate Slope) | Overall Effective R-Value | 0 | 11.0459 | Ceiling Overall Effective R-Value (Assumes Uninsulated Roof) | 0 | 34.6072 | Yes | Foundation Type with Effective R-Values | 0 | Heated Basement | 999 | 0 | 0 | 0 | 1.73 | Yes | 0.55126 | 0.54897 | No | 0.18163 | 0.26685 | 0.034005 | 0.034005 | 5.1378 | Nat. Gas Furnace with No CAC | Manual | kW | 15 |  |  | Electric | kW | 15 | 35 | -30 | 0 | 0.9697 | 0.091605 | 0.39253 | 0.01 | 0.78506 | Heat_EZ_Sch_2 | Cool_EZ_Sch_1 | No | DHW_EZ_Sch_1 | 0 | 0 | 0 | No | No | No | No | No | 751.0375 | Misc_Elec_EZ_Sch_1 | 0
SITE_00980 | 4 | USA_WA_Stampede.Pass.727815_TMY3 | 0 | 1159 | 0.93507 | 8 | 1 | 4-12 (Low-Moderate Slope) | Overall Effective R-Value | 0 | 14.5226 | Ceiling Overall Effective R-Value (Assumes Uninsulated Roof) | 0 | 35.1737 | Yes | Foundation Type with Effective R-Values | 0 | Heated Basement | 999 | 0 | 0 | 0 | 2.3165 | Yes | 0.58678 | 0.61578 | No | 0.11637 | 0.16027 | 0.11637 | 0.16027 | 4.7494 | Nat. Gas Furnace with No CAC | Manual | kW | 20 |  |  | Electric | kW | 15 | 35 | -30 | 0 | 0.8 | 0.091605 | 0.39253 | 0.01 | 0.78506 | Heat_EZ_Sch_2 | Cool_EZ_Sch_1 | No | DHW_EZ_Sch_1 | 0 | 0 | 0 | No | No | No | No | No | 699.9271 | Misc_Elec_EZ_Sch_1 | 0
SITE_00982 | 4 | USA_WA_Stampede.Pass.727815_TMY3 | 0 | 1437 | 1.029 | 8 | 1 | 4-12 (Low-Moderate Slope) | Overall Effective R-Value | 0 | 16.9014 | Ceiling Overall Effective R-Value (Assumes Uninsulated Roof) | 0 | 45.7413 | Yes | Foundation Type with Effective R-Values | 0 | Vented Crawlspace | 4.7717 | 0 | 0 | 0 | 8.8321 | Yes | 0.51152 | 0.63701 | No | 0.21402 | 0.10818 | 0.11619 | 0.030377 | 3.1423 | Nat. Gas Furnace with No CAC | Manual | kW | 15 |  |  | Electric | kW | 15 | 35 | -30 | 0 | 0.801 | 0.091605 | 0.39253 | 0.01 | 0.78506 | Heat_EZ_Sch_2 | Cool_EZ_Sch_1 | No | DHW_EZ_Sch_1 | 0 | 0 | 0 | No | No | No | No | No | 532.2364 | Misc_Elec_EZ_Sch_1 | 0
SITE_00983 | 4 | USA_ID_Salmon-Lemhi.County.AP.726865_TMY3 | 0 | 1148 | 1.719 | 8 | 1 | 4-12 (Low-Moderate Slope) | Overall Effective R-Value | 0 | 13.3979 | Ceiling Overall Effective R-Value (Assumes Uninsulated Roof) | 0 | 3.5 | Yes | Foundation Type with Effective R-Values | 0 | Slab | 999 | 2.6329 | 2.6329 | 0 | 999 | Yes | 0.73094 | 0.64401 | No | 0.10575 | 0.080764 | 0.068386 | 0.11812 | 13.48 | Ductless Heat Pump (10 HSPF 22 SEER) | Manual | ton | 2 | ton | 2 | Electric | kW | 15 | 35 | -30 | 0 |  | 0.091605 | 2.2404 | 0.01 | 1.424 | Heat_EZ_Sch_1 | Cool_EZ_Sch_1 | No | DHW_EZ_Sch_1 | 0 | 0 | 0 | No | No | No | No | No | 854.0543 | Misc_Elec_EZ_Sch_1 | 0
SITE_00984 | 4 | USA_ID_Soda.Springs-Tigert.AP.725868_TMY3 | 0 | 1060.5 | 0.9057 | 8 | 1 | 4-12 (Low-Moderate Slope) | Overall Effective R-Value | 0 | 11.6248 | Ceiling Overall Effective R-Value (Assumes Uninsulated Roof) | 0 | 11.4462 | Yes | Foundation Type with Effective R-Values | 0 | Vented Crawlspace | 7.0639 | 0 | 0 | 0 | 3.4274 | Yes | 0.95793 | 0.74315 | No | 0.047149 | 0.10816 | 0.14674 | 0.1445 | 19.8178 | Electric Furnace with No CAC | Manual | kW | 20 |  |  | Electric | kW | 15 | 35 | -30 | 0 |  | 0.17053 | 3.5319 | 0.01 | 100 | Heat_EZ_Sch_1 | Cool_EZ_Sch_1 | No | DHW_EZ_Sch_1 | 0 | 0 | 0 | No | No | No | No | No | 821.4106 | Misc_Elec_EZ_Sch_1 | 0
SITE_00986 | 4 | USA_MT_Kalispell-Glacier.Park.Intl.AP.727790_TMY3 | 0 | 1196 | 1 | 8 | 1 | 4-12 (Low-Moderate Slope) | Overall Effective R-Value | 0 | 11.6926 | Ceiling Overall Effective R-Value (Assumes Uninsulated Roof) | 0 | 24.1446 | Yes | Foundation Type with Effective R-Values | 0 | Vented Crawlspace | 23.1102 | 0 | 0 | 0 | 2.1708 | Yes | 0.52699 | 0.54198 | No | 0.1157 | 0.1433 | 0.14311 | 0.11589 | 7.7348 | Nat. Gas Furnace with No CAC | Manual | kW | 15 |  |  | Electric | kW | 15 | 35 | -30 | 0 | 0.8 | 0.091605 | 0.52133 | 0.01 | 1.0427 | Heat_EZ_Sch_2 | Cool_EZ_Sch_1 | No | DHW_EZ_Sch_1 | 0 | 0 | 0 | No | No | No | No | No | 601.3229 | Misc_Elec_EZ_Sch_1 | 0
SITE_00988 | 4 | USA_ID_Salmon-Lemhi.County.AP.726865_TMY3 | 0 | 2419 | 1.0206 | 8 | 1 | 4-12 (Low-Moderate Slope) | Overall Effective R-Value | 0 | 8.7008 | Ceiling Overall Effective R-Value (Assumes Uninsulated Roof) | 0 | 22.0452 | Yes | Foundation Type with Effective R-Values | 0 | Heated Basement | 999 | 2.6329 | 2.6329 | 0 | 1.8912 | Yes | 0.51905 | 0.63197 | No | 0.27386 | 0.19124 | 0.27386 | 0.19124 | 3.3755 | Nat. Gas Furnace with No CAC | Manual | kW | 30 |  |  | Electric | kW | 15 | 35 | -30 | 0 | 0.9659 | 0.091605 | 0.39253 | 0.01 | 0.78506 | Heat_EZ_Sch_2 | Cool_EZ_Sch_1 | No | DHW_EZ_Sch_1 | 0 | 0 | 0 | No | No | No | No | No | 905.8487 | Misc_Elec_EZ_Sch_1 | 0
SITE_00992 | 4 | USA_ID_Salmon-Lemhi.County.AP.726865_TMY3 | 0 | 1050 | 1 | 8 | 1 | 4-12 (Low-Moderate Slope) | Overall Effective R-Value | 0 | 11.6686 | Ceiling Overall Effective R-Value (Assumes Uninsulated Roof) | 0 | 5.5118 | Yes | Foundation Type with Effective R-Values | 0 | Heated Basement | 999 | 0 | 0 | 0 | 8.0228 | Yes | 0.5675 | 0.70776 | No | 0.018002 | 0.018283 | 0.16946 | 0.17023 | 3.7616 | Nat. Gas Furnace with No CAC | Manual | kW | 15 |  |  | Electric | kW | 15 | 35 | -30 | 0 | 0.93 | 0.091605 | 0.39253 | 0.01 | 0.78506 | Heat_EZ_Sch_2 | Cool_EZ_Sch_1 | No | DHW_EZ_Sch_1 | 0 | 0 | 0 | No | No | No | No | No | 654.9169 | Misc_Elec_EZ_Sch_1 | 0
SITE_00993 | 4 | USA_ID_Soda.Springs-Tigert.AP.725868_TMY3 | 0 | 688 | 1.2558 | 8 | 1 | 4-12 (Low-Moderate Slope) | Overall Effective R-Value | 0 | 10.4097 | Ceiling Overall Effective R-Value (Assumes Uninsulated Roof) | 0 | 35.1737 | Yes | Foundation Type with Effective R-Values | 0 | Heated Basement | 22.8245 | 0 | 0 | 0 | 8.7072 | Yes | 0.73635 | 0.53714 | No | 0.25697 | 0.3744 | 0.00037948 | 0.00037948 | 8.1898 | Nat. Gas Furnace with No CAC | Manual | kW | 20 |  |  | Electric | kW | 15 | 35 | -30 | 0 | 0.8 | 0.091605 | 0.39253 | 0.01 | 0.78506 | Heat_EZ_Sch_2 | Cool_EZ_Sch_1 | No | DHW_EZ_Sch_1 | 0 | 0 | 0 | No | No | No | No | No | 535.0748 | Misc_Elec_EZ_Sch_1 | 0
SITE_00994 | 4 | USA_ID_Salmon-Lemhi.County.AP.726865_TMY3 | 0 | 400 | 0.96875 | 8 | 1 | 4-12 (Low-Moderate Slope) | Overall Effective R-Value | 0 | 16.3106 | Ceiling Overall Effective R-Value (Assumes Uninsulated Roof) | 0 | 29.0321 | Yes | Foundation Type with Effective R-Values | 0 | Slab | 999 | 2.6329 | 2.6329 | 0 | 999 | Yes | 0.52699 | 0.53622 | No | 0.072132 | 0.072132 | 0.072132 | 0.072132 | 1.2881 | Nat. Gas Furnace with No CAC | Manual | kW | 10 |  |  | Electric | kW | 15 | 35 | -30 | 0 | 0.9333 | 0.091605 | 0.39253 | 0.01 | 0.78506 | Heat_EZ_Sch_2 | Cool_EZ_Sch_1 | No | DHW_EZ_Sch_1 | 0 | 0 | 0 | No | No | No | No | No | 342.8872 | Misc_Elec_EZ_Sch_1 | 0
SITE_00997 | 4 | USA_ID_Salmon-Lemhi.County.AP.726865_TMY3 | 0 | 1205 | 1.0537 | 8 | 1 | 4-12 (Low-Moderate Slope) | Overall Effective R-Value | 0 | 11.5024 | Ceiling Overall Effective R-Value (Assumes Uninsulated Roof) | 0 | 12.0038 | Yes | Foundation Type with Effective R-Values | 0 | Heated Basement | 999 | 0 | 0 | 0 | 1.73 | Yes | 0.65882 | 0.68154 | No | 0.22721 | 0.11721 | 0.053515 | 0.00034173 | 4.994 | Nat. Gas Furnace with No CAC | Manual | kW | 15 |  |  | Electric | kW | 15 | 35 | -30 | 0 | 0.8 | 0.091605 | 0.39253 | 0.01 | 0.78506 | Heat_EZ_Sch_2 | Cool_EZ_Sch_1 | No | DHW_EZ_Sch_1 | 0 | 0 | 0 | No | No | No | No | No | 742.0461 | Misc_Elec_EZ_Sch_1 | 0
SITE_01000 | 4 | USA_ID_Salmon-Lemhi.County.AP.726865_TMY3 | 0 | 1178 | 0.92477 | 8 | 1 | 4-12 (Low-Moderate Slope) | Overall Effective R-Value | 0 | 11.6926 | Ceiling Overall Effective R-Value (Assumes Uninsulated Roof) | 0 | 20.7663 | Yes | Foundation Type with Effective R-Values | 0 | Vented Crawlspace | 13.8173 | 2.6329 | 2.6329 | 0 | 2.0929 | Yes | 0.75 | 0.7528 | No | 0.16245 | 0.19582 | 0.13018 | 0.088064 | 10.7979 | Nat. Gas Furnace with No CAC | Manual | kW | 15 |  |  | Electric | kW | 15 | 35 | -30 | 0 | 0.8143 | 0.17053 | 6.9086 | 0.01 | 100 | Heat_EZ_Sch_2 | Cool_EZ_Sch_1 | No | DHW_EZ_Sch_1 | 0 | 0 | 0 | No | No | No | No | No | 847.3173 | Misc_Elec_EZ_Sch_1 | 0
SITE_01002 | 4 | USA_ID_Salmon-Lemhi.County.AP.726865_TMY3 | 0 | 632 | 2.0649 | 8 | 1 | 4-12 (Low-Moderate Slope) | Overall Effective R-Value | 0 | 17.7794 | Ceiling Overall Effective R-Value (Assumes Uninsulated Roof) | 0 | 32.6416 | Yes | Foundation Type with Effective R-Values | 0 | Slab | 999 | 2.6329 | 2.6329 | 0 | 999 | Yes | 0.51152 | 0.58852 | No | 0.10342 | 0.18852 | 0.044185 | 0.041168 | 7.2725 | Nat. Gas Furnace with No CAC | Manual | kW | 15 |  |  | Electric | kW | 15 | 35 | -30 | 0 | 0.8043 | 0.091605 | 0.39253 | 0.01 | 0.78506 | Heat_EZ_Sch_2 | Cool_EZ_Sch_1 | No | DHW_EZ_Sch_1 | 0 | 0 | 0 | No | No | No | No | No | 604.0702 | Misc_Elec_EZ_Sch_1 | 0
SITE_01003 | 4 | USA_ID_Salmon-Lemhi.County.AP.726865_TMY3 | 0 | 1260 | 0.25694 | 8 | 1 | 4-12 (Low-Moderate Slope) | Overall Effective R-Value | 0 | 9.469 | Ceiling Overall Effective R-Value (Assumes Uninsulated Roof) | 0 | 3.5 | Yes | Foundation Type with Effective R-Values | 0 | Heated Basement | 18.1327 | 0 | 0 | 0 | 2.494 | Yes | 0.55827 | 0.54635 | No | 0.60027 | 0.33801 | 0.69235 | 0.078043 | 8.2268 | Nat. Gas Furnace with No CAC | Manual | kW | 20 |  |  | Electric | kW | 15 | 35 | -30 | 0 | 0.85766 | 0.091605 | 0.39253 | 0.01 | 0.78506 | Heat_EZ_Sch_2 | Cool_EZ_Sch_1 | No | DHW_EZ_Sch_1 | 0 | 0 | 0 | No | No | No | No | No | 752.3574 | Misc_Elec_EZ_Sch_1 | 0
SITE_01006 | 4 | USA_OR_Lakeview-Lake.County.AP.725976_TMY3 | 0 | 672 | 2.0731 | 8 | 1 | 4-12 (Low-Moderate Slope) | Overall Effective R-Value | 0 | 9.0933 | Ceiling Overall Effective R-Value (Assumes Uninsulated Roof) | 0 | 19.0891 | Yes | Foundation Type with Effective R-Values | 0 | Vented Crawlspace | 4.7717 | 0 | 0 | 0 | 7.3958 | Yes | 0.51905 | 0.54897 | No | 0.071459 | 0.029075 | 0.22885 | 0.029721 | 8.1247 | Resistance Wall Heat with No AC | Manual | kW | 15 |  |  | Electric | kW | 15 | 35 | -30 | 0 |  | 0.091605 | 0.52133 | 0.01 | 1.0427 | Heat_EZ_Sch_1 | Cool_EZ_Sch_1 | No | DHW_EZ_Sch_1 | 0 | 0 | 0 | No | No | No | No | No | 541.1451 | Misc_Elec_EZ_Sch_1 | 0
SITE_01009 | 4 | USA_WA_Stampede.Pass.727815_TMY3 | 0 | 924 | 0.91247 | 8 | 1 | 4-12 (Low-Moderate Slope) | Overall Effective R-Value | 0 | 9.3685 | Ceiling Overall Effective R-Value (Assumes Uninsulated Roof) | 0 | 8.0481 | Yes | Foundation Type with Effective R-Values | 0 | Vented Crawlspace | 7.2464 | 0 | 0 | 0 | 2.0929 | Yes | 0.57827 | 0.60739 | No | 0.12528 | 0.12528 | 0.12528 | 0.12528 | 12.4366 | Nat. Gas Furnace with No CAC | Manual | kW | 20 |  |  | Electric | kW | 15 | 35 | -30 | 0 | 0.8 | 0.17053 | 3.6232 | 0.01 | 100 | Heat_EZ_Sch_2 | Cool_EZ_Sch_1 | No | DHW_EZ_Sch_1 | 0 | 0 | 0 | No | No | No | No | No | 719.7756 | Misc_Elec_EZ_Sch_1 | 0
SITE_01013 | 4 | USA_ID_Salmon-Lemhi.County.AP.726865_TMY3 | 0 | 834 | 0.99775 | 8 | 1 | 4-12 (Low-Moderate Slope) | Overall Effective R-Value | 0 | 11.9815 | Ceiling Overall Effective R-Value (Assumes Uninsulated Roof) | 0 | 3.5 | Yes | Foundation Type with Effective R-Values | 0 | Vented Crawlspace | 4.7448 | 0 | 0 | 0 | 2.0929 | Yes | 0.57734 | 0.54897 | No | 0.14641 | 0.1221 | 0.063324 | 0.049768 | 22.2919 | Nat. Gas Furnace with No CAC | Manual | kW | 20 |  |  | Electric | kW | 15 | 35 | -30 | 0 | 0.8 | 0.091605 | 0.39253 | 0.01 | 0.78506 | Heat_EZ_Sch_2 | Cool_EZ_Sch_1 | No | DHW_EZ_Sch_1 | 0 | 0 | 0 | No | No | No | No | No | 591.6725 | Misc_Elec_EZ_Sch_1 | 0
SITE_01014 | 4 | USA_ID_Soda.Springs-Tigert.AP.725868_TMY3 | 0 | 1692 | 0.51027 | 8 | 1 | 4-12 (Low-Moderate Slope) | Overall Effective R-Value | 0 | 11.6926 | Ceiling Overall Effective R-Value (Assumes Uninsulated Roof) | 0 | 19.0053 | Yes | Foundation Type with Effective R-Values | 0 | Heated Basement | 14.9398 | 0 | 0 | 0 | 1.73 | Yes | 0.52848 | 0.53755 | No | 0.42188 | 0.19266 | 0.39606 | 0.076862 | 9.6795 | Resistance Wall Heat with No AC | Manual | kW | 25 |  |  | Electric | kW | 15 | 35 | -30 | 0 |  | 0.091605 | 0.52133 | 0.01 | 1.0427 | Heat_EZ_Sch_1 | Cool_EZ_Sch_1 | No | DHW_EZ_Sch_1 | 0 | 0 | 0 | No | No | No | No | No | 732.4804 | Misc_Elec_EZ_Sch_1 | 0
SITE_01016 | 4 | USA_WA_Spokane-Fairchild.AFB.727855_TMY3 | 0 | 1004 | 0.97958 | 8 | 1 | 4-12 (Low-Moderate Slope) | Overall Effective R-Value | 0 | 6.8726 | Ceiling Overall Effective R-Value (Assumes Uninsulated Roof) | 0 | 22.0452 | Yes | Foundation Type with Effective R-Values | 0 | Heated Basement | 999 | 0 | 0 | 0 | 1.73 | Yes | 0.67761 | 0.57589 | No | 0.30771 | 0.16995 | 0.11866 | 0.14667 | 6.434 | Nat. Gas Furnace with No CAC | Manual | kW | 15 |  |  | Electric | kW | 15 | 35 | -30 | 0 | 0.9609 | 0.091605 | 0.52133 | 0.01 | 1.0427 | Heat_EZ_Sch_2 | Cool_EZ_Sch_1 | No | DHW_EZ_Sch_1 | 0 | 0 | 0 | No | No | No | No | No | 635.6369 | Misc_Elec_EZ_Sch_1 | 0
SITE_01018 | 4 | USA_MT_Kalispell-Glacier.Park.Intl.AP.727790_TMY3 | 0 | 914 | 1.7161 | 8 | 1 | 4-12 (Low-Moderate Slope) | Overall Effective R-Value | 0 | 16.8318 | Ceiling Overall Effective R-Value (Assumes Uninsulated Roof) | 0 | 3.5 | Yes | Foundation Type with Effective R-Values | 0 | Vented Crawlspace | 4.707 | 2.6329 | 2.6329 | 0 | 6.3186 | Yes | 0.52699 | 0.66014 | No | 0.19682 | 0.062753 | 0.034768 | 0.070008 | 10.9194 | Nat. Gas Furnace with No CAC | Manual | kW | 25 |  |  | Electric | kW | 15 | 35 | -30 | 0 | 0.8 | 0.091605 | 2.848 | 0.01 | 5.696 | Heat_EZ_Sch_2 | Cool_EZ_Sch_1 | No | DHW_EZ_Sch_1 | 0 | 0 | 0 | No | No | No | No | No | 607.95 | Misc_Elec_EZ_Sch_1 | 0
SITE_01020 | 4 | USA_ID_Soda.Springs-Tigert.AP.725868_TMY3 | 0 | 1024 | 1.5811 | 8 | 1 | 4-12 (Low-Moderate Slope) | Overall Effective R-Value | 0 | 12.4529 | Ceiling Overall Effective R-Value (Assumes Uninsulated Roof) | 0 | 26.6668 | Yes | Foundation Type with Effective R-Values | 0 | Vented Crawlspace | 4.707 | 0 | 0 | 0 | 9.3236 | Yes | 0.51152 | 0.53553 | No | 0.13832 | 0.20191 | 0.10888 | 0.046943 | 6.9041 | Nat. Gas Furnace with No CAC | Manual | kW | 20 |  |  | Electric | kW | 15 | 35 | -30 | 0 | 0.85766 | 0.091605 | 0.39253 | 0.01 | 0.78506 | Heat_EZ_Sch_2 | Cool_EZ_Sch_1 | No | DHW_EZ_Sch_1 | 0 | 0 | 0 | No | No | No | No | No | 479.0799 | Misc_Elec_EZ_Sch_1 | 0
SITE_01022 | 4 | USA_WA_Spokane-Fairchild.AFB.727855_TMY3 | 0 | 1047 | 1.0455 | 8 | 1 | 4-12 (Low-Moderate Slope) | Overall Effective R-Value | 0 | 16.3106 | Ceiling Overall Effective R-Value (Assumes Uninsulated Roof) | 0 | 25.7751 | Yes | Foundation Type with Effective R-Values | 0 | Vented Crawlspace | 4.707 | 0 | 0 | 0 | 8.8321 | Yes | 0.51152 | 0.54897 | No | 0.10107 | 0.2848 | 0.087394 | 0.0003695 | 7.181 | Nat. Gas Furnace with No CAC | Manual | kW | 15 |  |  | Electric | kW | 15 | 35 | -30 | 0 | 0.85766 | 0.091605 | 3.5 | 0.01 | 7 | Heat_EZ_Sch_2 | Cool_EZ_Sch_1 | No | DHW_EZ_Sch_1 | 0 | 0 | 0 | No | No | No | No | No | 530.3188 | Misc_Elec_EZ_Sch_1 | 0
SITE_01023 | 4 | USA_MT_Cut.Bank.Intl.AP.727690_TMY3 | 0 | 1200 | 2.01 | 8 | 1 | 4-12 (Low-Moderate Slope) | Overall Effective R-Value | 0 | 11.0335 | Ceiling Overall Effective R-Value (Assumes Uninsulated Roof) | 0 | 19.0891 | Yes | Foundation Type with Effective R-Values | 0 | Vented Crawlspace | 15.6121 | 0 | 0 | 0 | 9.525 | Yes | 0.52699 | 0.54897 | No | 0.14015 | 0.076979 | 0.057728 | 0.1594 | 8.8897 | Single Speed ASHP (8.5 HSPF 15 SEER) | Manual | ton | 3 | ton | 3 | Electric | kW | 15 | 35 | -30 | 0 |  | 0.091605 | 2.2404 | 0.01 | 1.424 | Heat_EZ_Sch_1 | Cool_EZ_Sch_1 | No | DHW_EZ_Sch_1 | 0 | 0 | 0 | No | No | No | No | No | 554.7119 | Misc_Elec_EZ_Sch_1 | 0
SITE_01026 | 4 | USA_ID_Soda.Springs-Tigert.AP.725868_TMY3 | 0 | 1216 | 0.98191 | 8 | 1 | 4-12 (Low-Moderate Slope) | Overall Effective R-Value | 0 | 11.3052 | Ceiling Overall Effective R-Value (Assumes Uninsulated Roof) | 0 | 11.2891 | Yes | Foundation Type with Effective R-Values | 0 | Vented Crawlspace | 13.2486 | 0 | 0 | 0 | 2.1983 | Yes | 0.74462 | 0.7528 | No | 0.0937 | 0.049588 | 0.28272 | 0.18504 | 6.9506 | Nat. Gas Furnace with No CAC | Manual | kW | 20 |  |  | Electric | kW | 15 | 35 | -30 | 0 | 0.8143 | 0.12716 | 6.6243 | 0.01 | 100 | Heat_EZ_Sch_2 | Cool_EZ_Sch_1 | No | DHW_EZ_Sch_1 | 0 | 0 | 0 | No | No | No | No | No | 700.2 | Misc_Elec_EZ_Sch_1 | 0
SITE_01027 | 4 | USA_OR_Burns.Muni.AP.726830_TMY3 | 0 | 1687 | 1.2677 | 8 | 1 | 4-12 (Low-Moderate Slope) | Overall Effective R-Value | 0 | 11.7279 | Ceiling Overall Effective R-Value (Assumes Uninsulated Roof) | 0 | 4.2601 | Yes | Foundation Type with Effective R-Values | 0 | Slab | 20.9771 | 2.6329 | 2.6329 | 0 | 999 | Yes | 0.53339 | 0.61999 | No | 0.17828 | 0.08229 | 0.060067 | 0.15551 | 5.3879 | Ductless Heat Pump (10 HSPF 22 SEER) | Manual | ton | 3 | ton | 3 | Electric | kW | 15 | 35 | -30 | 0 |  | 0.091605 | 0.52133 | 0.01 | 1.0427 | Heat_EZ_Sch_1 | Cool_EZ_Sch_1 | No | DHW_EZ_Sch_1 | 0 | 0 | 0 | No | No | No | No | No | 718.1929 | Misc_Elec_EZ_Sch_1 | 0
SITE_01029 | 4 | USA_ID_Soda.Springs-Tigert.AP.725868_TMY3 | 0 | 1288 | 1.0924 | 8 | 1 | 4-12 (Low-Moderate Slope) | Overall Effective R-Value | 0 | 16.2112 | Ceiling Overall Effective R-Value (Assumes Uninsulated Roof) | 0 | 28.4198 | Yes | Foundation Type with Effective R-Values | 0 | Slab | 999 | 2.6329 | 2.6329 | 0 | 999 | Yes | 0.51152 | 0.53622 | No | 0.12019 | 0.034269 | 0.13565 | 0.27387 | 2.7812 | Resistance Wall Heat with No AC | Manual | kW | 15 |  |  | Electric | kW | 15 | 35 | -30 | 0 |  | 0.091605 | 0.52133 | 0.01 | 1.0427 | Heat_EZ_Sch_1 | Cool_EZ_Sch_1 | No | DHW_EZ_Sch_1 | 0 | 0 | 0 | No | No | No | No | No | 898.5618 | Misc_Elec_EZ_Sch_1 | 0
SITE_01031 | 4 | USA_OR_Lakeview-Lake.County.AP.725976_TMY3 | 0 | 1144 | 0.9858 | 8 | 1 | 4-12 (Low-Moderate Slope) | Overall Effective R-Value | 0 | 11.6926 | Ceiling Overall Effective R-Value (Assumes Uninsulated Roof) | 0 | 11.2891 | Yes | Foundation Type with Effective R-Values | 0 | Vented Crawlspace | 17.9869 | 0 | 0 | 0 | 2.0929 | Yes | 0.85386 | 0.75214 | No | 0.019578 | 0.11234 | 0.20197 | 0.14204 | 11.8516 | Nat. Gas Furnace with No CAC | Manual | kW | 15 |  |  | Electric | kW | 15 | 35 | -30 | 0 | 0.8214 | 0.12716 | 8.9935 | 0.01 | 100 | Heat_EZ_Sch_2 | Cool_EZ_Sch_1 | No | DHW_EZ_Sch_1 | 0 | 0 | 0 | No | No | No | No | No | 486.4413 | Misc_Elec_EZ_Sch_1 | 0
SITE_01034 | 4 | USA_ID_Salmon-Lemhi.County.AP.726865_TMY3 | 0 | 1939 | 1.2124 | 8 | 1 | 4-12 (Low-Moderate Slope) | Overall Effective R-Value | 0 | 15.5865 | Ceiling Overall Effective R-Value (Assumes Uninsulated Roof) | 0 | 32.2637 | Yes | Foundation Type with Effective R-Values | 0 | Vented Crawlspace | 4.7919 | 2.6329 | 2.6329 | 0 | 8.3333 | Yes | 0.51152 | 0.54376 | No | 0.037724 | 0.10108 | 0.052358 | 0.32796 | 5.3754 | Nat. Gas Furnace with No CAC | Manual | kW | 20 |  |  | Electric | kW | 15 | 35 | -30 | 0 | 0.9789 | 0.091605 | 0.39253 | 0.01 | 0.78506 | Heat_EZ_Sch_2 | Cool_EZ_Sch_1 | No | DHW_EZ_Sch_1 | 0 | 0 | 0 | No | No | No | No | No | 1073.5705 | Misc_Elec_EZ_Sch_1 | 0
SITE_01035 | 4 | USA_WA_Stampede.Pass.727815_TMY3 | 0 | 1348.25 | 1 | 8 | 1 | 4-12 (Low-Moderate Slope) | Overall Effective R-Value | 0 | 3.5 | Ceiling Overall Effective R-Value (Assumes Uninsulated Roof) | 0 | 19.5939 | Yes | Foundation Type with Effective R-Values | 0 | Vented Crawlspace | 4.707 | 0 | 0 | 0 | 2.0929 | Yes | 0.58811 | 0.72015 | No | 0.13812 | 0.14014 | 0.072353 | 0.15724 | 7.5278 | Resistance Wall Heat with No AC | Manual | kW | 30 |  |  | Electric | kW | 15 | 35 | -30 | 0 |  | 0.091605 | 0.52133 | 0.01 | 1.0427 | Heat_EZ_Sch_1 | Cool_EZ_Sch_1 | No | DHW_EZ_Sch_1 | 0 | 0 | 0 | No | No | No | No | No | 481.7783 | Misc_Elec_EZ_Sch_1 | 0
SITE_01036 | 4 | USA_WA_Spokane-Fairchild.AFB.727855_TMY3 | 0 | 1296 | 0.25 | 8 | 1 | 4-12 (Low-Moderate Slope) | Overall Effective R-Value | 0 | 11.2881 | Ceiling Overall Effective R-Value (Assumes Uninsulated Roof) | 0 | 10.9556 | Yes | Foundation Type with Effective R-Values | 0 | Heated Basement | 999 | 0 | 0 | 0 | 1.73 | Yes | 0.85159 | 0.52211 | No | 0.070312 | 0.39236 | 0.65866 | 0.60108 | 3.5715 | Nat. Gas Furnace with No CAC | Manual | kW | 15 |  |  | Electric | kW | 15 | 35 | -30 | 0 | 0.8 | 0.091605 | 0.39253 | 0.01 | 0.78506 | Heat_EZ_Sch_2 | Cool_EZ_Sch_1 | No | DHW_EZ_Sch_1 | 0 | 0 | 0 | No | No | No | No | No | 453.9421 | Misc_Elec_EZ_Sch_1 | 0
SITE_01039 | 4 | USA_ID_Salmon-Lemhi.County.AP.726865_TMY3 | 0 | 728 | 1 | 8 | 1 | 4-12 (Low-Moderate Slope) | Overall Effective R-Value | 0 | 11.0335 | Ceiling Overall Effective R-Value (Assumes Uninsulated Roof) | 0 | 34.6072 | Yes | Foundation Type with Effective R-Values | 0 | Vented Crawlspace | 18.1327 | 0 | 0 | 0 | 2.0929 | Yes | 0.52699 | 0.54008 | No | 0.11077 | 0.044269 | 0.099895 | 0.044269 | 15.0853 | Nat. Gas Furnace with No CAC | Manual | kW | 10 |  |  | Electric | kW | 15 | 35 | -30 | 0 | 0.79 | 0.091605 | 0.52133 | 0.01 | 1.0427 | Heat_EZ_Sch_2 | Cool_EZ_Sch_1 | No | DHW_EZ_Sch_1 | 0 | 0 | 0 | No | No | No | No | No | 425.9363 | Misc_Elec_EZ_Sch_1 | 0
SITE_01041 | 4 | USA_ID_Salmon-Lemhi.County.AP.726865_TMY3 | 0 | 792 | 0.875 | 8 | 1 | 4-12 (Low-Moderate Slope) | Overall Effective R-Value | 0 | 11.0335 | Ceiling Overall Effective R-Value (Assumes Uninsulated Roof) | 0 | 3.5 | Yes | Foundation Type with Effective R-Values | 0 | Heated Basement | 999 | 0 | 0 | 0 | 5.7553 | Yes | 0.53434 | 0.54897 | No | 0.27366 | 0.049493 | 0.25141 | 0.29001 | 7.9105 | Nat. Gas Furnace with No CAC | Manual | kW | 15 |  |  | Electric | kW | 15 | 35 | -30 | 0 | 0.9333 | 0.091605 | 0.39253 | 0.01 | 0.78506 | Heat_EZ_Sch_2 | Cool_EZ_Sch_1 | No | DHW_EZ_Sch_1 | 0 | 0 | 0 | No | No | No | No | No | 635.9457 | Misc_Elec_EZ_Sch_1 | 0
SITE_01042 | 4 | USA_WA_Spokane-Fairchild.AFB.727855_TMY3 | 0 | 1008 | 0.99219 | 8 | 1 | 4-12 (Low-Moderate Slope) | Overall Effective R-Value | 0 | 6.0331 | Ceiling Overall Effective R-Value (Assumes Uninsulated Roof) | 0 | 67.985 | Yes | Foundation Type with Effective R-Values | 0 | Heated Basement | 999 | 0 | 0 | 0 | 1.73 | Yes | 0.52699 | 0.53752 | No | 0.14305 | 0.27777 | 0.028218 | 0.25165 | 4.4874 | Nat. Gas Furnace with No CAC | Manual | kW | 15 |  |  | Electric | kW | 15 | 35 | -30 | 0 | 0.8 | 0.091605 | 0.39253 | 0.01 | 0.78506 | Heat_EZ_Sch_2 | Cool_EZ_Sch_1 | No | DHW_EZ_Sch_1 | 0 | 0 | 0 | No | No | No | No | No | 837.2626 | Misc_Elec_EZ_Sch_1 | 0
SITE_01044 | 4 | USA_ID_Salmon-Lemhi.County.AP.726865_TMY3 | 0 | 1666 | 1.1419 | 8 | 1 | 4-12 (Low-Moderate Slope) | Overall Effective R-Value | 0 | 16.3106 | Ceiling Overall Effective R-Value (Assumes Uninsulated Roof) | 0 | 31.4644 | Yes | Foundation Type with Effective R-Values | 0 | Vented Crawlspace | 4.707 | 0 | 0 | 0 | 9.4204 | Yes | 0.51152 | 0.61481 | No | 0.16762 | 0.36247 | 0.040378 | 0.073456 | 3.5225 | Nat. Gas Furnace with No CAC | Manual | kW | 15 |  |  | Electric | kW | 15 | 35 | -30 | 0 | 0.925 | 0.091605 | 2.2404 | 0.01 | 1.424 | Heat_EZ_Sch_2 | Cool_EZ_Sch_1 | No | DHW_EZ_Sch_1 | 0 | 0 | 0 | No | No | No | No | No | 590.7574 | Misc_Elec_EZ_Sch_1 | 0
SITE_01046 | 4 | USA_MT_Kalispell-Glacier.Park.Intl.AP.727790_TMY3 | 0 | 961 | 2.1993 | 8 | 1 | 4-12 (Low-Moderate Slope) | Overall Effective R-Value | 0 | 16.3106 | Ceiling Overall Effective R-Value (Assumes Uninsulated Roof) | 0 | 31.1184 | Yes | Foundation Type with Effective R-Values | 0 | Vented Crawlspace | 5.1285 | 0 | 0 | 0 | 9.3236 | Yes | 0.51152 | 0.59996 | No | 0.23265 | 0.19519 | 0.065521 | 0.12701 | 5.0593 | Nat. Gas Furnace with No CAC | Manual | kW | 20 |  |  | Electric | kW | 15 | 35 | -30 | 0 | 0.9125 | 0.091605 | 2 | 0.01 | 4 | Heat_EZ_Sch_2 | Cool_EZ_Sch_1 | No | DHW_EZ_Sch_1 | 0 | 0 | 0 | No | No | No | No | No | 843.5992 | Misc_Elec_EZ_Sch_1 | 0
SITE_01047 | 4 | USA_WA_Stampede.Pass.727815_TMY3 | 0 | 864 | 1 | 8 | 1 | 4-12 (Low-Moderate Slope) | Overall Effective R-Value | 0 | 11.1869 | Ceiling Overall Effective R-Value (Assumes Uninsulated Roof) | 0 | 14.5565 | Yes | Foundation Type with Effective R-Values | 0 | Vented Crawlspace | 4.707 | 0 | 0 | 0 | 2.0929 | Yes | 0.75867 | 0.60153 | No | 0.22539 | 0.19278 | 0.00042526 | 0.18711 | 14.4856 | Nat. Gas Furnace with No CAC | Manual | kW | 20 |  |  | Electric | kW | 15 | 35 | -30 | 0 | 0.85766 | 0.091605 | 2.2404 | 0.01 | 1.424 | Heat_EZ_Sch_2 | Cool_EZ_Sch_1 | No | DHW_EZ_Sch_1 | 0 | 0 | 0 | No | No | No | No | No | 641.1458 | Misc_Elec_EZ_Sch_1 | 0
SITE_01048 | 4 | USA_WA_Spokane-Fairchild.AFB.727855_TMY3 | 0 | 1718 | 1.0081 | 8 | 1 | 4-12 (Low-Moderate Slope) | Overall Effective R-Value | 0 | 9.8086 | Ceiling Overall Effective R-Value (Assumes Uninsulated Roof) | 0 | 16.4183 | Yes | Foundation Type with Effective R-Values | 0 | Heated Basement | 999 | 0 | 0 | 0 | 2.1459 | Yes | 0.54883 | 0.55475 | No | 0.13262 | 0.086834 | 0.14345 | 0.17192 | 3.7587 | Nat. Gas Furnace with No CAC | Manual | kW | 20 |  |  | Electric | kW | 15 | 35 | -30 | 0 | 0.975 | 0.091605 | 0.39253 | 0.01 | 0.78506 | Heat_EZ_Sch_2 | Cool_EZ_Sch_1 | No | DHW_EZ_Sch_1 | 0 | 0 | 0 | No | No | No | No | No | 612.343 | Misc_Elec_EZ_Sch_1 | 0
SITE_01049 | 4 | USA_ID_Salmon-Lemhi.County.AP.726865_TMY3 | 0 | 1256 | 2.75 | 8 | 1 | 4-12 (Low-Moderate Slope) | Overall Effective R-Value | 0 | 23.0027 | Ceiling Overall Effective R-Value (Assumes Uninsulated Roof) | 0 | 26.6668 | Yes | Foundation Type with Effective R-Values | 0 | Vented Crawlspace | 4.7919 | 0 | 0 | 0 | 9.3236 | Yes | 0.51152 | 0.57126 | No | 0.079702 | 0.11591 | 0.10541 | 0.023871 | 1.2275 | Nat. Gas Furnace with No CAC | Manual | kW | 15 |  |  | Electric | kW | 15 | 35 | -30 | 0 | 0.92 | 0.091605 | 1.1765 | 0.01 | 2.3529 | Heat_EZ_Sch_2 | Cool_EZ_Sch_1 | No | DHW_EZ_Sch_1 | 0 | 0 | 0 | No | No | No | No | No | 931.7511 | Misc_Elec_EZ_Sch_1 | 0
SITE_01050 | 4 | USA_ID_Idaho.Falls.Rgnl.AP-Fanning.Field.725785_TMY3 | 0 | 820 | 1.2085 | 8 | 1 | 4-12 (Low-Moderate Slope) | Overall Effective R-Value | 0 | 6.1703 | Ceiling Overall Effective R-Value (Assumes Uninsulated Roof) | 0 | 19.0891 | Yes | Foundation Type with Effective R-Values | 0 | Vented Crawlspace | 13.3153 | 0 | 0 | 0 | 2.0929 | Yes | 0.85453 | 0.59871 | No | 0.067624 | 0.077657 | 0.15381 | 0.080717 | 9.0192 | Nat. Gas Furnace with No CAC | Manual | kW | 20 |  |  | Electric | kW | 15 | 35 | -30 | 0 | 0.925 | 0.091605 | 2.2404 | 0.01 | 1.424 | Heat_EZ_Sch_2 | Cool_EZ_Sch_1 | No | DHW_EZ_Sch_1 | 0 | 0 | 0 | No | No | No | No | No | 637.1275 | Misc_Elec_EZ_Sch_1 | 0
SITE_01051 | 4 | USA_WA_Spokane-Fairchild.AFB.727855_TMY3 | 0 | 1022 | 1.7222 | 8 | 1 | 4-12 (Low-Moderate Slope) | Overall Effective R-Value | 0 | 16.3536 | Ceiling Overall Effective R-Value (Assumes Uninsulated Roof) | 0 | 33.8805 | Yes | Foundation Type with Effective R-Values | 0 | Heated Basement | 999 | 0 | 0 | 0 | 15.6501 | Yes | 0.52699 | 0.56612 | No | 0.1296 | 0.2533 | 0.057957 | 0.13326 | 5.7441 | Resistance Wall Heat with No AC | Manual | kW | 15 |  |  | Electric | kW | 15 | 35 | -30 | 0 |  | 0.091605 | 0.52133 | 0.01 | 1.0427 | Heat_EZ_Sch_1 | Cool_EZ_Sch_1 | No | DHW_EZ_Sch_1 | 0 | 0 | 0 | No | No | No | No | No | 773.3791 | Misc_Elec_EZ_Sch_1 | 0
SITE_01052 | 4 | USA_ID_Salmon-Lemhi.County.AP.726865_TMY3 | 0 | 816 | 1.025 | 8 | 1 | 4-12 (Low-Moderate Slope) | Overall Effective R-Value | 0 | 11.0335 | Ceiling Overall Effective R-Value (Assumes Uninsulated Roof) | 0 | 5.5118 | Yes | Foundation Type with Effective R-Values | 0 | Heated Basement | 999 | 0 | 0 | 0 | 1.73 | Yes | 0.5798 | 0.62237 | No | 0.00042693 | 0.017077 | 0.24577 | 0.28017 | 8.6805 | Nat. Gas Furnace with No CAC | Manual | kW | 15 |  |  | Electric | kW | 15 | 35 | -30 | 0 | 0.8 | 0.091605 | 0.39253 | 0.01 | 0.78506 | Heat_EZ_Sch_2 | Cool_EZ_Sch_1 | No | DHW_EZ_Sch_1 | 0 | 0 | 0 | No | No | No | No | No | 602.1111 | Misc_Elec_EZ_Sch_1 | 0
SITE_01053 | 4 | USA_MT_Kalispell-Glacier.Park.Intl.AP.727790_TMY3 | 0 | 942.5 | 1.08 | 8 | 1 | 4-12 (Low-Moderate Slope) | Overall Effective R-Value | 0 | 9.0642 | Ceiling Overall Effective R-Value (Assumes Uninsulated Roof) | 0 | 7.591 | Yes | Foundation Type with Effective R-Values | 0 | Heated Basement | 999 | 0 | 0 | 0 | 2.708 | Yes | 0.56341 | 0.609 | No | 0.11337 | 0.21893 | 0.15986 | 0.12701 | 5.7454 | Electric Furnace with No CAC | Manual | kW | 20 |  |  | Electric | kW | 15 | 35 | -30 | 0 |  | 0.091605 | 0.9589 | 0.01 | 1.9178 | Heat_EZ_Sch_1 | Cool_EZ_Sch_1 | No | DHW_EZ_Sch_1 | 0 | 0 | 0 | No | No | No | No | No | 717.2214 | Misc_Elec_EZ_Sch_1 | 0
SITE_01056 | 4 | USA_ID_Idaho.Falls.Rgnl.AP-Fanning.Field.725785_TMY3 | 0 | 620 | 1.9133 | 8 | 1 | 4-12 (Low-Moderate Slope) | Overall Effective R-Value | 0 | 11.8051 | Ceiling Overall Effective R-Value (Assumes Uninsulated Roof) | 0 | 45.7413 | Yes | Foundation Type with Effective R-Values | 0 | Heated Basement | 17.7123 | 0 | 0 | 0 | 1.73 | Yes | 0.52699 | 0.58955 | No | 0.17988 | 0.19584 | 0.0087459 | 0.0087459 | 4.7516 | Resistance Wall Heat with No AC | Manual | kW | 15 |  |  | Electric | kW | 15 | 35 | -30 | 0 |  | 0.091605 | 0.52133 | 0.01 | 1.0427 | Heat_EZ_Sch_1 | Cool_EZ_Sch_1 | No | DHW_EZ_Sch_1 | 0 | 0 | 0 | No | No | No | No | No | 699.8656 | Misc_Elec_EZ_Sch_1 | 0
SITE_01057 | 4 | USA_ID_Salmon-Lemhi.County.AP.726865_TMY3 | 0 | 913 | 0.91142 | 8 | 1 | 4-12 (Low-Moderate Slope) | Overall Effective R-Value | 0 | 12.3167 | Ceiling Overall Effective R-Value (Assumes Uninsulated Roof) | 0 | 16.9968 | Yes | Foundation Type with Effective R-Values | 0 | Heated Basement | 999 | 0 | 0 | 0 | 2.494 | Yes | 0.61353 | 0.531 | No | 0.18868 | 0.10881 | 0.34622 | 0.1131 | 7.5124 | Nat. Gas Furnace with No CAC | Manual | kW | 15 |  |  | Electric | kW | 15 | 35 | -30 | 0 | 0.96 | 0.091605 | 0.39253 | 0.01 | 0.78506 | Heat_EZ_Sch_2 | Cool_EZ_Sch_1 | No | DHW_EZ_Sch_1 | 0 | 0 | 0 | No | No | No | No | No | 442.474 | Misc_Elec_EZ_Sch_1 | 0
SITE_01059 | 4 | USA_MT_Kalispell-Glacier.Park.Intl.AP.727790_TMY3 | 0 | 1204 | 0.96252 | 8 | 1 | 4-12 (Low-Moderate Slope) | Overall Effective R-Value | 0 | 19.3466 | Ceiling Overall Effective R-Value (Assumes Uninsulated Roof) | 0 | 45.7413 | Yes | Foundation Type with Effective R-Values | 0 | Heated Basement | 999 | 0 | 0 | 0 | 1.73 | Yes | 0.799 | 0.66977 | No | 0.10913 | 0.30088 | 0.036563 | 0.060039 | 3.7297 | Resistance Wall Heat with No AC | Manual | kW | 20 |  |  | Electric | kW | 15 | 35 | -30 | 0 |  | 0.091605 | 0.52133 | 0.01 | 1.0427 | Heat_EZ_Sch_1 | Cool_EZ_Sch_1 | No | DHW_EZ_Sch_1 | 0 | 0 | 0 | No | No | No | No | No | 714.7735 | Misc_Elec_EZ_Sch_1 | 0
SITE_01060 | 4 | USA_MT_Kalispell-Glacier.Park.Intl.AP.727790_TMY3 | 0 | 1438 | 0.93515 | 8 | 1 | 4-12 (Low-Moderate Slope) | Overall Effective R-Value | 0 | 11.0335 | Ceiling Overall Effective R-Value (Assumes Uninsulated Roof) | 0 | 4.2168 | Yes | Foundation Type with Effective R-Values | 0 | Heated Basement | 4.7448 | 2.6329 | 2.6329 | 0 | 1.73 | Yes | 0.63295 | 0.56773 | No | 0.18839 | 0.093141 | 0.45501 | 0.17111 | 5.3954 | Nat. Gas Furnace with No CAC | Manual | kW | 30 |  |  | Electric | kW | 15 | 35 | -30 | 0 | 0.8 | 0.091605 | 0.32685 | 0.01 | 0.6537 | Heat_EZ_Sch_2 | Cool_EZ_Sch_1 | No | DHW_EZ_Sch_1 | 0 | 0 | 0 | No | No | No | No | No | 774.9824 | Misc_Elec_EZ_Sch_1 | 0
SITE_01063 | 4 | USA_ID_Salmon-Lemhi.County.AP.726865_TMY3 | 0 | 720 | 0.875 | 8 | 1 | 4-12 (Low-Moderate Slope) | Overall Effective R-Value | 0 | 11.5035 | Ceiling Overall Effective R-Value (Assumes Uninsulated Roof) | 0 | 19.8343 | Yes | Foundation Type with Effective R-Values | 0 | Heated Basement | 999 | 0 | 0 | 0 | 1.73 | Yes | 0.53675 | 0.52811 | No | 0.087365 | 0.10382 | 0.15905 | 0.18904 | 6.2126 | Nat. Gas Furnace with No CAC | Manual | kW | 15 |  |  | Electric | kW | 15 | 35 | -30 | 0 | 0.9545 | 0.091605 | 0.39253 | 0.01 | 0.78506 | Heat_EZ_Sch_2 | Cool_EZ_Sch_1 | No | DHW_EZ_Sch_1 | 0 | 0 | 0 | No | No | No | No | No | 517.727 | Misc_Elec_EZ_Sch_1 | 0
SITE_01067 | 4 | USA_ID_Salmon-Lemhi.County.AP.726865_TMY3 | 0 | 1332 | 0.75338 | 8 | 1 | 4-12 (Low-Moderate Slope) | Overall Effective R-Value | 0 | 17.3404 | Ceiling Overall Effective R-Value (Assumes Uninsulated Roof) | 0 | 32.2293 | Yes | Foundation Type with Effective R-Values | 0 | Heated Basement | 999 | 0 | 0 | 0 | 8.0138 | Yes | 0.52699 | 0.53866 | No | 0.49607 | 0.52009 | 0.16745 | 0.00045462 | 3.9311 | Nat. Gas Furnace with No CAC | Manual | kW | 15 |  |  | Electric | kW | 15 | 35 | -30 | 0 | 0.951 | 0.091605 | 0.39253 | 0.01 | 0.78506 | Heat_EZ_Sch_2 | Cool_EZ_Sch_1 | No | DHW_EZ_Sch_1 | 0 | 0 | 0 | No | No | No | No | No | 898.1258 | Misc_Elec_EZ_Sch_1 | 0
SITE_01068 | 4 | USA_WA_Yakima.Air.Terminal-McAllister.Field.727810_TMY3 | 0 | 977 | 1.8733 | 8 | 1 | 4-12 (Low-Moderate Slope) | Overall Effective R-Value | 0 | 13.1749 | Ceiling Overall Effective R-Value (Assumes Uninsulated Roof) | 0 | 12.514 | Yes | Foundation Type with Effective R-Values | 0 | Vented Crawlspace | 4.7448 | 2.6329 | 2.6329 | 0 | 6.3003 | Yes | 0.51905 | 0.53797 | No | 0.19452 | 0.1148 | 0.00021347 | 0.11126 | 3.8765 | Resistance Wall Heat with No AC | Manual | kW | 15 |  |  | Electric | kW | 15 | 35 | -30 | 0 |  | 0.091605 | 0.52133 | 0.01 | 1.0427 | Heat_EZ_Sch_1 | Cool_EZ_Sch_1 | No | DHW_EZ_Sch_1 | 0 | 0 | 0 | No | No | No | No | No | 786.24 | Misc_Elec_EZ_Sch_1 | 0
SITE_01069 | 4 | USA_OR_Burns.Muni.AP.726830_TMY3 | 0 | 1812 | 1.0625 | 8 | 1 | 4-12 (Low-Moderate Slope) | Overall Effective R-Value | 0 | 12.4529 | Ceiling Overall Effective R-Value (Assumes Uninsulated Roof) | 0 | 24.0342 | Yes | Foundation Type with Effective R-Values | 0 | Vented Crawlspace | 33.8312 | 0 | 0 | 0 | 2.0929 | Yes | 0.48 | 0.49917 | No | 0.17797 | 0.11247 | 0.048343 | 0.090492 | 5.253 | Nat. Gas Furnace with No CAC | Manual | kW | 15 |  |  | Electric | kW | 15 | 35 | -30 | 0 | 0.9478 | 0.12716 | 16.9156 | 0.01 | 100 | Heat_EZ_Sch_2 | Cool_EZ_Sch_1 | No | DHW_EZ_Sch_1 | 0 | 0 | 0 | No | No | No | No | No | 538.192 | Misc_Elec_EZ_Sch_1 | 0
SITE_01073 | 4 | USA_OR_Astoria.Rgnl.AP.727910_TMY3 | 0 | 1610 | 1.4217 | 8 | 1 | 4-12 (Low-Moderate Slope) | Overall Effective R-Value | 0 | 17.4446 | Ceiling Overall Effective R-Value (Assumes Uninsulated Roof) | 0 | 41.0661 | Yes | Foundation Type with Effective R-Values | 0 | Vented Crawlspace | 30.6258 | 0 | 0 | 0 | 2.0929 | Yes | 0.51152 | 0.70984 | No | 0.020117 | 0.067884 | 0.05412 | 0.24016 | 6.0463 | Single Speed ASHP (8.5 HSPF 15 SEER) | Manual | ton | 3.25 | ton | 3.25 | Electric | kW | 15 | 35 | -30 | 0 |  | 0.091605 | 3.2941 | 0.01 | 6.5882 | Heat_EZ_Sch_1 | Cool_EZ_Sch_1 | No | DHW_EZ_Sch_1 | 0 | 0 | 0 | No | No | No | No | No | 723.9868 | Misc_Elec_EZ_Sch_1 | 0
SITE_01074 | 4 | USA_WA_Everett-Snohomish.County.AP-Paine.Field.727937_TMY3 | 0 | 1360 | 2.4348 | 8 | 1 | 4-12 (Low-Moderate Slope) | Overall Effective R-Value | 0 | 11.2244 | Ceiling Overall Effective R-Value (Assumes Uninsulated Roof) | 0 | 8.7064 | Yes | Foundation Type with Effective R-Values | 0 | Unheated Basement | 4.3632 | 0 | 0 | 0 | 1.73 | Yes | 0.94436 | 0.65785 | No | 0.076488 | 0.12343 | 0.14637 | 0.050841 | 11.1022 | Resistance Wall Heat with No AC | Manual | kW | 20 |  |  | Electric | kW | 15 | 35 | -30 | 0 |  | 0.091605 | 0.52133 | 0.01 | 1.0427 | Heat_EZ_Sch_1 | Cool_EZ_Sch_1 | No | DHW_EZ_Sch_1 | 0 | 0 | 0 | No | No | No | No | No | 1058.5107 | Misc_Elec_EZ_Sch_1 | 0
SITE_01079 | 4 | USA_WA_Tacoma.Narrows.AP.727938_TMY3 | 0 | 1218 | 0.99754 | 8 | 1 | 4-12 (Low-Moderate Slope) | Overall Effective R-Value | 0 | 10.4515 | Ceiling Overall Effective R-Value (Assumes Uninsulated Roof) | 0 | 20.9099 | Yes | Foundation Type with Effective R-Values | 0 | Vented Crawlspace | 13.2486 | 2.6329 | 2.6329 | 0 | 2.0929 | Yes | 0.75 | 0.7528 | No | 0.074877 | 0.018651 | 0.059244 | 0.15357 | 12.8675 | Electric Furnace with No CAC | Manual | kW | 15 |  |  | Electric | kW | 15 | 35 | -30 | 0 |  | 0.17053 | 6.6243 | 0.01 | 100 | Heat_EZ_Sch_1 | Cool_EZ_Sch_1 | No | DHW_EZ_Sch_1 | 0 | 0 | 0 | No | No | No | No | No | 881.0553 | Misc_Elec_EZ_Sch_1 | 0
SITE_01082 | 4 | USA_WA_Everett-Snohomish.County.AP-Paine.Field.727937_TMY3 | 0 | 1900 | 0.8975 | 8 | 1 | 4-12 (Low-Moderate Slope) | Overall Effective R-Value | 0 | 11.3944 | Ceiling Overall Effective R-Value (Assumes Uninsulated Roof) | 0 | 4.9911 | Yes | Foundation Type with Effective R-Values | 0 | Slab | 999 | 2.6329 | 2.6329 | 0 | 999 | Yes | 0.52846 | 0.54897 | No | 0.094192 | 0.34813 | 0.15685 | 0.17394 | 5.4829 | Resistance Wall Heat with No AC | Manual | kW | 15 |  |  | Electric | kW | 15 | 35 | -30 | 0 |  | 0.091605 | 0.52133 | 0.01 | 1.0427 | Heat_EZ_Sch_1 | Cool_EZ_Sch_1 | No | DHW_EZ_Sch_1 | 0 | 0 | 0 | No | No | No | No | No | 627.3506 | Misc_Elec_EZ_Sch_1 | 0
SITE_01083 | 4 | USA_WA_Everett-Snohomish.County.AP-Paine.Field.727937_TMY3 | 0 | 1176 | 0.97608 | 8 | 1 | 4-12 (Low-Moderate Slope) | Overall Effective R-Value | 0 | 11.3052 | Ceiling Overall Effective R-Value (Assumes Uninsulated Roof) | 0 | 12.5085 | Yes | Foundation Type with Effective R-Values | 0 | Heated Basement | 999 | 0 | 0 | 0 | 999 | Yes | 0.52847 | 0.53106 | No | 0.0042012 | 0.0042012 | 0.51812 | 0.30695 | 5.3291 | Nat. Gas Furnace with No CAC | Manual | kW | 15 |  |  | Electric | kW | 15 | 35 | -30 | 0 | 0.922 | 0.091605 | 2.2404 | 0.01 | 1.424 | Heat_EZ_Sch_2 | Cool_EZ_Sch_1 | No | DHW_EZ_Sch_1 | 0 | 0 | 0 | No | No | No | No | No | 856.3212 | Misc_Elec_EZ_Sch_1 | 0
SITE_01084 | 4 | USA_WA_Everett-Snohomish.County.AP-Paine.Field.727937_TMY3 | 0 | 1348 | 1.7938 | 8 | 1 | 4-12 (Low-Moderate Slope) | Overall Effective R-Value | 0 | 16.2112 | Ceiling Overall Effective R-Value (Assumes Uninsulated Roof) | 0 | 24.766 | Yes | Foundation Type with Effective R-Values | 0 | Vented Crawlspace | 28.0995 | 0 | 0 | 0 | 2.0929 | Yes | 0.51152 | 0.72764 | No | 0.18845 | 0.16407 | 0.054116 | 0.01895 | 5.5606 | Nat. Gas Furnace with No CAC | Manual | kW | 15 |  |  | Electric | kW | 15 | 35 | -30 | 0 | 0.8 | 0.091605 | 3.2941 | 0.01 | 6.5882 | Heat_EZ_Sch_2 | Cool_EZ_Sch_1 | No | DHW_EZ_Sch_1 | 0 | 0 | 0 | No | No | No | No | No | 500.6953 | Misc_Elec_EZ_Sch_1 | 0
SITE_01085 | 4 | USA_WA_Everett-Snohomish.County.AP-Paine.Field.727937_TMY3 | 0 | 981 | 1.8712 | 8 | 1 | 4-12 (Low-Moderate Slope) | Overall Effective R-Value | 0 | 12.3912 | Ceiling Overall Effective R-Value (Assumes Uninsulated Roof) | 0 | 57.4508 | Yes | Foundation Type with Effective R-Values | 0 | Vented Crawlspace | 20.9771 | 0 | 0 | 0 | 2.0929 | Yes | 0.81857 | 0.63016 | No | 0.16519 | 0.1826 | 0.21851 | 0.12927 | 10.4936 | Nat. Gas Furnace with No CAC | Manual | kW | 15 |  |  | Electric | kW | 15 | 35 | -30 | 0 | 0.8182 | 0.091605 | 2.8 | 0.01 | 5.6 | Heat_EZ_Sch_2 | Cool_EZ_Sch_1 | No | DHW_EZ_Sch_1 | 0 | 0 | 0 | No | No | No | No | No | 775.3092 | Misc_Elec_EZ_Sch_1 | 0
SITE_01090 | 4 | USA_WA_Everett-Snohomish.County.AP-Paine.Field.727937_TMY3 | 0 | 1457 | 1.7598 | 8 | 1 | 4-12 (Low-Moderate Slope) | Overall Effective R-Value | 0 | 16.2849 | Ceiling Overall Effective R-Value (Assumes Uninsulated Roof) | 0 | 27.5545 | Yes | Foundation Type with Effective R-Values | 0 | Vented Crawlspace | 20.258 | 0 | 0 | 0 | 2.0929 | Yes | 0.51152 | 0.52768 | No | 0.11103 | 0.18904 | 0.18906 | 0.093949 | 8.3639 | Nat. Gas Furnace with No CAC | Manual | kW | 15 |  |  | Electric | kW | 15 | 35 | -30 | 0 | 0.7879 | 0.091605 | 2.2404 | 0.01 | 1.424 | Heat_EZ_Sch_2 | Cool_EZ_Sch_1 | No | DHW_EZ_Sch_1 | 0 | 0 | 0 | No | No | No | No | No | 619.9855 | Misc_Elec_EZ_Sch_1 | 0
SITE_01091 | 4 | USA_WA_Everett-Snohomish.County.AP-Paine.Field.727937_TMY3 | 0 | 1090 | 1.6519 | 8 | 1 | 4-12 (Low-Moderate Slope) | Overall Effective R-Value | 0 | 16.3106 | Ceiling Overall Effective R-Value (Assumes Uninsulated Roof) | 0 | 14.7317 | Yes | Foundation Type with Effective R-Values | 0 | Vented Crawlspace | 21.0388 | 2.6329 | 2.6329 | 0 | 2.0929 | Yes | 0.52754 | 0.54688 | No | 0.0040268 | 0.0040268 | 0.14829 | 0.13752 | 7.8806 | Nat. Gas Furnace with No CAC | Manual | kW | 15 |  |  | Electric | kW | 15 | 35 | -30 | 0 | 0.9 | 0.091605 | 5.6 | 0.01 | 11.2 | Heat_EZ_Sch_2 | Cool_EZ_Sch_1 | No | DHW_EZ_Sch_1 | 0 | 0 | 0 | No | No | No | No | No | 1042.023 | Misc_Elec_EZ_Sch_1 | 0
SITE_01092 | 4 | USA_WA_Everett-Snohomish.County.AP-Paine.Field.727937_TMY3 | 0 | 2000 | 1.0477 | 8 | 1 | 4-12 (Low-Moderate Slope) | Overall Effective R-Value | 0 | 10.66 | Ceiling Overall Effective R-Value (Assumes Uninsulated Roof) | 0 | 12.0038 | Yes | Foundation Type with Effective R-Values | 0 | Vented Crawlspace | 12.2765 | 0 | 0 | 0 | 2.0929 | Yes | 0.53114 | 0.54897 | No | 0.1641 | 0.12958 | 0.12958 | 0.2033 | 10.309 | Nat. Gas Furnace with No CAC | Manual | kW | 15 |  |  | Electric | kW | 15 | 35 | -30 | 0 | 0.85766 | 0.091605 | 0.42424 | 0.01 | 0.84848 | Heat_EZ_Sch_2 | Cool_EZ_Sch_1 | No | DHW_EZ_Sch_1 | 0 | 0 | 0 | No | No | No | No | No | 697.8549 | Misc_Elec_EZ_Sch_1 | 0
SITE_01095 | 4 | USA_WA_Everett-Snohomish.County.AP-Paine.Field.727937_TMY3 | 0 | 1553 | 0.79379 | 8 | 1 | 4-12 (Low-Moderate Slope) | Overall Effective R-Value | 0 | 11.1369 | Ceiling Overall Effective R-Value (Assumes Uninsulated Roof) | 0 | 19.877 | Yes | Foundation Type with Effective R-Values | 0 | Heated Basement | 19.1223 | 0 | 0 | 0 | 9.0909 | Yes | 0.53334 | 0.52981 | No | 0.14352 | 0.14441 | 0.96253 | 0.046065 | 7.9373 | Nat. Gas Furnace with No CAC | Manual | kW | 15 |  |  | Electric | kW | 15 | 35 | -30 | 0 | 0.8146 | 0.091605 | 0.39253 | 0.01 | 0.78506 | Heat_EZ_Sch_2 | Cool_EZ_Sch_1 | No | DHW_EZ_Sch_1 | 0 | 0 | 0 | No | No | No | No | No | 993.1014 | Misc_Elec_EZ_Sch_1 | 0
SITE_01096 | 4 | USA_WA_Everett-Snohomish.County.AP-Paine.Field.727937_TMY3 | 0 | 2158 | 1.1775 | 8 | 1 | 4-12 (Low-Moderate Slope) | Overall Effective R-Value | 0 | 17.5367 | Ceiling Overall Effective R-Value (Assumes Uninsulated Roof) | 0 | 45.7413 | Yes | Foundation Type with Effective R-Values | 0 | Vented Crawlspace | 28.8105 | 0 | 0 | 0 | 2.0929 | Yes | 0.51712 | 0.55682 | No | 0.10596 | 0.21413 | 0.10145 | 0.085776 | 3.5027 | Nat. Gas Furnace with No CAC | Manual | kW | 15 |  |  | Electric | kW | 15 | 35 | -30 | 0 | 0.95 | 0.091605 | 2.2404 | 0.01 | 1.424 | Heat_EZ_Sch_2 | Cool_EZ_Sch_1 | No | DHW_EZ_Sch_1 | 0 | 0 | 0 | No | No | No | No | No | 743.5369 | Misc_Elec_EZ_Sch_1 | 0
SITE_01097 | 4 | USA_WA_Everett-Snohomish.County.AP-Paine.Field.727937_TMY3 | 0 | 1637 | 1 | 8 | 1 | 4-12 (Low-Moderate Slope) | Overall Effective R-Value | 0 | 10.9906 | Ceiling Overall Effective R-Value (Assumes Uninsulated Roof) | 0 | 20.7074 | Yes | Foundation Type with Effective R-Values | 0 | Vented Crawlspace | 7.2464 | 0 | 0 | 0 | 2.0929 | Yes | 0.66727 | 0.53698 | No | 0.28812 | 0.041343 | 0.00030895 | 0.00030895 | 8.2245 | Resistance Wall Heat with No AC | Manual | kW | 15 |  |  | Electric | kW | 15 | 35 | -30 | 0 |  | 0.091605 | 0.52133 | 0.01 | 1.0427 | Heat_EZ_Sch_1 | Cool_EZ_Sch_1 | No | DHW_EZ_Sch_1 | 0 | 0 | 0 | No | No | No | No | No | 741.5931 | Misc_Elec_EZ_Sch_1 | 0
SITE_01098 | 4 | USA_WA_Kelso-Longview-Southwest.Washington.Rgnl.AP.727924_TMY3 | 0 | 1159.1 | 1.0438 | 8 | 1 | 4-12 (Low-Moderate Slope) | Overall Effective R-Value | 0 | 16.172 | Ceiling Overall Effective R-Value (Assumes Uninsulated Roof) | 0 | 8.2538 | Yes | Foundation Type with Effective R-Values | 0 | Vented Crawlspace | 20.9771 | 0 | 0 | 0 | 2.0929 | Yes | 0.52823 | 0.52287 | No | 0.14281 | 0.19831 | 0.11023 | 0.19831 | 10.2472 | Resistance Wall Heat with No AC | Manual | kW | 15 |  |  | Electric | kW | 15 | 35 | -30 | 0 |  | 0.091605 | 0.52133 | 0.01 | 1.0427 | Heat_EZ_Sch_1 | Cool_EZ_Sch_1 | No | DHW_EZ_Sch_1 | 0 | 0 | 0 | No | No | No | No | No | 677.4934 | Misc_Elec_EZ_Sch_1 | 0
SITE_01100 | 4 | USA_WA_Everett-Snohomish.County.AP-Paine.Field.727937_TMY3 | 0 | 1332 | 0.91244 | 8 | 1 | 4-12 (Low-Moderate Slope) | Overall Effective R-Value | 0 | 6.6361 | Ceiling Overall Effective R-Value (Assumes Uninsulated Roof) | 0 | 12.7786 | Yes | Foundation Type with Effective R-Values | 0 | Slab | 999 | 2.6329 | 2.6329 | 0 | 999 | Yes | 0.52699 | 0.52211 | No | 0.00037536 | 0.00037536 | 0.22209 | 0.33572 | 8.9771 | Nat. Gas Furnace with No CAC | Manual | kW | 15 |  |  | Electric | kW | 15 | 35 | -30 | 0 | 0.8 | 0.091605 | 2.8 | 0.01 | 5.6 | Heat_EZ_Sch_2 | Cool_EZ_Sch_1 | No | DHW_EZ_Sch_1 | 0 | 0 | 0 | No | No | No | No | No | 697.6042 | Misc_Elec_EZ_Sch_1 | 0
SITE_01137 | 4 | USA_WA_Everett-Snohomish.County.AP-Paine.Field.727937_TMY3 | 0 | 830.5 | 2.0277 | 8 | 1 | 4-12 (Low-Moderate Slope) | Overall Effective R-Value | 0 | 11.0459 | Ceiling Overall Effective R-Value (Assumes Uninsulated Roof) | 0 | 13.4773 | Yes | Foundation Type with Effective R-Values | 0 | Vented Crawlspace | 18.1327 | 0 | 0 | 0 | 2.3977 | Yes | 0.60566 | 0.54897 | No | 0.14567 | 0.15564 | 0.047655 | 0.14013 | 6.8948 | Nat. Gas Furnace with No CAC | Manual | kW | 15 |  |  | Electric | kW | 15 | 35 | -30 | 0 | 0.8 | 0.091605 | 0.52133 | 0.01 | 1.0427 | Heat_EZ_Sch_2 | Cool_EZ_Sch_1 | No | DHW_EZ_Sch_1 | 0 | 0 | 0 | No | No | No | No | No | 826.8519 | Misc_Elec_EZ_Sch_1 | 0
SITE_01180 | 4 | USA_WA_Olympia.Rgnl.AP.727920_TMY3 | 0 | 426 | 3.0845 | 8 | 1 | 4-12 (Low-Moderate Slope) | Overall Effective R-Value | 0 | 16.3106 | Ceiling Overall Effective R-Value (Assumes Uninsulated Roof) | 0 | 12.3184 | Yes | Foundation Type with Effective R-Values | 0 | Slab | 17.2568 | 2.6329 | 2.6329 | 0 | 999 | Yes | 0.51152 | 0.55498 | No | 0.12449 | 0.062189 | 0.097777 | 0.088901 | 5.0911 | Nat. Gas Furnace with No CAC | Manual | kW | 15 |  |  | Electric | kW | 15 | 35 | -30 | 0 | 0.8 | 0.091605 | 4.2 | 0.01 | 8.4 | Heat_EZ_Sch_2 | Cool_EZ_Sch_1 | No | DHW_EZ_Sch_1 | 0 | 0 | 0 | No | No | No | No | No | 712.6612 | Misc_Elec_EZ_Sch_1 | 0
SITE_01193 | 4 | USA_OR_Portland-Hillsboro.AP.726986_TMY3 | 0 | 1280 | 2.4273 | 8 | 1 | 4-12 (Low-Moderate Slope) | Overall Effective R-Value | 0 | 16.3106 | Ceiling Overall Effective R-Value (Assumes Uninsulated Roof) | 0 | 35.1737 | Yes | Foundation Type with Effective R-Values | 0 | Vented Crawlspace | 33.0254 | 0 | 0 | 0 | 2.0929 | Yes | 0.51152 | 0.53501 | No | 0.048599 | 0.06841 | 0.27219 | 0.14922 | 5.1629 | Nat. Gas Furnace with No CAC | Manual | kW | 15 |  |  | Electric | kW | 15 | 35 | -30 | 0 | 0.8068 | 0.091605 | 4 | 0.01 | 8 | Heat_EZ_Sch_2 | Cool_EZ_Sch_1 | No | DHW_EZ_Sch_1 | 0 | 0 | 0 | No | No | No | No | No | 1086.4819 | Misc_Elec_EZ_Sch_1 | 0
SITE_01195 | 4 | USA_WA_Tacoma.Narrows.AP.727938_TMY3 | 0 | 1368 | 1.1727 | 8 | 1 | 4-12 (Low-Moderate Slope) | Overall Effective R-Value | 0 | 11.6926 | Ceiling Overall Effective R-Value (Assumes Uninsulated Roof) | 0 | 15.1699 | Yes | Foundation Type with Effective R-Values | 0 | Vented Crawlspace | 26.0716 | 2.6329 | 2.6329 | 0 | 2.0929 | Yes | 0.52699 | 0.54897 | No | 0.10045 | 0.085257 | 0.34299 | 0.040627 | 5.3279 | Nat. Gas Furnace with No CAC | Manual | kW | 15 |  |  | Electric | kW | 15 | 35 | -30 | 0 | 0.85766 | 0.091605 | 4 | 0.01 | 8 | Heat_EZ_Sch_2 | Cool_EZ_Sch_1 | No | DHW_EZ_Sch_1 | 0 | 0 | 0 | No | No | No | No | No | 710.6947 | Misc_Elec_EZ_Sch_1 | 0
SITE_01196 | 4 | USA_WA_Tacoma.Narrows.AP.727938_TMY3 | 0 | 2110 | 1.4826 | 8 | 1 | 4-12 (Low-Moderate Slope) | Overall Effective R-Value | 0 | 11.6926 | Ceiling Overall Effective R-Value (Assumes Uninsulated Roof) | 0 | 13.5228 | Yes | Foundation Type with Effective R-Values | 0 | Vented Crawlspace | 4.707 | 2.6329 | 2.6329 | 0 | 2.0929 | Yes | 0.54783 | 0.53891 | No | 0.63434 | 0.20009 | 0.28045 | 0.28274 | 10.6483 | Nat. Gas Furnace with No CAC | Manual | kW | 25 |  |  | Electric | kW | 15 | 35 | -30 | 0 | 0.85766 | 0.091605 | 0.39253 | 0.01 | 0.78506 | Heat_EZ_Sch_2 | Cool_EZ_Sch_1 | No | DHW_EZ_Sch_1 | 0 | 0 | 0 | No | No | No | No | No | 800.1719 | Misc_Elec_EZ_Sch_1 | 0
SITE_01197 | 4 | USA_WA_Tacoma.Narrows.AP.727938_TMY3 | 0 | 1456 | 1.5048 | 8 | 1 | 4-12 (Low-Moderate Slope) | Overall Effective R-Value | 0 | 17.5367 | Ceiling Overall Effective R-Value (Assumes Uninsulated Roof) | 0 | 14.9269 | Yes | Foundation Type with Effective R-Values | 0 | Vented Crawlspace | 33.0254 | 0 | 0 | 0 | 2.0929 | Yes | 0.51152 | 0.65794 | No | 0.028058 | 0.00021769 | 0.33362 | 0.1213 | 3.0335 | Single Speed ASHP (8.5 HSPF 15 SEER) | Manual | ton | 2.9167 | ton | 2.9167 | Electric | kW | 15 | 35 | -30 | 0 |  | 0.091605 | 4.4045 | 0.01 | 8.809 | Heat_EZ_Sch_1 | Cool_EZ_Sch_1 | No | DHW_EZ_Sch_1 | 0 | 0 | 0 | No | No | No | No | No | 749.6347 | Misc_Elec_EZ_Sch_1 | 0
SITE_01199 | 4 | USA_WA_Tacoma-JB.Lewis-McChord-McChord.Field.742060_TMY3 | 0 | 1008 | 1.0714 | 8 | 1 | 4-12 (Low-Moderate Slope) | Overall Effective R-Value | 0 | 9.4266 | Ceiling Overall Effective R-Value (Assumes Uninsulated Roof) | 0 | 29.0321 | Yes | Foundation Type with Effective R-Values | 0 | Slab | 999 | 2.6329 | 2.6329 | 0 | 999 | Yes | 0.52699 | 0.53622 | No | 0.00036747 | 0.00036747 | 0.11932 | 0.24937 | 6.578 | Resistance Wall Heat with No AC | Manual | kW | 15 |  |  | Electric | kW | 15 | 35 | -30 | 0 |  | 0.091605 | 0.52133 | 0.01 | 1.0427 | Heat_EZ_Sch_1 | Cool_EZ_Sch_1 | No | DHW_EZ_Sch_1 | 0 | 0 | 0 | No | No | No | No | No | 513.4216 | Misc_Elec_EZ_Sch_1 | 0
SITE_01200 | 4 | USA_WA_Tacoma-JB.Lewis-McChord-McChord.Field.742060_TMY3 | 0 | 1384 | 1.1041 | 8 | 1 | 4-12 (Low-Moderate Slope) | Overall Effective R-Value | 0 | 16.3106 | Ceiling Overall Effective R-Value (Assumes Uninsulated Roof) | 0 | 22.3449 | Yes | Foundation Type with Effective R-Values | 0 | Vented Crawlspace | 21.5143 | 0 | 0 | 0 | 2.0929 | Yes | 0.5202 | 0.70216 | No | 0.39411 | 0.19199 | 0.063419 | 0.071027 | 6.0957 | Nat. Gas Furnace with No CAC | Manual | kW | 15 |  |  | Electric | kW | 15 | 35 | -30 | 0 | 0.85766 | 0.091605 | 2.8 | 0.01 | 5.6 | Heat_EZ_Sch_2 | Cool_EZ_Sch_1 | No | DHW_EZ_Sch_1 | 0 | 0 | 0 | No | No | No | No | No | 524.2445 | Misc_Elec_EZ_Sch_1 | 0
SITE_01201 | 4 | USA_WA_Seattle-King.County.Intl.AP-Boeing.Field.727935_TMY3 | 0 | 1008 | 1.125 | 8 | 1 | 4-12 (Low-Moderate Slope) | Overall Effective R-Value | 0 | 11.5035 | Ceiling Overall Effective R-Value (Assumes Uninsulated Roof) | 0 | 34.6072 | Yes | Foundation Type with Effective R-Values | 0 | Vented Crawlspace | 13.8173 | 0 | 0 | 0 | 2.0929 | Yes | 0.82236 | 0.52211 | No | 0.062897 | 0.12492 | 0.24366 | 0.11734 | 7.1795 | Nat. Gas Furnace with No CAC | Manual | kW | 15 |  |  | Electric | kW | 15 | 35 | -30 | 0 | 0.85766 | 0.091605 | 0.52133 | 0.01 | 1.0427 | Heat_EZ_Sch_2 | Cool_EZ_Sch_1 | No | DHW_EZ_Sch_1 | 0 | 0 | 0 | No | No | No | No | No | 513.439 | Misc_Elec_EZ_Sch_1 | 0
SITE_01203 | 4 | USA_WA_Tacoma.Narrows.AP.727938_TMY3 | 0 | 765 | 1 | 8 | 1 | 4-12 (Low-Moderate Slope) | Overall Effective R-Value | 0 | 11.0335 | Ceiling Overall Effective R-Value (Assumes Uninsulated Roof) | 0 | 13.9961 | Yes | Foundation Type with Effective R-Values | 0 | Vented Crawlspace | 15.7667 | 0 | 0 | 0 | 2.0929 | Yes | 0.52699 | 0.52211 | No | 0.080846 | 0.13006 | 0.15165 | 0.040423 | 8.7683 | Nat. Gas Furnace with No CAC | Manual | kW | 10 |  |  | Electric | kW | 15 | 35 | -30 | 0 | 0.85766 | 0.091605 | 0.39253 | 0.01 | 0.78506 | Heat_EZ_Sch_2 | Cool_EZ_Sch_1 | No | DHW_EZ_Sch_1 | 0 | 0 | 0 | No | No | No | No | No | 448.2295 | Misc_Elec_EZ_Sch_1 | 0
SITE_01204 | 4 | USA_WA_Everett-Snohomish.County.AP-Paine.Field.727937_TMY3 | 0 | 1140 | 1.6521 | 8 | 1 | 4-12 (Low-Moderate Slope) | Overall Effective R-Value | 0 | 10.7978 | Ceiling Overall Effective R-Value (Assumes Uninsulated Roof) | 0 | 28.1355 | Yes | Foundation Type with Effective R-Values | 0 | Vented Crawlspace | 20.9771 | 0 | 0 | 0 | 2.0929 | Yes | 0.51457 | 0.60406 | No | 0.045129 | 0.084034 | 0.12014 | 0.07672 | 7.7735 | Nat. Gas Furnace with No CAC | Manual | kW | 15 |  |  | Electric | kW | 15 | 35 | -30 | 0 | 0.78 | 0.091605 | 2.2404 | 0.01 | 1.424 | Heat_EZ_Sch_2 | Cool_EZ_Sch_1 | No | DHW_EZ_Sch_1 | 0 | 0 | 0 | No | No | No | No | No | 619.6346 | Misc_Elec_EZ_Sch_1 | 0
SITE_01205 | 4 | USA_WA_Tacoma-JB.Lewis-McChord-McChord.Field.742060_TMY3 | 0 | 3000 | 1.55 | 8 | 1 | 4-12 (Low-Moderate Slope) | Overall Effective R-Value | 0 | 10.1923 | Ceiling Overall Effective R-Value (Assumes Uninsulated Roof) | 0 | 12.5122 | Yes | Foundation Type with Effective R-Values | 0 | Vented Crawlspace | 4.707 | 0 | 0 | 0 | 2.0929 | Yes | 0.59298 | 0.59429 | No | 0.45254 | 0.28433 | 0.17382 | 0.19932 | 4.2785 | Single Speed ASHP (8.5 HSPF 15 SEER) | Manual | ton | 4.1667 | ton | 4.1667 | Electric | kW | 15 | 35 | -30 | 0 |  | 0.091605 | 1.4 | 0.01 | 2.8 | Heat_EZ_Sch_1 | Cool_EZ_Sch_1 | No | DHW_EZ_Sch_1 | 0 | 0 | 0 | No | No | No | No | No | 700.334 | Misc_Elec_EZ_Sch_1 | 0
SITE_01206 | 4 | USA_WA_Seattle-King.County.Intl.AP-Boeing.Field.727935_TMY3 | 0 | 728 | 1.8616 | 8 | 1 | 4-12 (Low-Moderate Slope) | Overall Effective R-Value | 0 | 11.41 | Ceiling Overall Effective R-Value (Assumes Uninsulated Roof) | 0 | 7.6252 | Yes | Foundation Type with Effective R-Values | 0 | Vented Crawlspace | 32.0284 | 0 | 0 | 0 | 2.0929 | Yes | 0.45958 | 0.65006 | No | 0.12166 | 0.1723 | 0.053661 | 0.2407 | 10.0092 | Nat. Gas Furnace with No CAC | Manual | kW | 15 |  |  | Electric | kW | 15 | 35 | -30 | 0 | 0.85766 | 0.091605 | 1.6279 | 0.01 | 3.2558 | Heat_EZ_Sch_2 | Cool_EZ_Sch_1 | No | DHW_EZ_Sch_1 | 0 | 0 | 0 | No | No | No | No | No | 542.0844 | Misc_Elec_EZ_Sch_1 | 0
SITE_01207 | 4 | USA_WA_Tacoma.Narrows.AP.727938_TMY3 | 0 | 863 | 1 | 8 | 1 | 4-12 (Low-Moderate Slope) | Overall Effective R-Value | 0 | 11.0335 | Ceiling Overall Effective R-Value (Assumes Uninsulated Roof) | 0 | 14.4009 | Yes | Foundation Type with Effective R-Values | 0 | Vented Crawlspace | 18.1327 | 0 | 0 | 0 | 2.0929 | Yes | 0.82236 | 0.62868 | No | 0.25266 | 0.16843 | 0.10496 | 0.0004255 | 18.4692 | Nat. Gas Furnace with No CAC | Manual | kW | 15 |  |  | Electric | kW | 15 | 35 | -30 | 0 | 0.8 | 0.091605 | 2.2404 | 0.01 | 1.424 | Heat_EZ_Sch_2 | Cool_EZ_Sch_1 | No | DHW_EZ_Sch_1 | 0 | 0 | 0 | No | No | No | No | No | 490.5746 | Misc_Elec_EZ_Sch_1 | 0
SITE_01208 | 4 | USA_WA_Tacoma.Narrows.AP.727938_TMY3 | 0 | 580 | 3.8438 | 8 | 1 | 4-12 (Low-Moderate Slope) | Overall Effective R-Value | 0 | 11.3052 | Ceiling Overall Effective R-Value (Assumes Uninsulated Roof) | 0 | 23.3743 | Yes | Foundation Type with Effective R-Values | 0 | Slab | 23.1102 | 2.6329 | 2.6329 | 0 | 999 | Yes | 0.53487 | 0.58024 | No | 0.00013503 | 0.00013503 | 0.13831 | 0.15861 | 4.8449 | Electric Furnace with No CAC | Manual | kW | 15 |  |  | Electric | kW | 15 | 35 | -30 | 0 |  | 0.091605 | 0.39253 | 0.01 | 0.78506 | Heat_EZ_Sch_1 | Cool_EZ_Sch_1 | No | DHW_EZ_Sch_1 | 0 | 0 | 0 | No | No | No | No | No | 750.2718 | Misc_Elec_EZ_Sch_1 | 0
SITE_01209 | 4 | USA_WA_Tacoma.Narrows.AP.727938_TMY3 | 0 | 1554 | 1.8697 | 8 | 1 | 4-12 (Low-Moderate Slope) | Overall Effective R-Value | 0 | 16.3106 | Ceiling Overall Effective R-Value (Assumes Uninsulated Roof) | 0 | 24.7449 | Yes | Foundation Type with Effective R-Values | 0 | Vented Crawlspace | 4.005 | 0 | 0 | 0 | 8.3333 | Yes | 0.68825 | 0.6613 | No | 0.065589 | 0.1003 | 0.27615 | 0.34715 | 11.6467 | Single Speed ASHP (8.5 HSPF 15 SEER) | Manual | ton | 2.3833 | ton | 2.3833 | Electric | kW | 15 | 35 | -30 | 0 |  | 0.091605 | 0.25 | 0.01 | 0.5 | Heat_EZ_Sch_1 | Cool_EZ_Sch_1 | No | DHW_EZ_Sch_1 | 0 | 0 | 0 | No | No | No | No | No | 813.2343 | Misc_Elec_EZ_Sch_1 | 0
SITE_01211 | 4 | USA_WA_Seattle-King.County.Intl.AP-Boeing.Field.727935_TMY3 | 0 | 1279.75 | 2.3185 | 8 | 1 | 4-12 (Low-Moderate Slope) | Overall Effective R-Value | 0 | 11.6926 | Ceiling Overall Effective R-Value (Assumes Uninsulated Roof) | 0 | 7.951 | Yes | Foundation Type with Effective R-Values | 0 | Unheated Basement | 21.4802 | 0 | 0 | 0 | 9.0909 | Yes | 0.52699 | 0.55868 | No | 0.17964 | 0.12819 | 0.16473 | 0.1431 | 9.843 | Nat. Gas Furnace with No CAC | Manual | kW | 15 |  |  | Electric | kW | 15 | 35 | -30 | 0 | 0.9 | 0.091605 | 2.2404 | 0.01 | 1.424 | Heat_EZ_Sch_2 | Cool_EZ_Sch_1 | No | DHW_EZ_Sch_1 | 0 | 0 | 0 | No | No | No | No | No | 1159.018 | Misc_Elec_EZ_Sch_1 | 0
SITE_01214 | 4 | USA_WA_Seattle-King.County.Intl.AP-Boeing.Field.727935_TMY3 | 0 | 927 | 0.81486 | 8 | 1 | 4-12 (Low-Moderate Slope) | Overall Effective R-Value | 0 | 4.3012 | Ceiling Overall Effective R-Value (Assumes Uninsulated Roof) | 0 | 6.4895 | Yes | Foundation Type with Effective R-Values | 0 | Heated Basement | 999 | 0 | 0 | 0 | 2.494 | Yes | 0.58583 | 0.66897 | No | 0.13793 | 0.27227 | 0.49711 | 0.19652 | 5.5188 | Nat. Gas Furnace with No CAC | Manual | kW | 15 |  |  | Electric | kW | 15 | 35 | -30 | 0 | 0.921 | 0.091605 | 0.39253 | 0.01 | 0.78506 | Heat_EZ_Sch_2 | Cool_EZ_Sch_1 | No | DHW_EZ_Sch_1 | 0 | 0 | 0 | No | No | No | No | No | 934.5397 | Misc_Elec_EZ_Sch_1 | 0
SITE_01216 | 4 | USA_OR_Portland-Hillsboro.AP.726986_TMY3 | 0 | 1076.5 | 2.3666 | 8 | 1 | 4-12 (Low-Moderate Slope) | Overall Effective R-Value | 0 | 16.3106 | Ceiling Overall Effective R-Value (Assumes Uninsulated Roof) | 0 | 51.3042 | Yes | Foundation Type with Effective R-Values | 0 | Vented Crawlspace | 18.903 | 0 | 0 | 0 | 2.6233 | Yes | 0.51152 | 0.53388 | No | 0.034678 | 0.04901 | 0.17195 | 0.23538 | 4.0842 | Nat. Gas Furnace with No CAC | Manual | kW | 15 |  |  | Electric | kW | 15 | 35 | -30 | 0 | 0.95 | 0.091605 | 2.2404 | 0.01 | 1.424 | Heat_EZ_Sch_2 | Cool_EZ_Sch_1 | No | DHW_EZ_Sch_1 | 0 | 0 | 0 | No | No | No | No | No | 726.4464 | Misc_Elec_EZ_Sch_1 | 0
SITE_01217 | 4 | USA_WA_Seattle-King.County.Intl.AP-Boeing.Field.727935_TMY3 | 0 | 1672 | 0.9923 | 8 | 1 | 4-12 (Low-Moderate Slope) | Overall Effective R-Value | 0 | 14.9998 | Ceiling Overall Effective R-Value (Assumes Uninsulated Roof) | 0 | 32.5175 | Yes | Foundation Type with Effective R-Values | 0 | Vented Crawlspace | 26.0716 | 0 | 0 | 0 | 2.0929 | Yes | 0.54247 | 0.54272 | No | 0.073295 | 0.2779 | 0.17945 | 0.17175 | 9.356 | Nat. Gas Furnace with No CAC | Manual | kW | 15 |  |  | Electric | kW | 15 | 35 | -30 | 0 | 0.8 | 0.091605 | 3.2941 | 0.01 | 6.5882 | Heat_EZ_Sch_2 | Cool_EZ_Sch_1 | No | DHW_EZ_Sch_1 | 0 | 0 | 0 | No | No | No | No | No | 987.826 | Misc_Elec_EZ_Sch_1 | 0
SITE_01218 | 4 | USA_MT_Cut.Bank.Intl.AP.727690_TMY3 | 0 | 1620 | 1.0044 | 8 | 1 | 4-12 (Low-Moderate Slope) | Overall Effective R-Value | 0 | 16.3106 | Ceiling Overall Effective R-Value (Assumes Uninsulated Roof) | 0 | 20.3273 | Yes | Foundation Type with Effective R-Values | 0 | Vented Crawlspace | 21.6577 | 0 | 0 | 0 | 2.1115 | Yes | 0.48077 | 0.49917 | No | 0.16109 | 0.0010736 | 0.27554 | 0.22997 | 2.8852 | Electric Furnace with No CAC | Manual | kW | 15 |  |  | Electric | kW | 15 | 35 | -30 | 0 |  | 0.12716 | 10.8288 | 0.01 | 100 | Heat_EZ_Sch_1 | Cool_EZ_Sch_1 | No | DHW_EZ_Sch_1 | 0 | 0 | 0 | No | No | No | No | No | 624.1349 | Misc_Elec_EZ_Sch_1 | 0
SITE_01219 | 4 | USA_MT_Cut.Bank.Intl.AP.727690_TMY3 | 0 | 1908 | 1.0269 | 8 | 1 | 4-12 (Low-Moderate Slope) | Overall Effective R-Value | 0 | 13.903 | Ceiling Overall Effective R-Value (Assumes Uninsulated Roof) | 0 | 20.0213 | Yes | Foundation Type with Effective R-Values | 0 | Vented Crawlspace | 23.5886 | 0 | 0 | 0 | 2.0929 | Yes | 0.49222 | 0.49917 | No | 0.32664 | 0.29049 | 0.098558 | 0.069782 | 2.2591 | Single Speed ASHP (8.5 HSPF 15 SEER) | Manual | ton | 2.9333 | ton | 2.9333 | Electric | kW | 15 | 35 | -30 | 0 |  | 0.12716 | 11.7943 | 0.01 | 100 | Heat_EZ_Sch_1 | Cool_EZ_Sch_1 | No | DHW_EZ_Sch_1 | 0 | 0 | 0 | No | No | No | No | No | 623.3072 | Misc_Elec_EZ_Sch_1 | 0
SITE_01220 | 4 | USA_MT_Cut.Bank.Intl.AP.727690_TMY3 | 0 | 924 | 0.91802 | 8 | 1 | 4-12 (Low-Moderate Slope) | Overall Effective R-Value | 0 | 11.516 | Ceiling Overall Effective R-Value (Assumes Uninsulated Roof) | 0 | 10.5746 | Yes | Foundation Type with Effective R-Values | 0 | Vented Crawlspace | 11.3147 | 0 | 0 | 0 | 2.0929 | Yes | 1.0357 | 0.74332 | No | 0.037329 | 0.13472 | 0.072791 | 0.31925 | 10.1833 | Resistance Wall Heat with No AC | Manual | kW | 15 |  |  | Electric | kW | 15 | 35 | -30 | 0 |  | 0.17053 | 5.6574 | 0.01 | 100 | Heat_EZ_Sch_1 | Cool_EZ_Sch_1 | No | DHW_EZ_Sch_1 | 0 | 0 | 0 | No | No | No | No | No | 434.075 | Misc_Elec_EZ_Sch_1 | 0
SITE_01221 | 4 | USA_MT_Cut.Bank.Intl.AP.727690_TMY3 | 0 | 880 | 1.0625 | 8 | 1 | 4-12 (Low-Moderate Slope) | Overall Effective R-Value | 0 | 10.4336 | Ceiling Overall Effective R-Value (Assumes Uninsulated Roof) | 0 | 19.5962 | Yes | Foundation Type with Effective R-Values | 0 | Vented Crawlspace | 23.5455 | 0 | 0 | 0 | 2.0929 | Yes | 0.48 | 0.49917 | No | 0.026219 | 0.28521 | 0.073479 | 0.013495 | 11.7328 | Electric Furnace with No CAC | Manual | kW | 15 |  |  | Electric | kW | 15 | 35 | -30 | 0 |  | 0.12716 | 11.7728 | 0.01 | 100 | Heat_EZ_Sch_1 | Cool_EZ_Sch_1 | No | DHW_EZ_Sch_1 | 0 | 0 | 0 | No | No | No | No | No | 1031.7785 | Misc_Elec_EZ_Sch_1 | 0
SITE_01222 | 4 | USA_WA_Hoquiam-Bowerman.AP.727923_TMY3 | 0 | 904 | 1.177 | 8 | 1 | 4-12 (Low-Moderate Slope) | Overall Effective R-Value | 0 | 11.9815 | Ceiling Overall Effective R-Value (Assumes Uninsulated Roof) | 0 | 24.0342 | Yes | Foundation Type with Effective R-Values | 0 | Vented Crawlspace | 21.6577 | 0 | 0 | 0 | 2.0929 | Yes | 0.48 | 0.49917 | No | 0.16013 | 0.00035323 | 0.095371 | 0.040032 | 1.8939 | Electric Furnace with No CAC | Manual | kW | 10 |  |  | Electric | kW | 15 | 35 | -30 | 0 |  | 0.12716 | 10.8288 | 0.01 | 100 | Heat_EZ_Sch_1 | Cool_EZ_Sch_1 | No | DHW_EZ_Sch_1 | 0 | 0 | 0 | No | No | No | No | No | 381.9936 | Misc_Elec_EZ_Sch_1 | 0
SITE_01223 | 4 | USA_WA_Port.Angeles-Fairchild.Intl.AP.727885_TMY3 | 0 | 1566 | 1.0863 | 8 | 1 | 4-12 (Low-Moderate Slope) | Overall Effective R-Value | 0 | 17.5367 | Ceiling Overall Effective R-Value (Assumes Uninsulated Roof) | 0 | 24.0342 | Yes | Foundation Type with Effective R-Values | 0 | Vented Crawlspace | 23.5886 | 0 | 0 | 0 | 2.0929 | Yes | 0.48863 | 0.49917 | No | 0.16231 | 0.18479 | 0.19049 | 0.069278 | 3.3275 | Electric Furnace with No CAC | Manual | kW | 15 |  |  | Electric | kW | 15 | 35 | -30 | 0 |  | 0.12716 | 11.7943 | 0.01 | 100 | Heat_EZ_Sch_1 | Cool_EZ_Sch_1 | No | DHW_EZ_Sch_1 | 0 | 0 | 0 | No | No | No | No | No | 697.8484 | Misc_Elec_EZ_Sch_1 | 0
SITE_01224 | 4 | USA_WA_Renton.Muni.AP.727934_TMY3 | 0 | 2419 | 1.2561 | 8 | 1 | 4-12 (Low-Moderate Slope) | Overall Effective R-Value | 0 | 16.3106 | Ceiling Overall Effective R-Value (Assumes Uninsulated Roof) | 0 | 15.7355 | Yes | Foundation Type with Effective R-Values | 0 | Vented Crawlspace | 11.7684 | 0 | 0 | 0 | 2.0929 | Yes | 0.74816 | 0.7528 | No | 0.11891 | 0.30534 | 0.10733 | 0.16555 | 4.5679 | Electric Furnace with No CAC | Manual | kW | 15 |  |  | Electric | kW | 15 | 35 | -30 | 0 |  | 0.17053 | 5.8842 | 0.01 | 100 | Heat_EZ_Sch_1 | Cool_EZ_Sch_1 | No | DHW_EZ_Sch_1 | 0 | 0 | 0 | No | No | No | No | No | 592.6801 | Misc_Elec_EZ_Sch_1 | 0
SITE_01225 | 4 | USA_WA_Toledo-South.Lewis.County.AP-Carlson.Meml.Field.727926_TMY3 | 0 | 845 | 0.96257 | 8 | 1 | 4-12 (Low-Moderate Slope) | Overall Effective R-Value | 0 | 9.469 | Ceiling Overall Effective R-Value (Assumes Uninsulated Roof) | 0 | 11.2891 | Yes | Foundation Type with Effective R-Values | 0 | Vented Crawlspace | 9.3485 | 0 | 0 | 0 | 2.0929 | Yes | 0.76903 | 0.75269 | No | 0.055655 | 0.00044673 | 0.12763 | 0.21108 | 7.3614 | Electric Furnace with No CAC | Manual | kW | 15 |  |  | Electric | kW | 15 | 35 | -30 | 0 |  | 0.17053 | 4.6742 | 0.01 | 100 | Heat_EZ_Sch_1 | Cool_EZ_Sch_1 | No | DHW_EZ_Sch_1 | 0 | 0 | 0 | No | No | No | No | No | 531.252 | Misc_Elec_EZ_Sch_1 | 0
SITE_01226 | 4 | USA_WA_Hoquiam-Bowerman.AP.727923_TMY3 | 0 | 1836 | 0.92497 | 8 | 1 | 4-12 (Low-Moderate Slope) | Overall Effective R-Value | 0 | 10.4336 | Ceiling Overall Effective R-Value (Assumes Uninsulated Roof) | 0 | 11.2891 | Yes | Foundation Type with Effective R-Values | 0 | Vented Crawlspace | 11.3712 | 0 | 0 | 0 | 2.0929 | Yes | 0.75 | 0.7528 | No | 0.18628 | 0.21122 | 0.052893 | 0.14258 | 6.073 | Electric Furnace with No CAC | Manual | kW | 15 |  |  | Electric | kW | 15 | 35 | -30 | 0 |  | 0.17053 | 5.6856 | 0.01 | 100 | Heat_EZ_Sch_1 | Cool_EZ_Sch_1 | No | DHW_EZ_Sch_1 | 0 | 0 | 0 | No | No | No | No | No | 597.3097 | Misc_Elec_EZ_Sch_1 | 0
SITE_01227 | 4 | USA_OR_Portland-Hillsboro.AP.726986_TMY3 | 0 | 824 | 0.90413 | 8 | 1 | 4-12 (Low-Moderate Slope) | Overall Effective R-Value | 0 | 7.1939 | Ceiling Overall Effective R-Value (Assumes Uninsulated Roof) | 0 | 8.0481 | Yes | Foundation Type with Effective R-Values | 0 | Vented Crawlspace | 9.3223 | 0 | 0 | 0 | 2.0929 | Yes | 0.55 | 0.56493 | No | 0.21366 | 0.236 | 0.026189 | 0.084821 | 14.3306 | Electric Furnace with No CAC | Manual | kW | 15 |  |  | Electric | kW | 15 | 35 | -30 | 0 |  | 0.17053 | 4.6611 | 0.01 | 100 | Heat_EZ_Sch_1 | Cool_EZ_Sch_1 | No | DHW_EZ_Sch_1 | 0 | 0 | 0 | No | No | No | No | No | 362.6698 | Misc_Elec_EZ_Sch_1 | 0
SITE_01228 | 4 | USA_OR_Portland-Hillsboro.AP.726986_TMY3 | 0 | 924 | 0.9375 | 8 | 1 | 4-12 (Low-Moderate Slope) | Overall Effective R-Value | 0 | 9.3685 | Ceiling Overall Effective R-Value (Assumes Uninsulated Roof) | 0 | 8.0481 | Yes | Foundation Type with Effective R-Values | 0 | Vented Crawlspace | 7.7391 | 0 | 0 | 0 | 2.0929 | Yes | 0.55 | 0.56493 | No | 0.08529 | 0.00043863 | 0.11054 | 0.071278 | 10.8248 | Single Speed ASHP (8.5 HSPF 15 SEER) | Manual | ton | 2 | ton | 2 | Electric | kW | 15 | 35 | -30 | 0 |  | 0.17053 | 3.8695 | 0.01 | 100 | Heat_EZ_Sch_1 | Cool_EZ_Sch_1 | No | DHW_EZ_Sch_1 | 0 | 0 | 0 | No | No | No | No | No | 622.997 | Misc_Elec_EZ_Sch_1 | 0
SITE_01229 | 4 | USA_OR_Salem.Muni.AP-McNary.Field.726940_TMY3 | 0 | 1344 | 0.94922 | 8 | 1 | 4-12 (Low-Moderate Slope) | Overall Effective R-Value | 0 | 16.9014 | Ceiling Overall Effective R-Value (Assumes Uninsulated Roof) | 0 | 11.2891 | Yes | Foundation Type with Effective R-Values | 0 | Vented Crawlspace | 11.3712 | 0 | 0 | 0 | 2.0929 | Yes | 0.74087 | 0.7528 | No | 0.19253 | 0.099385 | 0.0097534 | 0.33963 | 5.763 | Single Speed ASHP (8.5 HSPF 15 SEER) | Manual | ton | 2.4167 | ton | 2.4167 | Electric | kW | 15 | 35 | -30 | 0 |  | 0.17053 | 5.6856 | 0.01 | 100 | Heat_EZ_Sch_1 | Cool_EZ_Sch_1 | No | DHW_EZ_Sch_1 | 0 | 0 | 0 | No | No | No | No | No | 564.5383 | Misc_Elec_EZ_Sch_1 | 0
SITE_01238 | 4 | USA_OR_Pendleton-Eastern.Oregon.Rgnl.AP.726880_TMY3 | 0 | 984 | -0.032393 | 8 | 1 | 4-12 (Low-Moderate Slope) | Overall Effective R-Value | 0 | 11.6926 | Ceiling Overall Effective R-Value (Assumes Uninsulated Roof) | 0 | 22.0452 | Yes | Foundation Type with Effective R-Values | 0 | Heated Basement | 999 | 0 | 0 | 0 | 999 | Yes | 0.52699 | 0.61008 | No | -5.4658 | -6.589 | -0.012301 | -0.012301 | 4.1433 | Single Speed ASHP (8.5 HSPF 15 SEER) | Manual | ton | 1.95 | ton | 1.95 | Electric | kW | 15 | 35 | -30 | 0 |  | 0.091605 | 0.52133 | 0.01 | 1.0427 | Heat_EZ_Sch_1 | Cool_EZ_Sch_1 | No | DHW_EZ_Sch_1 | 0 | 0 | 0 | No | No | No | No | No | 711.997 | Misc_Elec_EZ_Sch_1 | 0
SITE_01244 | 4 | USA_WA_Port.Angeles-Fairchild.Intl.AP.727885_TMY3 | 0 | 1312 | 0.93845 | 8 | 1 | 4-12 (Low-Moderate Slope) | Overall Effective R-Value | 0 | 23.3326 | Ceiling Overall Effective R-Value (Assumes Uninsulated Roof) | 0 | 16.4183 | Yes | Foundation Type with Effective R-Values | 0 | Vented Crawlspace | 21.4886 | 0 | 0 | 0 | 8.3252 | Yes | 0.52699 | 0.59698 | No | 0.11767 | 0.34304 | 0.00036773 | 0.00036773 | 7.837 | Resistance Wall Heat with No AC | Manual | kW | 10 |  |  | Electric | kW | 15 | 35 | -30 | 0 |  | 0.091605 | 0.52133 | 0.01 | 1.0427 | Heat_EZ_Sch_1 | Cool_EZ_Sch_1 | No | DHW_EZ_Sch_1 | 0 | 0 | 0 | No | No | No | No | No | 744.9503 | Misc_Elec_EZ_Sch_1 | 0
SITE_01254 | 4 | USA_OR_Portland-Hillsboro.AP.726986_TMY3 | 0 | 975 | 0.91923 | 8 | 1 | 4-12 (Low-Moderate Slope) | Overall Effective R-Value | 0 | 11.1869 | Ceiling Overall Effective R-Value (Assumes Uninsulated Roof) | 0 | 3.5 | Yes | Foundation Type with Effective R-Values | 0 | Vented Crawlspace | 26.0716 | 0 | 0 | 0 | 2.0929 | Yes | 0.52699 | 0.59698 | No | 0.18995 | 0.06605 | 0.23748 | 0.018524 | 11.3459 | Resistance Wall Heat with No AC | Manual | kW | 15 |  |  | Electric | kW | 15 | 35 | -30 | 0 |  | 0.091605 | 0.52133 | 0.01 | 1.0427 | Heat_EZ_Sch_1 | Cool_EZ_Sch_1 | No | DHW_EZ_Sch_1 | 0 | 0 | 0 | No | No | No | No | No | 621.3449 | Misc_Elec_EZ_Sch_1 | 0
SITE_01272 | 4 | USA_OR_Portland-Hillsboro.AP.726986_TMY3 | 0 | 1370 | 0.95 | 8 | 1 | 4-12 (Low-Moderate Slope) | Overall Effective R-Value | 0 | 7.1939 | Ceiling Overall Effective R-Value (Assumes Uninsulated Roof) | 0 | 3.5 | Yes | Foundation Type with Effective R-Values | 0 | Vented Crawlspace | 4.707 | 0 | 0 | 0 | 2.0929 | Yes | 0.52699 | 0.59698 | No | 0.2521 | 0.31836 | 0.00035549 | 0.00035549 | 7.8966 | Ductless Heat Pump (10 HSPF 22 SEER) | Manual | ton | 1 | ton | 1 | Electric | kW | 15 | 35 | -30 | 0 |  | 0.091605 | 0.52133 | 0.01 | 1.0427 | Heat_EZ_Sch_1 | Cool_EZ_Sch_1 | No | DHW_EZ_Sch_1 | 0 | 0 | 0 | No | No | No | No | No | 738.0252 | Misc_Elec_EZ_Sch_1 | 0
SITE_01278 | 4 | USA_WA_Oak.Harbor-NAS.Whidbey.Island-Ault.Field.720749_TMY3 | 0 | 1472 | 0.9375 | 8 | 1 | 4-12 (Low-Moderate Slope) | Overall Effective R-Value | 0 | 11.6902 | Ceiling Overall Effective R-Value (Assumes Uninsulated Roof) | 0 | 11.2891 | Yes | Foundation Type with Effective R-Values | 0 | Vented Crawlspace | 11.3712 | 0 | 0 | 0 | 2.0929 | Yes | 0.73766 | 0.7528 | No | 0.062581 | 0.10107 | 0.19404 | 0.24428 | 12.3802 | Electric Furnace with No CAC | Manual | kW | 15 |  |  | Electric | kW | 15 | 35 | -30 | 0 |  | 0.17053 | 5.6856 | 0.01 | 100 | Heat_EZ_Sch_1 | Cool_EZ_Sch_1 | No | DHW_EZ_Sch_1 | 0 | 0 | 0 | No | No | No | No | No | 646.7066 | Misc_Elec_EZ_Sch_1 | 0
SITE_01294 | 4 | USA_WA_Pullman-Moscow.Rgnl.AP.727857_TMY3 | 0 | 1381 | 1.1068 | 8 | 1 | 4-12 (Low-Moderate Slope) | Overall Effective R-Value | 0 | 16.3096 | Ceiling Overall Effective R-Value (Assumes Uninsulated Roof) | 0 | 21.8459 | Yes | Foundation Type with Effective R-Values | 0 | Vented Crawlspace | 18.1327 | 0 | 0 | 0 | 2.3972 | Yes | 0.51152 | 0.54897 | No | 0.00030391 | 0.11261 | 0.070996 | 0.23418 | 8.0966 | Nat. Gas Furnace with No CAC | Manual | kW | 15 |  |  | Electric | kW | 15 | 35 | -30 | 0 | 0.8 | 0.091605 | 2.2404 | 0.01 | 1.424 | Heat_EZ_Sch_2 | Cool_EZ_Sch_1 | No | DHW_EZ_Sch_1 | 0 | 0 | 0 | No | No | No | No | No | 864.1813 | Misc_Elec_EZ_Sch_1 | 0
SITE_01295 | 4 | USA_OR_Pendleton-Eastern.Oregon.Rgnl.AP.726880_TMY3 | 0 | 1332 | 1.0199 | 8 | 1 | 4-12 (Low-Moderate Slope) | Overall Effective R-Value | 0 | 12.6442 | Ceiling Overall Effective R-Value (Assumes Uninsulated Roof) | 0 | 24.1446 | Yes | Foundation Type with Effective R-Values | 0 | Vented Crawlspace | 18.1327 | 2.6329 | 2.6329 | 0 | 2.1708 | Yes | 0.52699 | 0.53726 | No | 0.020149 | 0.00033582 | 0.38892 | 0.18514 | 9.6174 | Single Speed ASHP (8.5 HSPF 15 SEER) | Manual | ton | 2.5 | ton | 2.5 | Electric | kW | 15 | 35 | -30 | 0 |  | 0.091605 | 0.39253 | 0.01 | 0.78506 | Heat_EZ_Sch_1 | Cool_EZ_Sch_1 | No | DHW_EZ_Sch_1 | 0 | 0 | 0 | No | No | No | No | No | 554.3702 | Misc_Elec_EZ_Sch_1 | 0
SITE_01296 | 4 | USA_WA_Pullman-Moscow.Rgnl.AP.727857_TMY3 | 0 | 1884 | 0.98593 | 8 | 1 | 4-12 (Low-Moderate Slope) | Overall Effective R-Value | 0 | 11.0335 | Ceiling Overall Effective R-Value (Assumes Uninsulated Roof) | 0 | 40.1761 | Yes | Foundation Type with Effective R-Values | 0 | Vented Crawlspace | 25.1702 | 2.6329 | 2.6329 | 0 | 2.4473 | Yes | 0.51775 | 0.66734 | No | 0.092111 | 0.26797 | 0.013793 | 0.015579 | 6.3759 | Resistance Wall Heat with No AC | Manual | kW | 15 |  |  | Electric | kW | 15 | 35 | -30 | 0 |  | 0.091605 | 0.52133 | 0.01 | 1.0427 | Heat_EZ_Sch_1 | Cool_EZ_Sch_1 | No | DHW_EZ_Sch_1 | 0 | 0 | 0 | No | No | No | No | No | 763.1544 | Misc_Elec_EZ_Sch_1 | 0
SITE_01297 | 4 | USA_OR_Pendleton-Eastern.Oregon.Rgnl.AP.726880_TMY3 | 0 | 1599 | 0.93754 | 8 | 1 | 4-12 (Low-Moderate Slope) | Overall Effective R-Value | 0 | 11.6926 | Ceiling Overall Effective R-Value (Assumes Uninsulated Roof) | 0 | 12.3184 | Yes | Foundation Type with Effective R-Values | 0 | Vented Crawlspace | 18.1327 | 0 | 0 | 0 | 2.0929 | Yes | 0.82757 | 0.62805 | No | 0.24652 | 0.26273 | 0.2133 | 0.094262 | 10.0838 | Nat. Gas Furnace with No CAC | Manual | kW | 15 |  |  | Electric | kW | 15 | 35 | -30 | 0 | 0.85766 | 0.091605 | 0.39253 | 0.01 | 0.78506 | Heat_EZ_Sch_2 | Cool_EZ_Sch_1 | No | DHW_EZ_Sch_1 | 0 | 0 | 0 | No | No | No | No | No | 567.2114 | Misc_Elec_EZ_Sch_1 | 0
SITE_01298 | 4 | USA_WA_Port.Angeles-Fairchild.Intl.AP.727885_TMY3 | 0 | 1408 | 1.2766 | 8 | 1 | 4-12 (Low-Moderate Slope) | Overall Effective R-Value | 0 | 16.172 | Ceiling Overall Effective R-Value (Assumes Uninsulated Roof) | 0 | 40.1761 | Yes | Foundation Type with Effective R-Values | 0 | Slab | 999 | 2.6329 | 2.6329 | 0 | 999 | Yes | 0.51905 | 0.62886 | No | 0.028341 | 0.036695 | 0.22073 | 0.10148 | 0.5686 | Resistance Wall Heat with No AC | Manual | kW | 10 |  |  | Electric | kW | 15 | 35 | -30 | 0 |  | 0.091605 | 0.52133 | 0.01 | 1.0427 | Heat_EZ_Sch_1 | Cool_EZ_Sch_1 | No | DHW_EZ_Sch_1 | 0 | 0 | 0 | No | No | No | No | No | 381.4169 | Misc_Elec_EZ_Sch_1 | 0
SITE_01300 | 4 | USA_OR_Aurora.State.AP-Lematta.Field.726959_TMY3 | 0 | 715 | 2.6173 | 8 | 1 | 4-12 (Low-Moderate Slope) | Overall Effective R-Value | 0 | 17.5367 | Ceiling Overall Effective R-Value (Assumes Uninsulated Roof) | 0 | 40.1761 | Yes | Foundation Type with Effective R-Values | 0 | Vented Crawlspace | 22.9825 | 0 | 0 | 0 | 9.3236 | Yes | 0.51152 | 0.69877 | No | 0.047927 | 0.095853 | 0.00017861 | 0.21074 | 3.5706 | Electric Furnace with No CAC | Manual | kW | 15 |  |  | Electric | kW | 15 | 35 | -30 | 0 |  | 0.091605 | 0.39253 | 0.01 | 0.78506 | Heat_EZ_Sch_1 | Cool_EZ_Sch_1 | No | DHW_EZ_Sch_1 | 0 | 0 | 0 | No | No | No | No | No | 660.3966 | Misc_Elec_EZ_Sch_1 | 0
SITE_01301 | 4 | USA_OR_Portland-Hillsboro.AP.726986_TMY3 | 0 | 792 | 1.75 | 8 | 1 | 4-12 (Low-Moderate Slope) | Overall Effective R-Value | 0 | 14.586 | Ceiling Overall Effective R-Value (Assumes Uninsulated Roof) | 0 | 3.5 | Yes | Foundation Type with Effective R-Values | 0 | Vented Crawlspace | 16.199 | 0 | 0 | 0 | 2.0929 | Yes | 0.84536 | 0.62303 | No | 0.24636 | 0.09917 | 0.036803 | 0.10199 | 7.1001 | Ductless Heat Pump (10 HSPF 22 SEER) | Manual | ton | 1.5833 | ton | 1.5833 | Electric | kW | 15 | 35 | -30 | 0 |  | 0.091605 | 0.52133 | 0.01 | 1.0427 | Heat_EZ_Sch_1 | Cool_EZ_Sch_1 | No | DHW_EZ_Sch_1 | 0 | 0 | 0 | No | No | No | No | No | 617.2574 | Misc_Elec_EZ_Sch_1 | 0
SITE_01302 | 4 | USA_OR_Portland-Hillsboro.AP.726986_TMY3 | 0 | 846 | 0.94504 | 8 | 1 | 4-12 (Low-Moderate Slope) | Overall Effective R-Value | 0 | 11.6268 | Ceiling Overall Effective R-Value (Assumes Uninsulated Roof) | 0 | 34.6072 | Yes | Foundation Type with Effective R-Values | 0 | Vented Crawlspace | 18.1327 | 0 | 0 | 0 | 2.0929 | Yes | 0.52699 | 0.69994 | No | 0.00045475 | 0.00045475 | 0.19049 | 0.22864 | 8.9877 | Resistance Wall Heat with No AC | Manual | kW | 10 |  |  | Electric | kW | 15 | 35 | -30 | 0 |  | 0.091605 | 0.52133 | 0.01 | 1.0427 | Heat_EZ_Sch_1 | Cool_EZ_Sch_1 | No | DHW_EZ_Sch_1 | 0 | 0 | 0 | No | No | No | No | No | 755.8772 | Misc_Elec_EZ_Sch_1 | 0
SITE_01303 | 4 | USA_OR_Salem.Muni.AP-McNary.Field.726940_TMY3 | 0 | 1326 | 1.01 | 8 | 1 | 4-12 (Low-Moderate Slope) | Overall Effective R-Value | 0 | 11.3052 | Ceiling Overall Effective R-Value (Assumes Uninsulated Roof) | 0 | 24.0342 | Yes | Foundation Type with Effective R-Values | 0 | Vented Crawlspace | 23.5886 | 0 | 0 | 0 | 2.0929 | Yes | 0.6826 | 0.68949 | No | 0.030589 | 0.00033988 | 0.13878 | 0.15294 | 6.728 | Electric Furnace with No CAC | Manual | kW | 15 |  |  | Electric | kW | 15 | 35 | -30 | 0 |  | 0.12716 | 11.7943 | 0.01 | 100 | Heat_EZ_Sch_1 | Cool_EZ_Sch_1 | No | DHW_EZ_Sch_1 | 0 | 0 | 0 | No | No | No | No | No | 661.3641 | Misc_Elec_EZ_Sch_1 | 0
SITE_01304 | 4 | USA_OR_Portland-Hillsboro.AP.726986_TMY3 | 0 | 796 | 0.9375 | 8 | 1 | 4-12 (Low-Moderate Slope) | Overall Effective R-Value | 0 | 14.5101 | Ceiling Overall Effective R-Value (Assumes Uninsulated Roof) | 0 | 34.6072 | Yes | Foundation Type with Effective R-Values | 0 | Vented Crawlspace | 20.258 | 0 | 0 | 0 | 2.0929 | Yes | 0.82628 | 0.54897 | No | 0.033643 | 0.10446 | 0.032206 | 0.23472 | 9.2337 | Resistance Wall Heat with No AC | Manual | kW | 10 |  |  | Electric | kW | 15 | 35 | -30 | 0 |  | 0.091605 | 0.52133 | 0.01 | 1.0427 | Heat_EZ_Sch_1 | Cool_EZ_Sch_1 | No | DHW_EZ_Sch_1 | 0 | 0 | 0 | No | No | No | No | No | 597.212 | Misc_Elec_EZ_Sch_1 | 0
SITE_01305 | 4 | USA_OR_Portland-Hillsboro.AP.726986_TMY3 | 0 | 1463 | 1.2101 | 8 | 1 | 4-12 (Low-Moderate Slope) | Overall Effective R-Value | 0 | 11.6926 | Ceiling Overall Effective R-Value (Assumes Uninsulated Roof) | 0 | 21.9764 | Yes | Foundation Type with Effective R-Values | 0 | Vented Crawlspace | 24.6253 | 0 | 0 | 0 | 2.0929 | Yes | 0.52699 | 0.55503 | No | 0.13075 | 0.13111 | 0.076668 | 0.050731 | 8.0482 | Resistance Wall Heat with No AC | Manual | kW | 15 |  |  | Electric | kW | 15 | 35 | -30 | 0 |  | 0.091605 | 0.52133 | 0.01 | 1.0427 | Heat_EZ_Sch_1 | Cool_EZ_Sch_1 | No | DHW_EZ_Sch_1 | 0 | 0 | 0 | No | No | No | No | No | 746.7545 | Misc_Elec_EZ_Sch_1 | 0
SITE_01307 | 4 | USA_OR_North.Bend-Southwest.Oregon.Rgnl.AP.726917_TMY3 | 0 | 820 | 2.1029 | 8 | 1 | 4-12 (Low-Moderate Slope) | Overall Effective R-Value | 0 | 11.41 | Ceiling Overall Effective R-Value (Assumes Uninsulated Roof) | 0 | 27.5634 | Yes | Foundation Type with Effective R-Values | 0 | Slab | 15.3273 | 2.6329 | 2.6329 | 0 | 999 | Yes | 0.66568 | 0.58046 | No | 0.12968 | 0.2117 | 0.034308 | 0.073662 | 7.1385 | Resistance Wall Heat with No AC | Manual | kW | 15 |  |  | Electric | kW | 15 | 35 | -30 | 0 |  | 0.091605 | 0.52133 | 0.01 | 1.0427 | Heat_EZ_Sch_1 | Cool_EZ_Sch_1 | No | DHW_EZ_Sch_1 | 0 | 0 | 0 | No | No | No | No | No | 511.9877 | Misc_Elec_EZ_Sch_1 | 0
SITE_01308 | 4 | USA_OR_Portland-Hillsboro.AP.726986_TMY3 | 0 | 1281 | 1.5332 | 8 | 1 | 4-12 (Low-Moderate Slope) | Overall Effective R-Value | 0 | 16.2817 | Ceiling Overall Effective R-Value (Assumes Uninsulated Roof) | 0 | 34.6072 | Yes | Foundation Type with Effective R-Values | 0 | Vented Crawlspace | 15.2272 | 0 | 0 | 0 | 2.0929 | Yes | 0.52699 | 0.53026 | No | 0.18652 | 0.093522 | 0.029582 | 0.20432 | 6.8852 | Electric Furnace with No CAC | Manual | kW | 15 |  |  | Electric | kW | 15 | 35 | -30 | 0 |  | 0.091605 | 2.2404 | 0.01 | 1.424 | Heat_EZ_Sch_1 | Cool_EZ_Sch_1 | No | DHW_EZ_Sch_1 | 0 | 0 | 0 | No | No | No | No | No | 802.9452 | Misc_Elec_EZ_Sch_1 | 0
SITE_01309 | 4 | USA_OR_Portland-Hillsboro.AP.726986_TMY3 | 0 | 1547 | 1.5873 | 8 | 1 | 4-12 (Low-Moderate Slope) | Overall Effective R-Value | 0 | 16.285 | Ceiling Overall Effective R-Value (Assumes Uninsulated Roof) | 0 | 25.1199 | Yes | Foundation Type with Effective R-Values | 0 | Vented Crawlspace | 29.652 | 0 | 0 | 0 | 2.0929 | Yes | 0.51152 | 0.59912 | No | 0.19522 | 0.13703 | 0.11187 | 0.050619 | 4.1293 | Nat. Gas Furnace with No CAC | Manual | kW | 15 |  |  | Electric | kW | 15 | 35 | -30 | 0 | 0.9464 | 0.091605 | 2.2404 | 0.01 | 1.424 | Heat_EZ_Sch_2 | Cool_EZ_Sch_1 | No | DHW_EZ_Sch_1 | 0 | 0 | 0 | No | No | No | No | No | 814.6764 | Misc_Elec_EZ_Sch_1 | 0
SITE_01311 | 4 | USA_OR_Portland-Hillsboro.AP.726986_TMY3 | 0 | 2041 | 0.87604 | 8 | 1 | 4-12 (Low-Moderate Slope) | Overall Effective R-Value | 0 | 16.3106 | Ceiling Overall Effective R-Value (Assumes Uninsulated Roof) | 0 | 16.9554 | Yes | Foundation Type with Effective R-Values | 0 | Heated Basement | 20.258 | 2.6329 | 2.6329 | 0 | 9.9588 | Yes | 0.54901 | 0.5372 | No | 0.05576 | 0.22782 | 0.43642 | 0.24677 | 2.8927 | Single Speed ASHP (8.5 HSPF 15 SEER) | Manual | ton | 2.1667 | ton | 2.1667 | Electric | kW | 15 | 35 | -30 | 0 |  | 0.091605 | 2 | 0.01 | 4 | Heat_EZ_Sch_1 | Cool_EZ_Sch_1 | No | DHW_EZ_Sch_1 | 0 | 0 | 0 | No | No | No | No | No | 958.5997 | Misc_Elec_EZ_Sch_1 | 0
SITE_01313 | 4 | USA_OR_Portland-Hillsboro.AP.726986_TMY3 | 0 | 1194 | 0.96692 | 8 | 1 | 4-12 (Low-Moderate Slope) | Overall Effective R-Value | 0 | 12.4529 | Ceiling Overall Effective R-Value (Assumes Uninsulated Roof) | 0 | 16.9039 | Yes | Foundation Type with Effective R-Values | 0 | Vented Crawlspace | 15.2272 | 0 | 0 | 0 | 2.0929 | Yes | 0.52699 | 0.52211 | No | 0.15111 | 0.42115 | 0.059185 | 0.0079502 | 9.1002 | Ductless Heat Pump (10 HSPF 22 SEER) | Manual | ton | 2 | ton | 2 | Electric | kW | 15 | 35 | -30 | 0 |  | 0.091605 | 0.52133 | 0.01 | 1.0427 | Heat_EZ_Sch_1 | Cool_EZ_Sch_1 | No | DHW_EZ_Sch_1 | 0 | 0 | 0 | No | No | No | No | No | 648.5958 | Misc_Elec_EZ_Sch_1 | 0
SITE_01314 | 4 | USA_WA_Port.Angeles-Fairchild.Intl.AP.727885_TMY3 | 0 | 1252 | 2.1397 | 8 | 1 | 4-12 (Low-Moderate Slope) | Overall Effective R-Value | 0 | 18.8559 | Ceiling Overall Effective R-Value (Assumes Uninsulated Roof) | 0 | 34.6072 | Yes | Foundation Type with Effective R-Values | 0 | Vented Crawlspace | 26.518 | 0 | 0 | 0 | 2.0929 | Yes | 0.51152 | 0.53463 | No | 0.20428 | 0.088119 | 0.068341 | 0.22405 | 4.3167 | Single Speed ASHP (8.5 HSPF 15 SEER) | Manual | ton | 2.3833 | ton | 2.3833 | Electric | kW | 15 | 35 | -30 | 0 |  | 0.091605 | 4 | 0.01 | 8 | Heat_EZ_Sch_1 | Cool_EZ_Sch_1 | No | DHW_EZ_Sch_1 | 0 | 0 | 0 | No | No | No | No | No | 624.4581 | Misc_Elec_EZ_Sch_1 | 0
SITE_01315 | 4 | USA_OR_Eugene.AP-Sweet.Field.726930_TMY3 | 0 | 812 | 0.98738 | 8 | 1 | 4-12 (Low-Moderate Slope) | Overall Effective R-Value | 0 | 11.2881 | Ceiling Overall Effective R-Value (Assumes Uninsulated Roof) | 0 | 11.5775 | Yes | Foundation Type with Effective R-Values | 0 | Vented Crawlspace | 20.258 | 0 | 0 | 0 | 2.0929 | Yes | 0.5293 | 0.52211 | No | 0.040386 | 0.039398 | 0.13344 | 0.25993 | 7.3152 | Nat. Gas Furnace with No CAC | Manual | kW | 10 |  |  | Electric | kW | 15 | 35 | -30 | 0 | 0.8 | 0.091605 | 4 | 0.01 | 8 | Heat_EZ_Sch_2 | Cool_EZ_Sch_1 | No | DHW_EZ_Sch_1 | 0 | 0 | 0 | No | No | No | No | No | 579.8599 | Misc_Elec_EZ_Sch_1 | 0
SITE_01317 | 4 | USA_OR_Portland-Hillsboro.AP.726986_TMY3 | 0 | 3110 | 1.0225 | 8 | 1 | 4-12 (Low-Moderate Slope) | Overall Effective R-Value | 0 | 25.44 | Ceiling Overall Effective R-Value (Assumes Uninsulated Roof) | 0 | 10.099 | Yes | Foundation Type with Effective R-Values | 0 | Vented Crawlspace | 18.1327 | 0 | 0 | 0 | 2.1708 | Yes | 1.0769 | 0.58969 | No | 0.026507 | 0.60877 | 0.5782 | 0.7144 | 6.4604 | Single Speed ASHP (8.5 HSPF 15 SEER) | Manual | ton | 4.3333 | ton | 4.3333 | Electric | kW | 15 | 35 | -30 | 0 |  | 0.091605 | 0.52133 | 0.01 | 1.0427 | Heat_EZ_Sch_1 | Cool_EZ_Sch_1 | No | DHW_EZ_Sch_1 | 0 | 0 | 0 | No | No | No | No | No | 726.9421 | Misc_Elec_EZ_Sch_1 | 0
SITE_01318 | 4 | USA_OR_Portland-Hillsboro.AP.726986_TMY3 | 0 | 1286.5 | 1.0822 | 8 | 1 | 4-12 (Low-Moderate Slope) | Overall Effective R-Value | 0 | 17.5367 | Ceiling Overall Effective R-Value (Assumes Uninsulated Roof) | 0 | 22.7406 | Yes | Foundation Type with Effective R-Values | 0 | Vented Crawlspace | 26.0716 | 0 | 0 | 0 | 2.0929 | Yes | 0.5149 | 0.54583 | No | 0.064753 | 0.24534 | 0.094406 | 0.21568 | 2.6994 | Nat. Gas Furnace with No CAC | Manual | kW | 15 |  |  | Electric | kW | 15 | 35 | -30 | 0 | 0.925 | 0.091605 | 0.52133 | 0.01 | 1.0427 | Heat_EZ_Sch_2 | Cool_EZ_Sch_1 | No | DHW_EZ_Sch_1 | 0 | 0 | 0 | No | No | No | No | No | 628.5201 | Misc_Elec_EZ_Sch_1 | 0
SITE_01319 | 4 | USA_OR_Eugene.AP-Sweet.Field.726930_TMY3 | 0 | 1894 | 0.97499 | 8 | 1 | 4-12 (Low-Moderate Slope) | Overall Effective R-Value | 0 | 10.4336 | Ceiling Overall Effective R-Value (Assumes Uninsulated Roof) | 0 | 3.5 | Yes | Foundation Type with Effective R-Values | 0 | Vented Crawlspace | 26.0716 | 0 | 0 | 0 | 2.0929 | Yes | 0.56511 | 0.61481 | No | 0.57517 | 0.12565 | 0.091344 | 0.16704 | 7.2398 | Nat. Gas Furnace with No CAC | Manual | kW | 20 |  |  | Electric | kW | 15 | 35 | -30 | 0 | 0.85766 | 0.091605 | 2.2404 | 0.01 | 1.424 | Heat_EZ_Sch_2 | Cool_EZ_Sch_1 | No | DHW_EZ_Sch_1 | 0 | 0 | 0 | No | No | No | No | No | 544.4942 | Misc_Elec_EZ_Sch_1 | 0
SITE_01320 | 4 | USA_WA_Tacoma-JB.Lewis-McChord-McChord.Field.742060_TMY3 | 0 | 1656 | 1.1265 | 8 | 1 | 4-12 (Low-Moderate Slope) | Overall Effective R-Value | 0 | 11.4145 | Ceiling Overall Effective R-Value (Assumes Uninsulated Roof) | 0 | 12.2706 | Yes | Foundation Type with Effective R-Values | 0 | Vented Crawlspace | 20.258 | 0 | 0 | 0 | 2.0929 | Yes | 0.72787 | 0.54479 | No | 0.00027267 | 0.043742 | 0.28843 | 0.37053 | 6.6795 | Resistance Wall Heat with No AC | Manual | kW | 15 |  |  | Electric | kW | 15 | 35 | -30 | 0 |  | 0.091605 | 0.52133 | 0.01 | 1.0427 | Heat_EZ_Sch_1 | Cool_EZ_Sch_1 | No | DHW_EZ_Sch_1 | 0 | 0 | 0 | No | No | No | No | No | 1017.6503 | Misc_Elec_EZ_Sch_1 | 0
SITE_01321 | 4 | USA_WA_Port.Angeles-Fairchild.Intl.AP.727885_TMY3 | 0 | 1734 | 1.0196 | 8 | 1 | 4-12 (Low-Moderate Slope) | Overall Effective R-Value | 0 | 14.5101 | Ceiling Overall Effective R-Value (Assumes Uninsulated Roof) | 0 | 29.0321 | Yes | Foundation Type with Effective R-Values | 0 | Vented Crawlspace | 26.0716 | 0 | 0 | 0 | 2.0929 | Yes | 0.51152 | 0.5327 | No | 0.11821 | 0.00029441 | 0.15753 | 0.35452 | 3.4189 | Ductless Heat Pump (10 HSPF 22 SEER) | Manual | ton | 2 | ton | 2 | Electric | kW | 15 | 35 | -30 | 0 |  | 0.091605 | 0.52133 | 0.01 | 1.0427 | Heat_EZ_Sch_1 | Cool_EZ_Sch_1 | No | DHW_EZ_Sch_1 | 0 | 0 | 0 | No | No | No | No | No | 524.5784 | Misc_Elec_EZ_Sch_1 | 0
SITE_01323 | 4 | USA_WA_Hoquiam-Bowerman.AP.727923_TMY3 | 0 | 1000.5 | 1.0725 | 8 | 1 | 4-12 (Low-Moderate Slope) | Overall Effective R-Value | 0 | 11.6408 | Ceiling Overall Effective R-Value (Assumes Uninsulated Roof) | 0 | 17.3746 | Yes | Foundation Type with Effective R-Values | 0 | Vented Crawlspace | 16.9919 | 0 | 0 | 0 | 2.0929 | Yes | 0.55081 | 0.56346 | No | 0.057857 | 0.15929 | 0.14757 | 0.15487 | 7.5464 | Resistance Wall Heat with No AC | Manual | kW | 15 |  |  | Electric | kW | 15 | 35 | -30 | 0 |  | 0.091605 | 0.52133 | 0.01 | 1.0427 | Heat_EZ_Sch_1 | Cool_EZ_Sch_1 | No | DHW_EZ_Sch_1 | 0 | 0 | 0 | No | No | No | No | No | 715.6557 | Misc_Elec_EZ_Sch_1 | 0
SITE_01324 | 4 | USA_OR_Eugene.AP-Sweet.Field.726930_TMY3 | 0 | 1320 | 1 | 8 | 1 | 4-12 (Low-Moderate Slope) | Overall Effective R-Value | 0 | 10.4336 | Ceiling Overall Effective R-Value (Assumes Uninsulated Roof) | 0 | 32.5175 | Yes | Foundation Type with Effective R-Values | 0 | Vented Crawlspace | 20.9771 | 0 | 0 | 0 | 2.0929 | Yes | 0.54747 | 0.54897 | No | 0.042242 | 0.054475 | 0.12064 | 0.12287 | 12.8315 | Nat. Gas Furnace with No CAC | Manual | kW | 15 |  |  | Electric | kW | 15 | 35 | -30 | 0 | 0.8 | 0.091605 | 2.848 | 0.01 | 5.696 | Heat_EZ_Sch_2 | Cool_EZ_Sch_1 | No | DHW_EZ_Sch_1 | 0 | 0 | 0 | No | No | No | No | No | 408.6211 | Misc_Elec_EZ_Sch_1 | 0
SITE_01325 | 4 | USA_OR_Portland-Hillsboro.AP.726986_TMY3 | 0 | 1166 | 1.44 | 8 | 1 | 4-12 (Low-Moderate Slope) | Overall Effective R-Value | 0 | 13.967 | Ceiling Overall Effective R-Value (Assumes Uninsulated Roof) | 0 | 17.3871 | Yes | Foundation Type with Effective R-Values | 0 | Vented Crawlspace | 26.0716 | 0 | 0 | 0 | 2.0929 | Yes | 0.52882 | 0.63271 | No | 0.22972 | 0.17552 | 0.066203 | 0.13724 | 7.1069 | Ductless Heat Pump (10 HSPF 22 SEER) | Manual | ton | 1.9286 | ton | 1.9286 | Electric | kW | 15 | 35 | -30 | 0 |  | 0.091605 | 0.52133 | 0.01 | 1.0427 | Heat_EZ_Sch_1 | Cool_EZ_Sch_1 | No | DHW_EZ_Sch_1 | 0 | 0 | 0 | No | No | No | No | No | 558.9799 | Misc_Elec_EZ_Sch_1 | 0
SITE_01327 | 4 | USA_OR_Eugene.AP-Sweet.Field.726930_TMY3 | 0 | 1204 | 1.3034 | 8 | 1 | 4-12 (Low-Moderate Slope) | Overall Effective R-Value | 0 | 15.2107 | Ceiling Overall Effective R-Value (Assumes Uninsulated Roof) | 0 | 3.5874 | Yes | Foundation Type with Effective R-Values | 0 | Heated Basement | 999 | 0 | 0 | 0 | 1.73 | Yes | 0.56335 | 0.55875 | No | 0.30165 | 0.25628 | 0.18338 | 0.15033 | 5.9202 | Nat. Gas Furnace with No CAC | Manual | kW | 20 |  |  | Electric | kW | 15 | 35 | -30 | 0 | 0.9696 | 0.091605 | 0.39253 | 0.01 | 0.78506 | Heat_EZ_Sch_2 | Cool_EZ_Sch_1 | No | DHW_EZ_Sch_1 | 0 | 0 | 0 | No | No | No | No | No | 674.1276 | Misc_Elec_EZ_Sch_1 | 0
SITE_01328 | 4 | USA_WA_Port.Angeles-Fairchild.Intl.AP.727885_TMY3 | 0 | 800 | 0.9375 | 8 | 1 | 4-12 (Low-Moderate Slope) | Overall Effective R-Value | 0 | 11.6926 | Ceiling Overall Effective R-Value (Assumes Uninsulated Roof) | 0 | 35.1737 | Yes | Foundation Type with Effective R-Values | 0 | Slab | 999 | 2.6329 | 2.6329 | 0 | 999 | Yes | 0.55318 | 0.54008 | No | 0.25626 | 0.18103 | 0.0004714 | 0.14024 | 8.37 | Resistance Wall Heat with No AC | Manual | kW | 10 |  |  | Electric | kW | 15 | 35 | -30 | 0 |  | 0.091605 | 0.52133 | 0.01 | 1.0427 | Heat_EZ_Sch_1 | Cool_EZ_Sch_1 | No | DHW_EZ_Sch_1 | 0 | 0 | 0 | No | No | No | No | No | 566.4149 | Misc_Elec_EZ_Sch_1 | 0
SITE_01329 | 4 | USA_OR_North.Bend-Southwest.Oregon.Rgnl.AP.726917_TMY3 | 0 | 1291 | 0.96321 | 8 | 1 | 4-12 (Low-Moderate Slope) | Overall Effective R-Value | 0 | 16.0737 | Ceiling Overall Effective R-Value (Assumes Uninsulated Roof) | 0 | 10.5746 | Yes | Foundation Type with Effective R-Values | 0 | Vented Crawlspace | 31.7764 | 0 | 0 | 0 | 2.0929 | Yes | 0.75 | 0.7528 | No | 0.13573 | 0.060448 | 0.21109 | 0.10853 | 5.9174 | Ductless Heat Pump (10 HSPF 22 SEER) | Manual | ton | 1 | ton | 1 | Electric | kW | 15 | 35 | -30 | 0 |  | 0.17053 | 15.8882 | 0.01 | 100 | Heat_EZ_Sch_1 | Cool_EZ_Sch_1 | No | DHW_EZ_Sch_1 | 0 | 0 | 0 | No | No | No | No | No | 379.9658 | Misc_Elec_EZ_Sch_1 | 0
SITE_01331 | 4 | USA_OR_Corvallis.Muni.AP.726945_TMY3 | 0 | 1248 | 1.05 | 8 | 1 | 4-12 (Low-Moderate Slope) | Overall Effective R-Value | 0 | 16.3106 | Ceiling Overall Effective R-Value (Assumes Uninsulated Roof) | 0 | 11.2891 | Yes | Foundation Type with Effective R-Values | 0 | Vented Crawlspace | 11.3712 | 0 | 0 | 0 | 2.0929 | Yes | 0.75 | 0.7528 | No | 0.12268 | 0.16168 | 0.21638 | 0.011951 | 6.2559 | Ductless Heat Pump (10 HSPF 22 SEER) | Manual | ton | 1.7545 | ton | 1.7545 | Electric | kW | 15 | 35 | -30 | 0 |  | 0.17053 | 5.6856 | 0.01 | 100 | Heat_EZ_Sch_1 | Cool_EZ_Sch_1 | No | DHW_EZ_Sch_1 | 0 | 0 | 0 | No | No | No | No | No | 615.4903 | Misc_Elec_EZ_Sch_1 | 0
SITE_01332 | 4 | USA_OR_Portland-Hillsboro.AP.726986_TMY3 | 0 | 1757 | 1.4861 | 8 | 1 | 4-12 (Low-Moderate Slope) | Overall Effective R-Value | 0 | 8.5483 | Ceiling Overall Effective R-Value (Assumes Uninsulated Roof) | 0 | 3.5 | Yes | Foundation Type with Effective R-Values | 0 | Vented Crawlspace | 16.7733 | 0 | 0 | 0 | 2.0929 | Yes | 0.83797 | 0.59103 | No | 0.13902 | 0.13852 | 0.13487 | 0.19398 | 6.7775 | Single Speed ASHP (8.5 HSPF 15 SEER) | Manual | ton | 3.5 | ton | 3.5 | Electric | kW | 15 | 35 | -30 | 0 |  | 0.091605 | 0.52133 | 0.01 | 1.0427 | Heat_EZ_Sch_1 | Cool_EZ_Sch_1 | No | DHW_EZ_Sch_1 | 0 | 0 | 0 | No | No | No | No | No | 814.1454 | Misc_Elec_EZ_Sch_1 | 0
SITE_01335 | 4 | USA_OR_Portland-Hillsboro.AP.726986_TMY3 | 0 | 1281 | 1.4292 | 8 | 1 | 4-12 (Low-Moderate Slope) | Overall Effective R-Value | 0 | 10.9906 | Ceiling Overall Effective R-Value (Assumes Uninsulated Roof) | 0 | 14.5565 | Yes | Foundation Type with Effective R-Values | 0 | Vented Crawlspace | 19.1082 | 2.6329 | 2.6329 | 0 | 2.1708 | Yes | 0.52699 | 0.58379 | No | 0.39643 | 0.010182 | 0.12938 | 0.019618 | 5.2069 | Resistance Wall Heat with No AC | Manual | kW | 15 |  |  | Electric | kW | 15 | 35 | -30 | 0 |  | 0.091605 | 0.52133 | 0.01 | 1.0427 | Heat_EZ_Sch_1 | Cool_EZ_Sch_1 | No | DHW_EZ_Sch_1 | 0 | 0 | 0 | No | No | No | No | No | 1295.4765 | Misc_Elec_EZ_Sch_1 | 0
SITE_01339 | 4 | USA_WA_Port.Angeles-Fairchild.Intl.AP.727885_TMY3 | 0 | 1516 | 1.0688 | 8 | 1 | 4-12 (Low-Moderate Slope) | Overall Effective R-Value | 0 | 16.3106 | Ceiling Overall Effective R-Value (Assumes Uninsulated Roof) | 0 | 35.9266 | Yes | Foundation Type with Effective R-Values | 0 | Vented Crawlspace | 30.7124 | 0 | 0 | 0 | 2.0929 | Yes | 0.51152 | 0.52211 | No | 0.051942 | 0.024114 | 0.11252 | 0.2252 | 4.4715 | Resistance Wall Heat with No AC | Manual | kW | 10 |  |  | Electric | kW | 15 | 35 | -30 | 0 |  | 0.091605 | 0.52133 | 0.01 | 1.0427 | Heat_EZ_Sch_1 | Cool_EZ_Sch_1 | No | DHW_EZ_Sch_1 | 0 | 0 | 0 | No | No | No | No | No | 900.8261 | Misc_Elec_EZ_Sch_1 | 0
SITE_01340 | 4 | USA_OR_Portland-Hillsboro.AP.726986_TMY3 | 0 | 1951 | 1.2291 | 8 | 1 | 4-12 (Low-Moderate Slope) | Overall Effective R-Value | 0 | 14.4054 | Ceiling Overall Effective R-Value (Assumes Uninsulated Roof) | 0 | 45.7413 | Yes | Foundation Type with Effective R-Values | 0 | Vented Crawlspace | 20.6342 | 0 | 0 | 0 | 2.0929 | Yes | 0.51152 | 0.66474 | No | 0.12234 | 0.22191 | 0.16662 | 0.17762 | 3.2023 | Single Speed ASHP (8.5 HSPF 15 SEER) | Manual | ton | 3 | ton | 3 | Electric | kW | 15 | 35 | -30 | 0 |  | 0.091605 | 2.8966 | 0.01 | 5.7931 | Heat_EZ_Sch_1 | Cool_EZ_Sch_1 | No | DHW_EZ_Sch_1 | 0 | 0 | 0 | No | No | No | No | No | 605.8113 | Misc_Elec_EZ_Sch_1 | 0
SITE_01341 | 4 | USA_OR_Portland-Hillsboro.AP.726986_TMY3 | 0 | 1190 | 1.2608 | 8 | 1 | 4-12 (Low-Moderate Slope) | Overall Effective R-Value | 0 | 12.7841 | Ceiling Overall Effective R-Value (Assumes Uninsulated Roof) | 0 | 3.5346 | Yes | Foundation Type with Effective R-Values | 0 | Vented Crawlspace | 4.707 | 0 | 0 | 0 | 2.0929 | Yes | 0.95492 | 0.60022 | No | 0.32839 | 0.2593 | 0.24768 | 0.10338 | 7.4315 | Ductless Heat Pump (10 HSPF 22 SEER) | Manual | ton | 2 | ton | 2 | Electric | kW | 15 | 35 | -30 | 0 |  | 0.091605 | 2.2404 | 0.01 | 1.424 | Heat_EZ_Sch_1 | Cool_EZ_Sch_1 | No | DHW_EZ_Sch_1 | 0 | 0 | 0 | No | No | No | No | No | 740.8791 | Misc_Elec_EZ_Sch_1 | 0
SITE_01342 | 4 | USA_WA_Port.Angeles-Fairchild.Intl.AP.727885_TMY3 | 0 | 1647 | 0.98748 | 8 | 1 | 4-12 (Low-Moderate Slope) | Overall Effective R-Value | 0 | 11.6335 | Ceiling Overall Effective R-Value (Assumes Uninsulated Roof) | 0 | 11.2891 | Yes | Foundation Type with Effective R-Values | 0 | Vented Crawlspace | 11.3712 | 0 | 0 | 0 | 2.0929 | Yes | 0.74714 | 0.75012 | No | 0.10728 | 0.041337 | 0.29031 | 0.038859 | 5.4769 | Single Speed ASHP (8.5 HSPF 15 SEER) | Manual | ton | 2.4167 | ton | 2.4167 | Electric | kW | 15 | 35 | -30 | 0 |  | 0.17053 | 5.6856 | 0.01 | 100 | Heat_EZ_Sch_1 | Cool_EZ_Sch_1 | No | DHW_EZ_Sch_1 | 0 | 0 | 0 | No | No | No | No | No | 729.5074 | Misc_Elec_EZ_Sch_1 | 0
SITE_01343 | 4 | USA_WA_Port.Angeles-Fairchild.Intl.AP.727885_TMY3 | 0 | 1420 | 1.3636 | 8 | 1 | 4-12 (Low-Moderate Slope) | Overall Effective R-Value | 0 | 5.5574 | Ceiling Overall Effective R-Value (Assumes Uninsulated Roof) | 0 | 3.5 | Yes | Foundation Type with Effective R-Values | 0 | Vented Crawlspace | 12.2928 | 0 | 0 | 0 | 2.0929 | Yes | 0.53021 | 0.54897 | No | 0.10031 | 0.14635 | 0.11354 | 0.10526 | 16.313 | Resistance Wall Heat with No AC | Manual | kW | 20 |  |  | Electric | kW | 15 | 35 | -30 | 0 |  | 0.091605 | 0.52133 | 0.01 | 1.0427 | Heat_EZ_Sch_1 | Cool_EZ_Sch_1 | No | DHW_EZ_Sch_1 | 0 | 0 | 0 | No | No | No | No | No | 634.6486 | Misc_Elec_EZ_Sch_1 | 0
SITE_01344 | 4 | USA_OR_Portland-Hillsboro.AP.726986_TMY3 | 0 | 1009 | 0.9375 | 8 | 1 | 4-12 (Low-Moderate Slope) | Overall Effective R-Value | 0 | 16.3106 | Ceiling Overall Effective R-Value (Assumes Uninsulated Roof) | 0 | 37.4322 | Yes | Foundation Type with Effective R-Values | 0 | Vented Crawlspace | 20.9771 | 0 | 0 | 0 | 2.0929 | Yes | 0.52699 | 0.54249 | No | 0.045473 | 0.23288 | 0.094473 | 0.092229 | 8.613 | Ductless Heat Pump (10 HSPF 22 SEER) | Manual | ton | 1 | ton | 1 | Electric | kW | 15 | 35 | -30 | 0 |  | 0.091605 | 0.52133 | 0.01 | 1.0427 | Heat_EZ_Sch_1 | Cool_EZ_Sch_1 | No | DHW_EZ_Sch_1 | 0 | 0 | 0 | No | No | No | No | No | 645.5827 | Misc_Elec_EZ_Sch_1 | 0
SITE_01345 | 4 | USA_OR_North.Bend-Southwest.Oregon.Rgnl.AP.726917_TMY3 | 0 | 1474 | 1.4701 | 8 | 1 | 4-12 (Low-Moderate Slope) | Overall Effective R-Value | 0 | 16.241 | Ceiling Overall Effective R-Value (Assumes Uninsulated Roof) | 0 | 20.1219 | Yes | Foundation Type with Effective R-Values | 0 | Vented Crawlspace | 18.9648 | 0 | 0 | 0 | 2.7568 | Yes | 0.51905 | 0.52605 | No | 0.092051 | 0.095803 | 0.07018 | 0.069211 | 6.1154 | Resistance Wall Heat with No AC | Manual | kW | 15 |  |  | Electric | kW | 15 | 35 | -30 | 0 |  | 0.091605 | 0.52133 | 0.01 | 1.0427 | Heat_EZ_Sch_1 | Cool_EZ_Sch_1 | No | DHW_EZ_Sch_1 | 0 | 0 | 0 | No | No | No | No | No | 617.1328 | Misc_Elec_EZ_Sch_1 | 0
SITE_01346 | 4 | USA_OR_Aurora.State.AP-Lematta.Field.726959_TMY3 | 0 | 671 | 2.1923 | 8 | 1 | 4-12 (Low-Moderate Slope) | Overall Effective R-Value | 0 | 16.172 | Ceiling Overall Effective R-Value (Assumes Uninsulated Roof) | 0 | 35.1737 | Yes | Foundation Type with Effective R-Values | 0 | Vented Crawlspace | 16.168 | 0 | 0 | 0 | 2.4473 | Yes | 0.51152 | 0.53847 | No | 0.063483 | 0.00022012 | 0.08869 | 0.15292 | 9.0159 | Single Speed ASHP (8.5 HSPF 15 SEER) | Manual | ton | 2 | ton | 2 | Electric | kW | 15 | 35 | -30 | 0 |  | 0.091605 | 2.848 | 0.01 | 5.696 | Heat_EZ_Sch_1 | Cool_EZ_Sch_1 | No | DHW_EZ_Sch_1 | 0 | 0 | 0 | No | No | No | No | No | 1198.5586 | Misc_Elec_EZ_Sch_1 | 0
SITE_01347 | 4 | USA_OR_Salem.Muni.AP-McNary.Field.726940_TMY3 | 0 | 2820 | 1.0955 | 8 | 1 | 4-12 (Low-Moderate Slope) | Overall Effective R-Value | 0 | 12.4802 | Ceiling Overall Effective R-Value (Assumes Uninsulated Roof) | 0 | 23.3487 | Yes | Foundation Type with Effective R-Values | 0 | Vented Crawlspace | 23.5886 | 0 | 0 | 0 | 2.0929 | Yes | 0.48419 | 0.49917 | No | 0.15578 | 0.36046 | 0.094779 | 0.21007 | 3.8889 | Single Speed ASHP (8.5 HSPF 15 SEER) | Manual | ton | 2.7833 | ton | 2.7833 | Electric | kW | 15 | 35 | -30 | 0 |  | 0.12716 | 11.7943 | 0.01 | 100 | Heat_EZ_Sch_1 | Cool_EZ_Sch_1 | No | DHW_EZ_Sch_1 | 0 | 0 | 0 | No | No | No | No | No | 659.7232 | Misc_Elec_EZ_Sch_1 | 0
SITE_01350 | 4 | USA_OR_Portland-Hillsboro.AP.726986_TMY3 | 0 | 2470 | 1.0825 | 8 | 1 | 4-12 (Low-Moderate Slope) | Overall Effective R-Value | 0 | 16.172 | Ceiling Overall Effective R-Value (Assumes Uninsulated Roof) | 0 | 56.8655 | Yes | Foundation Type with Effective R-Values | 0 | Vented Crawlspace | 12.2765 | 0 | 0 | 0 | 2.0929 | Yes | 0.52086 | 0.55864 | No | 0.32462 | 0.30153 | 0.17407 | 0.084807 | 11.6413 | Nat. Gas Furnace with No CAC | Manual | kW | 15 |  |  | Electric | kW | 15 | 35 | -30 | 0 | 0.96 | 0.091605 | 2.2404 | 0.01 | 1.424 | Heat_EZ_Sch_2 | Cool_EZ_Sch_1 | No | DHW_EZ_Sch_1 | 0 | 0 | 0 | No | No | No | No | No | 891.4613 | Misc_Elec_EZ_Sch_1 | 0
SITE_01351 | 4 | USA_OR_Portland-Hillsboro.AP.726986_TMY3 | 0 | 835 | 1.084 | 8 | 1 | 4-12 (Low-Moderate Slope) | Overall Effective R-Value | 0 | 11.0335 | Ceiling Overall Effective R-Value (Assumes Uninsulated Roof) | 0 | 3.5 | Yes | Foundation Type with Effective R-Values | 0 | Vented Crawlspace | 4.7448 | 0 | 0 | 0 | 2.0929 | Yes | 0.52699 | 0.55866 | No | 0.016295 | 0.20846 | 0.16328 | 0.077042 | 20.8866 | Resistance Wall Heat with No AC | Manual | kW | 15 |  |  | Electric | kW | 15 | 35 | -30 | 0 |  | 0.091605 | 0.52133 | 0.01 | 1.0427 | Heat_EZ_Sch_1 | Cool_EZ_Sch_1 | No | DHW_EZ_Sch_1 | 0 | 0 | 0 | No | No | No | No | No | 799.8833 | Misc_Elec_EZ_Sch_1 | 0
SITE_01352 | 4 | USA_OR_Portland-Hillsboro.AP.726986_TMY3 | 0 | 1481 | 0.93754 | 8 | 1 | 4-12 (Low-Moderate Slope) | Overall Effective R-Value | 0 | 11.6926 | Ceiling Overall Effective R-Value (Assumes Uninsulated Roof) | 0 | 29.0321 | Yes | Foundation Type with Effective R-Values | 0 | Vented Crawlspace | 31.7764 | 0 | 0 | 0 | 2.0929 | Yes | 0.55364 | 0.54897 | No | 0.22745 | 0.25113 | 0.02454 | 0.00034645 | 7.6284 | Single Speed ASHP (8.5 HSPF 15 SEER) | Manual | ton | 2.5 | ton | 2.5 | Electric | kW | 15 | 35 | -30 | 0 |  | 0.091605 | 3.2941 | 0.01 | 6.5882 | Heat_EZ_Sch_1 | Cool_EZ_Sch_1 | No | DHW_EZ_Sch_1 | 0 | 0 | 0 | No | No | No | No | No | 558.3646 | Misc_Elec_EZ_Sch_1 | 0
SITE_01353 | 4 | USA_OR_Portland-Hillsboro.AP.726986_TMY3 | 0 | 1651 | 1.0373 | 8 | 1 | 4-12 (Low-Moderate Slope) | Overall Effective R-Value | 0 | 15.3319 | Ceiling Overall Effective R-Value (Assumes Uninsulated Roof) | 0 | 14.4756 | Yes | Foundation Type with Effective R-Values | 0 | Vented Crawlspace | 18.1327 | 0 | 0 | 0 | 2.0929 | Yes | 0.52699 | 0.54159 | No | 0.11422 | 0.071526 | 0.11335 | 0.18733 | 7.9003 | Resistance Wall Heat with No AC | Manual | kW | 15 |  |  | Electric | kW | 15 | 35 | -30 | 0 |  | 0.091605 | 0.52133 | 0.01 | 1.0427 | Heat_EZ_Sch_1 | Cool_EZ_Sch_1 | No | DHW_EZ_Sch_1 | 0 | 0 | 0 | No | No | No | No | No | 513.3855 | Misc_Elec_EZ_Sch_1 | 0
SITE_01358 | 4 | USA_OR_Portland-Hillsboro.AP.726986_TMY3 | 0 | 890 | 1.2187 | 8 | 1 | 4-12 (Low-Moderate Slope) | Overall Effective R-Value | 0 | 11.0335 | Ceiling Overall Effective R-Value (Assumes Uninsulated Roof) | 0 | 12.2706 | Yes | Foundation Type with Effective R-Values | 0 | Slab | 999 | 2.6329 | 2.6329 | 0 | 999 | Yes | 0.53839 | 0.54897 | No | 0.15159 | 0.11088 | 0.17031 | 0.096029 | 3.1258 | Resistance Wall Heat with No AC | Manual | kW | 15 |  |  | Electric | kW | 15 | 35 | -30 | 0 |  | 0.091605 | 0.52133 | 0.01 | 1.0427 | Heat_EZ_Sch_1 | Cool_EZ_Sch_1 | No | DHW_EZ_Sch_1 | 0 | 0 | 0 | No | No | No | No | No | 470.6363 | Misc_Elec_EZ_Sch_1 | 0
SITE_01359 | 4 | USA_OR_Portland-Hillsboro.AP.726986_TMY3 | 0 | 1176 | 1.1216 | 8 | 1 | 4-12 (Low-Moderate Slope) | Overall Effective R-Value | 0 | 11.7103 | Ceiling Overall Effective R-Value (Assumes Uninsulated Roof) | 0 | 15.219 | Yes | Foundation Type with Effective R-Values | 0 | Vented Crawlspace | 11.0808 | 0 | 0 | 0 | 2.0929 | Yes | 0.52699 | 0.53103 | No | 0.32255 | 0.093795 | 0.052088 | 0.090546 | 12.9388 | Nat. Gas Furnace with No CAC | Manual | kW | 15 |  |  | Electric | kW | 15 | 35 | -30 | 0 | 0.8 | 0.091605 | 0.52133 | 0.01 | 1.0427 | Heat_EZ_Sch_2 | Cool_EZ_Sch_1 | No | DHW_EZ_Sch_1 | 0 | 0 | 0 | No | No | No | No | No | 530.7899 | Misc_Elec_EZ_Sch_1 | 0
SITE_01360 | 4 | USA_OR_Portland-Hillsboro.AP.726986_TMY3 | 0 | 1651 | 1.125 | 8 | 1 | 4-12 (Low-Moderate Slope) | Overall Effective R-Value | 0 | 16.3106 | Ceiling Overall Effective R-Value (Assumes Uninsulated Roof) | 0 | 41.3118 | Yes | Foundation Type with Effective R-Values | 0 | Vented Crawlspace | 24.9699 | 0 | 0 | 0 | 2.0929 | Yes | 0.51478 | 0.71027 | No | 0.36114 | 0.18296 | 0.0673 | 0.07087 | 3.1813 | Single Speed ASHP (8.5 HSPF 15 SEER) | Manual | ton | 2 | ton | 2 | Electric | kW | 15 | 35 | -30 | 0 |  | 0.091605 | 0.52133 | 0.01 | 1.0427 | Heat_EZ_Sch_1 | Cool_EZ_Sch_1 | No | DHW_EZ_Sch_1 | 0 | 0 | 0 | No | No | No | No | No | 613.6041 | Misc_Elec_EZ_Sch_1 | 0
SITE_01361 | 4 | USA_WA_Hanford.MS.727840_TMY3 | 0 | 877 | 0.87557 | 8 | 1 | 4-12 (Low-Moderate Slope) | Overall Effective R-Value | 0 | 11.4265 | Ceiling Overall Effective R-Value (Assumes Uninsulated Roof) | 0 | 24.0342 | Yes | Foundation Type with Effective R-Values | 0 | Vented Crawlspace | 31.7764 | 0 | 0 | 0 | 2.0929 | Yes | 1.1 | 0.7492 | No | 0.00048208 | 0.078037 | 0.16565 | 0.19618 | 1.2924 | Electric Furnace with No CAC | Manual | kW | 10 |  |  | Electric | kW | 15 | 35 | -30 | 0 |  | 0.12716 | 15.8882 | 0.01 | 100 | Heat_EZ_Sch_1 | Cool_EZ_Sch_1 | No | DHW_EZ_Sch_1 | 0 | 0 | 0 | No | No | No | No | No | 459.1524 | Misc_Elec_EZ_Sch_1 | 0
SITE_01364 | 4 | USA_OR_Eugene.AP-Sweet.Field.726930_TMY3 | 0 | 1147 | 1 | 8 | 1 | 4-12 (Low-Moderate Slope) | Overall Effective R-Value | 0 | 12.4529 | Ceiling Overall Effective R-Value (Assumes Uninsulated Roof) | 0 | 25.0792 | Yes | Foundation Type with Effective R-Values | 0 | Vented Crawlspace | 37.1759 | 0 | 0 | 0 | 2.0929 | Yes | 0.63911 | 0.64906 | No | 0.093117 | 0.13179 | 0.086094 | 0.11324 | 6.1671 | Nat. Gas Furnace with No CAC | Manual | kW | 10 |  |  | Electric | kW | 15 | 35 | -30 | 0 | 0.8036 | 0.12716 | 18.588 | 0.01 | 100 | Heat_EZ_Sch_2 | Cool_EZ_Sch_1 | No | DHW_EZ_Sch_1 | 0 | 0 | 0 | No | No | No | No | No | 651.4509 | Misc_Elec_EZ_Sch_1 | 0
SITE_01382 | 4 | USA_OR_Salem.Muni.AP-McNary.Field.726940_TMY3 | 0 | 912 | 1 | 8 | 1 | 4-12 (Low-Moderate Slope) | Overall Effective R-Value | 0 | 9.469 | Ceiling Overall Effective R-Value (Assumes Uninsulated Roof) | 0 | 45.7413 | Yes | Foundation Type with Effective R-Values | 0 | Vented Crawlspace | 18.1327 | 0 | 0 | 0 | 2.3977 | Yes | 0.79207 | 0.54008 | No | 0.00041392 | 0.00041392 | 0.10365 | 0.2844 | 8.306 | Resistance Wall Heat with No AC | Manual | kW | 10 |  |  | Electric | kW | 15 | 35 | -30 | 0 |  | 0.091605 | 0.52133 | 0.01 | 1.0427 | Heat_EZ_Sch_1 | Cool_EZ_Sch_1 | No | DHW_EZ_Sch_1 | 0 | 0 | 0 | No | No | No | No | No | 917.6819 | Misc_Elec_EZ_Sch_1 | 0
SITE_01385 | 4 | USA_OR_Portland-Hillsboro.AP.726986_TMY3 | 0 | 1326 | 1.1078 | 8 | 1 | 4-12 (Low-Moderate Slope) | Overall Effective R-Value | 0 | 11.6335 | Ceiling Overall Effective R-Value (Assumes Uninsulated Roof) | 0 | 33.0051 | Yes | Foundation Type with Effective R-Values | 0 | Vented Crawlspace | 20.9771 | 0 | 0 | 0 | 2.0929 | Yes | 0.38 | 0.40524 | No | 0.15831 | 0.15831 | 0.15831 | 0.15831 | 3.8518 | Single Speed ASHP (8.5 HSPF 15 SEER) | Manual | ton | 2.1667 | ton | 2.1667 | Electric | kW | 15 | 35 | -30 | 0 |  | 0.12716 | 10.4886 | 0.01 | 100 | Heat_EZ_Sch_1 | Cool_EZ_Sch_1 | No | DHW_EZ_Sch_1 | 0 | 0 | 0 | No | No | No | No | No | 587.1539 | Misc_Elec_EZ_Sch_1 | 0
SITE_01388 | 4 | USA_OR_Grants.Pass-Sexton.Summit.725975_TMY3 | 0 | 890.5 | 0.92378 | 8 | 1 | 4-12 (Low-Moderate Slope) | Overall Effective R-Value | 0 | 11.516 | Ceiling Overall Effective R-Value (Assumes Uninsulated Roof) | 0 | 32.3853 | Yes | Foundation Type with Effective R-Values | 0 | Vented Crawlspace | 26.8354 | 0 | 0 | 0 | 2.0929 | Yes | 0.74842 | 0.75131 | No | 0.14561 | 0.17294 | 0.12583 | 0.15068 | 9.828 | Single Speed ASHP (8.5 HSPF 15 SEER) | Manual | ton | 1.85 | ton | 1.85 | Electric | kW | 15 | 35 | -30 | 0 |  | 0.17053 | 13.4177 | 0.01 | 100 | Heat_EZ_Sch_1 | Cool_EZ_Sch_1 | No | DHW_EZ_Sch_1 | 0 | 0 | 0 | No | No | No | No | No | 536.6404 | Misc_Elec_EZ_Sch_1 | 0
SITE_01389 | 4 | USA_OR_Portland-Hillsboro.AP.726986_TMY3 | 0 | 1352 | 1.0621 | 8 | 1 | 4-12 (Low-Moderate Slope) | Overall Effective R-Value | 0 | 12.0608 | Ceiling Overall Effective R-Value (Assumes Uninsulated Roof) | 0 | 20.0126 | Yes | Foundation Type with Effective R-Values | 0 | Vented Crawlspace | 20.9771 | 0 | 0 | 0 | 2.0929 | Yes | 0.48 | 0.49917 | No | 0.29207 | 0.083825 | 0.00032008 | 0.055013 | 3.807 | Ductless Heat Pump (10 HSPF 22 SEER) | Manual | ton | 1.5 | ton | 1.5 | Electric | kW | 15 | 35 | -30 | 0 |  | 0.12716 | 10.4886 | 0.01 | 100 | Heat_EZ_Sch_1 | Cool_EZ_Sch_1 | No | DHW_EZ_Sch_1 | 0 | 0 | 0 | No | No | No | No | No | 639.0826 | Misc_Elec_EZ_Sch_1 | 0
SITE_01392 | 4 | USA_OR_Aurora.State.AP-Lematta.Field.726959_TMY3 | 0 | 960 | 0.9375 | 8 | 1 | 4-12 (Low-Moderate Slope) | Overall Effective R-Value | 0 | 9.5046 | Ceiling Overall Effective R-Value (Assumes Uninsulated Roof) | 0 | 8.0481 | Yes | Foundation Type with Effective R-Values | 0 | Vented Crawlspace | 9.3223 | 0 | 0 | 0 | 2.0929 | Yes | 0.74258 | 0.70925 | No | 0.13948 | 0.13948 | 0.18801 | 0.1477 | 13.1018 | Electric Furnace with No CAC | Manual | kW | 15 |  |  | Electric | kW | 15 | 35 | -30 | 0 |  | 0.17053 | 4.6611 | 0.01 | 100 | Heat_EZ_Sch_1 | Cool_EZ_Sch_1 | No | DHW_EZ_Sch_1 | 0 | 0 | 0 | No | No | No | No | No | 797.3666 | Misc_Elec_EZ_Sch_1 | 0
SITE_01404 | 4 | USA_OR_Portland-Hillsboro.AP.726986_TMY3 | 0 | 910 | 0.9875 | 8 | 1 | 4-12 (Low-Moderate Slope) | Overall Effective R-Value | 0 | 17.0103 | Ceiling Overall Effective R-Value (Assumes Uninsulated Roof) | 0 | 39.8831 | Yes | Foundation Type with Effective R-Values | 0 | Vented Crawlspace | 28.1732 | 0 | 0 | 0 | 2.0929 | Yes | 0.38 | 0.40524 | No | 0.038611 | 0.077367 | 0.028411 | 0.16395 | 2.9475 | Electric Furnace with No CAC | Manual | kW | 10 |  |  | Electric | kW | 15 | 35 | -30 | 0 |  | 0.12716 | 14.0866 | 0.01 | 100 | Heat_EZ_Sch_1 | Cool_EZ_Sch_1 | No | DHW_EZ_Sch_1 | 0 | 0 | 0 | No | No | No | No | No | 721.2697 | Misc_Elec_EZ_Sch_1 | 0
SITE_01409 | 4 | USA_OR_Corvallis.Muni.AP.726945_TMY3 | 0 | 1031 | 0.91234 | 8 | 1 | 4-12 (Low-Moderate Slope) | Overall Effective R-Value | 0 | 10.7142 | Ceiling Overall Effective R-Value (Assumes Uninsulated Roof) | 0 | 9.1025 | Yes | Foundation Type with Effective R-Values | 0 | Vented Crawlspace | 9.3223 | 0 | 0 | 0 | 2.0929 | Yes | 0.69237 | 0.69867 | No | 0.14964 | 0.18819 | 0.26722 | 0.0475 | 12.1636 | Electric Furnace with No CAC | Manual | kW | 15 |  |  | Electric | kW | 15 | 35 | -30 | 0 |  | 0.17053 | 4.6611 | 0.01 | 100 | Heat_EZ_Sch_1 | Cool_EZ_Sch_1 | No | DHW_EZ_Sch_1 | 0 | 0 | 0 | No | No | No | No | No | 670.0316 | Misc_Elec_EZ_Sch_1 | 0
SITE_01412 | 4 | USA_OR_Salem.Muni.AP-McNary.Field.726940_TMY3 | 0 | 1296 | 1.1875 | 8 | 1 | 4-12 (Low-Moderate Slope) | Overall Effective R-Value | 0 | 16.3106 | Ceiling Overall Effective R-Value (Assumes Uninsulated Roof) | 0 | 24.0342 | Yes | Foundation Type with Effective R-Values | 0 | Vented Crawlspace | 40.6604 | 0 | 0 | 0 | 2.0929 | Yes | 0.7 | 0.70583 | No | 0.01728 | 0.045119 | 0.13566 | 0.13428 | 5.0828 | Nat. Gas Furnace with No CAC | Manual | kW | 10 |  |  | Electric | kW | 15 | 35 | -30 | 0 | 0.8 | 0.12716 | 20.3302 | 0.01 | 100 | Heat_EZ_Sch_2 | Cool_EZ_Sch_1 | No | DHW_EZ_Sch_1 | 0 | 0 | 0 | No | No | No | No | No | 1498.6264 | Misc_Elec_EZ_Sch_1 | 0
SITE_01415 | 4 | USA_OR_Corvallis.Muni.AP.726945_TMY3 | 0 | 854 | 1.4019 | 8 | 1 | 4-12 (Low-Moderate Slope) | Overall Effective R-Value | 0 | 10.9289 | Ceiling Overall Effective R-Value (Assumes Uninsulated Roof) | 0 | 4.5359 | Yes | Foundation Type with Effective R-Values | 0 | Vented Crawlspace | 4.7448 | 0 | 0 | 0 | 7.9953 | Yes | 1.0957 | 0.65025 | No | 0.07687 | 0.11272 | 0.09916 | 0.1401 | 9.4714 | Nat. Gas Furnace with No CAC | Manual | kW | 15 |  |  | Electric | kW | 15 | 35 | -30 | 0 | 0.85766 | 0.091605 | 0.39253 | 0.01 | 0.78506 | Heat_EZ_Sch_2 | Cool_EZ_Sch_1 | No | DHW_EZ_Sch_1 | 0 | 0 | 0 | No | No | No | No | No | 819.3505 | Misc_Elec_EZ_Sch_1 | 0
SITE_01416 | 4 | USA_WA_The.Dalles-Columbia.Gorge.Rgnl.AP.726988_TMY3 | 0 | 2256 | 1.0106 | 8 | 1 | 4-12 (Low-Moderate Slope) | Overall Effective R-Value | 0 | 10.1859 | Ceiling Overall Effective R-Value (Assumes Uninsulated Roof) | 0 | 3.5 | Yes | Foundation Type with Effective R-Values | 0 | Slab | 999 | 2.6329 | 2.6329 | 0 | 999 | Yes | 0.54563 | 0.62117 | No | 0.10892 | 0.14999 | 0.27934 | 0.19279 | 5.5189 | Single Speed ASHP (8.5 HSPF 15 SEER) | Manual | ton | 2.9833 | ton | 2.9833 | Electric | kW | 15 | 35 | -30 | 0 |  | 0.091605 | 0.52133 | 0.01 | 1.0427 | Heat_EZ_Sch_1 | Cool_EZ_Sch_1 | No | DHW_EZ_Sch_1 | 0 | 0 | 0 | No | No | No | No | No | 1038.3894 | Misc_Elec_EZ_Sch_1 | 0
SITE_01417 | 4 | USA_OR_Portland-Hillsboro.AP.726986_TMY3 | 0 | 1560 | 0.13846 | 8 | 1 | 4-12 (Low-Moderate Slope) | Overall Effective R-Value | 0 | 4.3012 | Ceiling Overall Effective R-Value (Assumes Uninsulated Roof) | 0 | 3.5 | Yes | Foundation Type with Effective R-Values | 0 | Heated Basement | 999 | 0 | 0 | 0 | 1.73 | Yes | 0.74574 | 0.67426 | No | 2.452 | 0.62857 | 0.51428 | 0.82031 | 4.8525 | Nat. Gas Furnace with No CAC | Manual | kW | 20 |  |  | Electric | kW | 15 | 35 | -30 | 0 | 0.8 | 0.091605 | 0.39253 | 0.01 | 0.78506 | Heat_EZ_Sch_2 | Cool_EZ_Sch_1 | No | DHW_EZ_Sch_1 | 0 | 0 | 0 | No | No | No | No | No | 566.7507 | Misc_Elec_EZ_Sch_1 | 0
SITE_01418 | 4 | USA_OR_Corvallis.Muni.AP.726945_TMY3 | 0 | 1513.5 | 0.78667 | 8 | 1 | 4-12 (Low-Moderate Slope) | Overall Effective R-Value | 0 | 6.7974 | Ceiling Overall Effective R-Value (Assumes Uninsulated Roof) | 0 | 10.7173 | Yes | Foundation Type with Effective R-Values | 0 | Heated Basement | 12.3058 | 0 | 0 | 0 | 1.73 | Yes | 0.63419 | 0.54008 | No | 0.13084 | 0.34002 | 0.58527 | 0.074581 | 11.0422 | Nat. Gas Furnace with No CAC | Manual | kW | 20 |  |  | Electric | kW | 15 | 35 | -30 | 0 | 0.8 | 0.091605 | 0.31461 | 0.01 | 0.62921 | Heat_EZ_Sch_2 | Cool_EZ_Sch_1 | No | DHW_EZ_Sch_1 | 0 | 0 | 0 | No | No | No | No | No | 530.1275 | Misc_Elec_EZ_Sch_1 | 0
SITE_01420 | 4 | USA_OR_Pendleton-Eastern.Oregon.Rgnl.AP.726880_TMY3 | 0 | 1326 | 0.9375 | 8 | 1 | 4-12 (Low-Moderate Slope) | Overall Effective R-Value | 0 | 12.0608 | Ceiling Overall Effective R-Value (Assumes Uninsulated Roof) | 0 | 39.8831 | Yes | Foundation Type with Effective R-Values | 0 | Vented Crawlspace | 31.7764 | 0 | 0 | 0 | 2.0929 | Yes | 0.38 | 0.40524 | No | 0.038141 | 0.00036616 | 0.11539 | 0.1693 | 1.2905 | Electric Furnace with No CAC | Manual | kW | 10 |  |  | Electric | kW | 15 | 35 | -30 | 0 |  | 0.12716 | 15.8882 | 0.01 | 100 | Heat_EZ_Sch_1 | Cool_EZ_Sch_1 | No | DHW_EZ_Sch_1 | 0 | 0 | 0 | No | No | No | No | No | 692.9178 | Misc_Elec_EZ_Sch_1 | 0
SITE_01421 | 4 | USA_OR_Corvallis.Muni.AP.726945_TMY3 | 0 | 1556 | 0.98393 | 8 | 1 | 4-12 (Low-Moderate Slope) | Overall Effective R-Value | 0 | 10.9906 | Ceiling Overall Effective R-Value (Assumes Uninsulated Roof) | 0 | 3.5 | Yes | Foundation Type with Effective R-Values | 0 | Vented Crawlspace | 18.1327 | 0 | 0 | 0 | 2.0929 | Yes | 0.52699 | 0.54051 | No | 0.21166 | 0.083826 | 0.11722 | 0.098509 | 17.7064 | Nat. Gas Furnace with No CAC | Manual | kW | 15 |  |  | Electric | kW | 15 | 35 | -30 | 0 | 0.85766 | 0.091605 | 2.848 | 0.01 | 5.696 | Heat_EZ_Sch_2 | Cool_EZ_Sch_1 | No | DHW_EZ_Sch_1 | 0 | 0 | 0 | No | No | No | No | No | 806.9879 | Misc_Elec_EZ_Sch_1 | 0
SITE_01424 | 4 | USA_WA_Oak.Harbor-NAS.Whidbey.Island-Ault.Field.720749_TMY3 | 0 | 1375 | 1 | 8 | 1 | 4-12 (Low-Moderate Slope) | Overall Effective R-Value | 0 | 11.3263 | Ceiling Overall Effective R-Value (Assumes Uninsulated Roof) | 0 | 11.2891 | Yes | Foundation Type with Effective R-Values | 0 | Vented Crawlspace | 9.8404 | 0 | 0 | 0 | 2.0929 | Yes | 0.76831 | 0.75272 | No | 0.13819 | 0.33926 | 0.0056534 | 0.0056534 | 4.8559 | Electric Furnace with No CAC | Manual | kW | 15 |  |  | Electric | kW | 15 | 35 | -30 | 0 |  | 0.17053 | 4.9202 | 0.01 | 100 | Heat_EZ_Sch_1 | Cool_EZ_Sch_1 | No | DHW_EZ_Sch_1 | 0 | 0 | 0 | No | No | No | No | No | 623.3092 | Misc_Elec_EZ_Sch_1 | 0
SITE_01427 | 4 | USA_OR_Corvallis.Muni.AP.726945_TMY3 | 0 | 744 | 1.4153 | 8 | 1 | 4-12 (Low-Moderate Slope) | Overall Effective R-Value | 0 | 4.4611 | Ceiling Overall Effective R-Value (Assumes Uninsulated Roof) | 0 | 19.8343 | Yes | Foundation Type with Effective R-Values | 0 | Heated Basement | 999 | 0 | 0 | 0 | 1.73 | Yes | 0.66615 | 0.556 | No | 0.24932 | 0.28332 | 0.25076 | 0.091741 | 14.5336 | Nat. Gas Furnace with No CAC | Manual | kW | 20 |  |  | Electric | kW | 15 | 35 | -30 | 0 | 0.8 | 0.091605 | 0.39253 | 0.01 | 0.78506 | Heat_EZ_Sch_2 | Cool_EZ_Sch_1 | No | DHW_EZ_Sch_1 | 0 | 0 | 0 | No | No | No | No | No | 580.0059 | Misc_Elec_EZ_Sch_1 | 0
SITE_01428 | 4 | USA_OR_Portland-Hillsboro.AP.726986_TMY3 | 0 | 980 | 1.0625 | 8 | 1 | 4-12 (Low-Moderate Slope) | Overall Effective R-Value | 0 | 11.5035 | Ceiling Overall Effective R-Value (Assumes Uninsulated Roof) | 0 | 16.4183 | Yes | Foundation Type with Effective R-Values | 0 | Vented Crawlspace | 19.1223 | 2.6329 | 2.6329 | 0 | 2.0929 | Yes | 0.60775 | 0.54897 | No | 0.00037581 | 0.028186 | 0.21922 | 0.18785 | 9.3544 | Ductless Heat Pump (10 HSPF 22 SEER) | Manual | ton | 2 | ton | 2 | Electric | kW | 15 | 35 | -30 | 0 |  | 0.091605 | 0.52133 | 0.01 | 1.0427 | Heat_EZ_Sch_1 | Cool_EZ_Sch_1 | No | DHW_EZ_Sch_1 | 0 | 0 | 0 | No | No | No | No | No | 439.1285 | Misc_Elec_EZ_Sch_1 | 0
SITE_01431 | 4 | USA_OR_Aurora.State.AP-Lematta.Field.726959_TMY3 | 0 | 450 | 2.0622 | 8 | 1 | 4-12 (Low-Moderate Slope) | Overall Effective R-Value | 0 | 11.6926 | Ceiling Overall Effective R-Value (Assumes Uninsulated Roof) | 0 | 34.6072 | Yes | Foundation Type with Effective R-Values | 0 | Vented Crawlspace | 20.258 | 0 | 0 | 0 | 2.0929 | Yes | 0.51905 | 0.53622 | No | 0.00028574 | 0.052941 | 0.00028574 | 0.1312 | 7.8176 | Resistance Wall Heat with No AC | Manual | kW | 10 |  |  | Electric | kW | 15 | 35 | -30 | 0 |  | 0.091605 | 0.52133 | 0.01 | 1.0427 | Heat_EZ_Sch_1 | Cool_EZ_Sch_1 | No | DHW_EZ_Sch_1 | 0 | 0 | 0 | No | No | No | No | No | 558.3898 | Misc_Elec_EZ_Sch_1 | 0
SITE_01433 | 4 | USA_OR_Salem.Muni.AP-McNary.Field.726940_TMY3 | 0 | 1223 | 0.9307 | 8 | 1 | 4-12 (Low-Moderate Slope) | Overall Effective R-Value | 0 | 10.4733 | Ceiling Overall Effective R-Value (Assumes Uninsulated Roof) | 0 | 5.2939 | Yes | Foundation Type with Effective R-Values | 0 | Vented Crawlspace | 13.3693 | 0 | 0 | 0 | 2.0929 | Yes | 0.75085 | 0.56478 | No | 0.36866 | 0.11777 | 0.00038405 | 0.00038405 | 18.2875 | Nat. Gas Furnace with No CAC | Manual | kW | 15 |  |  | Electric | kW | 15 | 35 | -30 | 0 | 0.8 | 0.091605 | 4.2 | 0.01 | 8.4 | Heat_EZ_Sch_2 | Cool_EZ_Sch_1 | No | DHW_EZ_Sch_1 | 0 | 0 | 0 | No | No | No | No | No | 508.6432 | Misc_Elec_EZ_Sch_1 | 0
SITE_01434 | 4 | USA_OR_Corvallis.Muni.AP.726945_TMY3 | 0 | 1000 | 1 | 8 | 1 | 4-12 (Low-Moderate Slope) | Overall Effective R-Value | 0 | 16.172 | Ceiling Overall Effective R-Value (Assumes Uninsulated Roof) | 0 | 19.0891 | Yes | Foundation Type with Effective R-Values | 0 | Vented Crawlspace | 24.9699 | 0 | 0 | 0 | 2.0929 | Yes | 0.51152 | 0.72764 | No | 0.00039528 | 0.096067 | 0.034423 | 0.090694 | 9.3682 | Nat. Gas Furnace with No CAC | Manual | kW | 10 |  |  | Electric | kW | 15 | 35 | -30 | 0 | 0.82 | 0.091605 | 2.2404 | 0.01 | 1.424 | Heat_EZ_Sch_2 | Cool_EZ_Sch_1 | No | DHW_EZ_Sch_1 | 0 | 0 | 0 | No | No | No | No | No | 707.0761 | Misc_Elec_EZ_Sch_1 | 0
SITE_01435 | 4 | USA_OR_Corvallis.Muni.AP.726945_TMY3 | 0 | 2473 | 1.0567 | 8 | 1 | 4-12 (Low-Moderate Slope) | Overall Effective R-Value | 0 | 16.3106 | Ceiling Overall Effective R-Value (Assumes Uninsulated Roof) | 0 | 34.6072 | Yes | Foundation Type with Effective R-Values | 0 | Heated Basement | 38.7698 | 0 | 0 | 0 | 1.73 | Yes | 0.70636 | 0.66213 | No | 0.58805 | 0.33794 | 0.78361 | 0.17859 | 3.6951 | Nat. Gas Furnace with No CAC | Manual | kW | 30 |  |  | Electric | kW | 15 | 35 | -30 | 0 | 0.7933 | 0.091605 | 0.8 | 0.01 | 1.6 | Heat_EZ_Sch_2 | Cool_EZ_Sch_1 | No | DHW_EZ_Sch_1 | 0 | 0 | 0 | No | No | No | No | No | 820.3003 | Misc_Elec_EZ_Sch_1 | 0
SITE_01436 | 4 | USA_OR_Aurora.State.AP-Lematta.Field.726959_TMY3 | 0 | 2162 | 0.99676 | 8 | 1 | 4-12 (Low-Moderate Slope) | Overall Effective R-Value | 0 | 11.1954 | Ceiling Overall Effective R-Value (Assumes Uninsulated Roof) | 0 | 3.5 | Yes | Foundation Type with Effective R-Values | 0 | Vented Crawlspace | 14.9398 | 2.6329 | 2.6329 | 0 | 2.0929 | Yes | 0.53123 | 0.54897 | No | 0.14903 | 0.23543 | 0.032215 | 0.17758 | 5.0373 | Single Speed ASHP (8.5 HSPF 15 SEER) | Manual | ton | 3 | ton | 3 | Electric | kW | 15 | 35 | -30 | 0 |  | 0.091605 | 2.848 | 0.01 | 5.696 | Heat_EZ_Sch_1 | Cool_EZ_Sch_1 | No | DHW_EZ_Sch_1 | 0 | 0 | 0 | No | No | No | No | No | 836.244 | Misc_Elec_EZ_Sch_1 | 0
SITE_01437 | 4 | USA_OR_Portland-Hillsboro.AP.726986_TMY3 | 0 | 1447 | 1.642 | 8 | 1 | 4-12 (Low-Moderate Slope) | Overall Effective R-Value | 0 | 11.0335 | Ceiling Overall Effective R-Value (Assumes Uninsulated Roof) | 0 | 25.382 | Yes | Foundation Type with Effective R-Values | 0 | Heated Basement | 999 | 0 | 0 | 0 | 1.73 | Yes | 0.52869 | 0.59376 | No | 0.8805 | 0.28402 | 0.16984 | 0.097241 | 7.8132 | Nat. Gas Furnace with No CAC | Manual | kW | 25 |  |  | Electric | kW | 15 | 35 | -30 | 0 | 0.92 | 0.091605 | 2.2404 | 0.01 | 1.424 | Heat_EZ_Sch_2 | Cool_EZ_Sch_1 | No | DHW_EZ_Sch_1 | 0 | 0 | 0 | No | No | No | No | No | 1304.1613 | Misc_Elec_EZ_Sch_1 | 0
SITE_01438 | 4 | USA_OR_Portland-Hillsboro.AP.726986_TMY3 | 0 | 1455 | 1.679 | 8 | 1 | 4-12 (Low-Moderate Slope) | Overall Effective R-Value | 0 | 16.0572 | Ceiling Overall Effective R-Value (Assumes Uninsulated Roof) | 0 | 3.5 | Yes | Foundation Type with Effective R-Values | 0 | Vented Crawlspace | 20.542 | 0 | 0 | 0 | 2.0929 | Yes | 0.80904 | 0.64533 | No | 0.3015 | 0.27059 | 0.09526 | 0.088049 | 3.4219 | Nat. Gas Furnace with No CAC | Manual | kW | 20 |  |  | Electric | kW | 15 | 35 | -30 | 0 | 0.8 | 0.091605 | 2.848 | 0.01 | 5.696 | Heat_EZ_Sch_2 | Cool_EZ_Sch_1 | No | DHW_EZ_Sch_1 | 0 | 0 | 0 | No | No | No | No | No | 770.1294 | Misc_Elec_EZ_Sch_1 | 0
SITE_01439 | 4 | USA_OR_Corvallis.Muni.AP.726945_TMY3 | 0 | 1338 | 0.95081 | 8 | 1 | 4-12 (Low-Moderate Slope) | Overall Effective R-Value | 0 | 17.45 | Ceiling Overall Effective R-Value (Assumes Uninsulated Roof) | 0 | 12.3552 | Yes | Foundation Type with Effective R-Values | 0 | Vented Crawlspace | 12.2765 | 0 | 0 | 0 | 2.0929 | Yes | 0.51905 | 0.54303 | No | 0.12659 | 0.32751 | 0.1956 | 0.35861 | 3.1606 | Single Speed ASHP (8.5 HSPF 15 SEER) | Manual | ton | 3 | ton | 3 | Electric | kW | 15 | 35 | -30 | 0 |  | 0.091605 | 2.2404 | 0.01 | 1.424 | Heat_EZ_Sch_1 | Cool_EZ_Sch_1 | No | DHW_EZ_Sch_1 | 0 | 0 | 0 | No | No | No | No | No | 527.3574 | Misc_Elec_EZ_Sch_1 | 0
SITE_01442 | 4 | USA_OR_Corvallis.Muni.AP.726945_TMY3 | 0 | 1125 | 1 | 8 | 1 | 4-12 (Low-Moderate Slope) | Overall Effective R-Value | 0 | 4.4611 | Ceiling Overall Effective R-Value (Assumes Uninsulated Roof) | 0 | 10.2172 | Yes | Foundation Type with Effective R-Values | 0 | Slab | 999 | 2.6329 | 2.6329 | 0 | 999 | Yes | 0.52143 | 0.54897 | No | 0.20624 | 0.36004 | 0.061906 | 0.042573 | 4.2461 | Resistance Wall Heat with No AC | Manual | kW | 15 |  |  | Electric | kW | 15 | 35 | -30 | 0 |  | 0.091605 | 0.52133 | 0.01 | 1.0427 | Heat_EZ_Sch_1 | Cool_EZ_Sch_1 | No | DHW_EZ_Sch_1 | 0 | 0 | 0 | No | No | No | No | No | 683.0997 | Misc_Elec_EZ_Sch_1 | 0
SITE_01443 | 4 | USA_OR_Aurora.State.AP-Lematta.Field.726959_TMY3 | 0 | 2352 | 1.2058 | 8 | 1 | 4-12 (Low-Moderate Slope) | Overall Effective R-Value | 0 | 11.0335 | Ceiling Overall Effective R-Value (Assumes Uninsulated Roof) | 0 | 23.0572 | Yes | Foundation Type with Effective R-Values | 0 | Vented Crawlspace | 14.9974 | 2.6329 | 2.6329 | 0 | 2.0929 | Yes | 0.53976 | 0.61099 | No | 0.1263 | 0.31507 | 0.28686 | 0.50497 | 6.674 | Nat. Gas Furnace with No CAC | Manual | kW | 20 |  |  | Electric | kW | 15 | 35 | -30 | 0 | 0.8077 | 0.091605 | 0.39253 | 0.01 | 0.78506 | Heat_EZ_Sch_2 | Cool_EZ_Sch_1 | No | DHW_EZ_Sch_1 | 0 | 0 | 0 | No | No | No | No | No | 907.0456 | Misc_Elec_EZ_Sch_1 | 0
SITE_01447 | 4 | USA_OR_Portland-Hillsboro.AP.726986_TMY3 | 0 | 1096 | 1.3125 | 8 | 1 | 4-12 (Low-Moderate Slope) | Overall Effective R-Value | 0 | 17.6014 | Ceiling Overall Effective R-Value (Assumes Uninsulated Roof) | 0 | 16.501 | Yes | Foundation Type with Effective R-Values | 0 | Vented Crawlspace | 18.1327 | 0 | 0 | 0 | 2.4473 | Yes | 0.51152 | 0.6395 | No | 0.056234 | 0.056234 | 0.056234 | 0.056234 | 4.7485 | Nat. Gas Furnace with No CAC | Manual | kW | 10 |  |  | Electric | kW | 15 | 35 | -30 | 0 | 0.8 | 0.091605 | 4 | 0.01 | 8 | Heat_EZ_Sch_2 | Cool_EZ_Sch_1 | No | DHW_EZ_Sch_1 | 0 | 0 | 0 | No | No | No | No | No | 762.6183 | Misc_Elec_EZ_Sch_1 | 0
SITE_01452 | 4 | USA_OR_Portland-Hillsboro.AP.726986_TMY3 | 0 | 3262 | 1.0423 | 8 | 1 | 4-12 (Low-Moderate Slope) | Overall Effective R-Value | 0 | 12.1086 | Ceiling Overall Effective R-Value (Assumes Uninsulated Roof) | 0 | 20.9697 | Yes | Foundation Type with Effective R-Values | 0 | Vented Crawlspace | 11.461 | 2.6329 | 2.6329 | 0 | 2.0929 | Yes | 0.5309 | 0.55716 | No | 0.18593 | 0.33788 | 0.33788 | 0.18593 | 15.2828 | Single Speed ASHP (8.5 HSPF 15 SEER) | Manual | ton | 5.225 | ton | 5.225 | Electric | kW | 15 | 35 | -30 | 0 |  | 0.091605 | 4 | 0.01 | 8 | Heat_EZ_Sch_1 | Cool_EZ_Sch_1 | No | DHW_EZ_Sch_1 | 0 | 0 | 0 | No | No | No | No | No | 1215.084 | Misc_Elec_EZ_Sch_1 | 0
SITE_01454 | 4 | USA_OR_Portland-Hillsboro.AP.726986_TMY3 | 0 | 1685 | 0.61241 | 8 | 1 | 4-12 (Low-Moderate Slope) | Overall Effective R-Value | 0 | 11.5035 | Ceiling Overall Effective R-Value (Assumes Uninsulated Roof) | 0 | 3.5 | Yes | Foundation Type with Effective R-Values | 0 | Heated Basement | 20.258 | 0 | 0 | 0 | 1.73 | Yes | 0.78378 | 0.62227 | No | 0.00049724 | 0.34807 | 0.78792 | 0.19641 | 5.641 | Nat. Gas Furnace with No CAC | Manual | kW | 25 |  |  | Electric | kW | 15 | 35 | -30 | 0 | 0.905 | 0.091605 | 2.2404 | 0.01 | 1.424 | Heat_EZ_Sch_2 | Cool_EZ_Sch_1 | No | DHW_EZ_Sch_1 | 0 | 0 | 0 | No | No | No | No | No | 730.0248 | Misc_Elec_EZ_Sch_1 | 0
SITE_01455 | 4 | USA_OR_Aurora.State.AP-Lematta.Field.726959_TMY3 | 0 | 684 | 1.6953 | 8 | 1 | 4-12 (Low-Moderate Slope) | Overall Effective R-Value | 0 | 11.8061 | Ceiling Overall Effective R-Value (Assumes Uninsulated Roof) | 0 | 45.7413 | Yes | Foundation Type with Effective R-Values | 0 | Vented Crawlspace | 21.9308 | 0 | 0 | 0 | 2.0929 | Yes | 0.51152 | 0.69759 | No | 0.22964 | 0.12021 | 0.13486 | 0.010964 | 8.9293 | Ductless Heat Pump (10 HSPF 22 SEER) | Manual | ton | 1 | ton | 1 | Electric | kW | 15 | 35 | -30 | 0 |  | 0.091605 | 0.52133 | 0.01 | 1.0427 | Heat_EZ_Sch_1 | Cool_EZ_Sch_1 | No | DHW_EZ_Sch_1 | 0 | 0 | 0 | No | No | No | No | No | 559.9108 | Misc_Elec_EZ_Sch_1 | 0
SITE_01457 | 4 | USA_OR_Portland-Hillsboro.AP.726986_TMY3 | 0 | 786 | 2.4205 | 8 | 1 | 4-12 (Low-Moderate Slope) | Overall Effective R-Value | 0 | 16.4028 | Ceiling Overall Effective R-Value (Assumes Uninsulated Roof) | 0 | 6.6739 | Yes | Foundation Type with Effective R-Values | 0 | Vented Crawlspace | 19.0498 | 2.6329 | 2.6329 | 0 | 2.0929 | Yes | 0.51152 | 0.52211 | No | 0.18106 | 0.050451 | 0.067132 | 0.055465 | 6.9218 | Nat. Gas Furnace with No CAC | Manual | kW | 15 |  |  | Electric | kW | 15 | 35 | -30 | 0 | 0.8182 | 0.091605 | 2.2404 | 0.01 | 1.424 | Heat_EZ_Sch_2 | Cool_EZ_Sch_1 | No | DHW_EZ_Sch_1 | 0 | 0 | 0 | No | No | No | No | No | 826.5271 | Misc_Elec_EZ_Sch_1 | 0
SITE_01458 | 4 | USA_OR_Portland-Hillsboro.AP.726986_TMY3 | 0 | 1512 | 3.0394 | 8 | 1 | 4-12 (Low-Moderate Slope) | Overall Effective R-Value | 0 | 16.7906 | Ceiling Overall Effective R-Value (Assumes Uninsulated Roof) | 0 | 14.5659 | Yes | Foundation Type with Effective R-Values | 0 | Vented Crawlspace | 21.5395 | 0 | 0 | 0 | 2.0929 | Yes | 0.51152 | 0.60757 | No | 0.18845 | 0.09836 | 0.052061 | 0.071231 | 4.4108 | Nat. Gas Furnace with No CAC | Manual | kW | 15 |  |  | Electric | kW | 15 | 35 | -30 | 0 | 0.81 | 0.091605 | 4 | 0.01 | 8 | Heat_EZ_Sch_2 | Cool_EZ_Sch_1 | No | DHW_EZ_Sch_1 | 0 | 0 | 0 | No | No | No | No | No | 1108.4382 | Misc_Elec_EZ_Sch_1 | 0
SITE_01459 | 4 | USA_OR_Salem.Muni.AP-McNary.Field.726940_TMY3 | 0 | 2456.5 | 1.1097 | 8 | 1 | 4-12 (Low-Moderate Slope) | Overall Effective R-Value | 0 | 10.7161 | Ceiling Overall Effective R-Value (Assumes Uninsulated Roof) | 0 | 6.174 | Yes | Foundation Type with Effective R-Values | 0 | Vented Crawlspace | 11.0945 | 0 | 0 | 0 | 2.0929 | Yes | 0.64323 | 0.63025 | No | 0.19442 | 0.27861 | 0.16919 | 0.058049 | 8.328 | Nat. Gas Furnace with No CAC | Manual | kW | 20 |  |  | Electric | kW | 15 | 35 | -30 | 0 | 0.91 | 0.091605 | 1.3861 | 0.01 | 2.7723 | Heat_EZ_Sch_2 | Cool_EZ_Sch_1 | No | DHW_EZ_Sch_1 | 0 | 0 | 0 | No | No | No | No | No | 936.944 | Misc_Elec_EZ_Sch_1 | 0
SITE_01461 | 4 | USA_OR_Salem.Muni.AP-McNary.Field.726940_TMY3 | 0 | 905 | 1.7105 | 8 | 1 | 4-12 (Low-Moderate Slope) | Overall Effective R-Value | 0 | 11.9238 | Ceiling Overall Effective R-Value (Assumes Uninsulated Roof) | 0 | 12.632 | Yes | Foundation Type with Effective R-Values | 0 | Vented Crawlspace | 21.2505 | 0 | 0 | 0 | 2.0929 | Yes | 0.52557 | 0.73282 | No | 0.16154 | 0.074226 | 0.16829 | 0.19889 | 13.7178 | Nat. Gas Furnace with No CAC | Manual | kW | 15 |  |  | Electric | kW | 15 | 35 | -30 | 0 | 0.9667 | 0.091605 | 2.8 | 0.01 | 5.6 | Heat_EZ_Sch_2 | Cool_EZ_Sch_1 | No | DHW_EZ_Sch_1 | 0 | 0 | 0 | No | No | No | No | No | 408.6932 | Misc_Elec_EZ_Sch_1 | 0
SITE_01462 | 4 | USA_OR_Corvallis.Muni.AP.726945_TMY3 | 0 | 1140 | 1.7405 | 8 | 1 | 4-12 (Low-Moderate Slope) | Overall Effective R-Value | 0 | 11.0335 | Ceiling Overall Effective R-Value (Assumes Uninsulated Roof) | 0 | 6.2593 | Yes | Foundation Type with Effective R-Values | 0 | Heated Basement | 999 | 0 | 0 | 0 | 1.73 | Yes | 0.94673 | 0.75112 | No | 0.22263 | 0.19135 | 0.17504 | 0.19003 | 5.463 | Nat. Gas Furnace with No CAC | Manual | kW | 20 |  |  | Electric | kW | 15 | 35 | -30 | 0 | 0.85766 | 0.091605 | 0.39253 | 0.01 | 0.78506 | Heat_EZ_Sch_2 | Cool_EZ_Sch_1 | No | DHW_EZ_Sch_1 | 0 | 0 | 0 | No | No | No | No | No | 722.3439 | Misc_Elec_EZ_Sch_1 | 0
SITE_01463 | 4 | USA_OR_Salem.Muni.AP-McNary.Field.726940_TMY3 | 0 | 1369 | 1.0611 | 8 | 1 | 4-12 (Low-Moderate Slope) | Overall Effective R-Value | 0 | 7.7261 | Ceiling Overall Effective R-Value (Assumes Uninsulated Roof) | 0 | 4.965 | Yes | Foundation Type with Effective R-Values | 0 | Vented Crawlspace | 4.707 | 0 | 0 | 0 | 2.0929 | Yes | 0.89294 | 0.55431 | No | 0.082516 | 0.16508 | 0.14975 | 0.10469 | 19.5846 | Nat. Gas Furnace with No CAC | Manual | kW | 20 |  |  | Electric | kW | 15 | 35 | -30 | 0 | 0.85766 | 0.091605 | 2.2404 | 0.01 | 1.424 | Heat_EZ_Sch_2 | Cool_EZ_Sch_1 | No | DHW_EZ_Sch_1 | 0 | 0 | 0 | No | No | No | No | No | 622.1416 | Misc_Elec_EZ_Sch_1 | 0
SITE_01464 | 4 | USA_OR_Eugene.AP-Sweet.Field.726930_TMY3 | 0 | 888 | 0.78646 | 8 | 1 | 4-12 (Low-Moderate Slope) | Overall Effective R-Value | 0 | 9.3078 | Ceiling Overall Effective R-Value (Assumes Uninsulated Roof) | 0 | 16.8137 | Yes | Foundation Type with Effective R-Values | 0 | Heated Basement | 999 | 0 | 0 | 0 | 1.73 | Yes | 0.52864 | 0.72623 | No | 0.47218 | 0.53748 | 0.23853 | 0.17394 | 7.0349 | Ductless Heat Pump (10 HSPF 22 SEER) | Manual | ton | 2 | ton | 2 | Electric | kW | 15 | 35 | -30 | 0 |  | 0.091605 | 0.52133 | 0.01 | 1.0427 | Heat_EZ_Sch_1 | Cool_EZ_Sch_1 | No | DHW_EZ_Sch_1 | 0 | 0 | 0 | No | No | No | No | No | 604.6219 | Misc_Elec_EZ_Sch_1 | 0
SITE_01466 | 4 | USA_OR_Corvallis.Muni.AP.726945_TMY3 | 0 | 1050 | 2.3095 | 8 | 1 | 4-12 (Low-Moderate Slope) | Overall Effective R-Value | 0 | 9.6358 | Ceiling Overall Effective R-Value (Assumes Uninsulated Roof) | 0 | 19.9405 | Yes | Foundation Type with Effective R-Values | 0 | Slab | 19.5509 | 2.6329 | 2.6329 | 0 | 999 | Yes | 0.52909 | 0.64616 | No | 0.15567 | 0.30411 | 0.12288 | 0.0020879 | 5.1329 | Nat. Gas Furnace with No CAC | Manual | kW | 15 |  |  | Electric | kW | 15 | 35 | -30 | 0 | 0.9625 | 0.091605 | 2.2404 | 0.01 | 1.424 | Heat_EZ_Sch_2 | Cool_EZ_Sch_1 | No | DHW_EZ_Sch_1 | 0 | 0 | 0 | No | No | No | No | No | 777.1847 | Misc_Elec_EZ_Sch_1 | 0
SITE_01467 | 4 | USA_OR_Corvallis.Muni.AP.726945_TMY3 | 0 | 1270 | 0.60374 | 8 | 1 | 4-12 (Low-Moderate Slope) | Overall Effective R-Value | 0 | 10.7557 | Ceiling Overall Effective R-Value (Assumes Uninsulated Roof) | 0 | 8.4265 | Yes | Foundation Type with Effective R-Values | 0 | Heated Basement | 8.0204 | 0 | 0 | 0 | 11.1048 | Yes | 0.88185 | 0.52211 | No | 0.00058098 | 0.00058098 | 0.43718 | 0.28952 | 16.1139 | Nat. Gas Furnace with No CAC | Manual | kW | 15 |  |  | Electric | kW | 15 | 35 | -30 | 0 | 0.76 | 0.091605 | 2.848 | 0.01 | 5.696 | Heat_EZ_Sch_2 | Cool_EZ_Sch_1 | No | DHW_EZ_Sch_1 | 0 | 0 | 0 | No | No | No | No | No | 1086.6116 | Misc_Elec_EZ_Sch_1 | 0
SITE_01468 | 4 | USA_OR_Corvallis.Muni.AP.726945_TMY3 | 0 | 1040 | 2.125 | 8 | 1 | 4-12 (Low-Moderate Slope) | Overall Effective R-Value | 0 | 16.4028 | Ceiling Overall Effective R-Value (Assumes Uninsulated Roof) | 0 | 48.7587 | Yes | Foundation Type with Effective R-Values | 0 | Vented Crawlspace | 18.1327 | 0 | 0 | 0 | 2.3972 | Yes | 0.51152 | 0.69531 | No | 0.11137 | 0.070555 | 0.13495 | 0.11284 | 3.8191 | Single Speed ASHP (8.5 HSPF 15 SEER) | Manual | ton | 4 | ton | 4 | Electric | kW | 15 | 35 | -30 | 0 |  | 0.091605 | 3 | 0.01 | 6 | Heat_EZ_Sch_1 | Cool_EZ_Sch_1 | No | DHW_EZ_Sch_1 | 0 | 0 | 0 | No | No | No | No | No | 662.4083 | Misc_Elec_EZ_Sch_1 | 0
SITE_01469 | 4 | USA_OR_Corvallis.Muni.AP.726945_TMY3 | 0 | 976 | 1.3472 | 8 | 1 | 4-12 (Low-Moderate Slope) | Overall Effective R-Value | 0 | 4.7802 | Ceiling Overall Effective R-Value (Assumes Uninsulated Roof) | 0 | 4.6268 | Yes | Foundation Type with Effective R-Values | 0 | Heated Basement | 999 | 0 | 0 | 0 | 1.73 | Yes | 0.85876 | 0.57326 | No | 0.10411 | 0.13373 | 0.21062 | 0.13612 | 9.7796 | Single Speed ASHP (8.5 HSPF 15 SEER) | Manual | ton | 2.5 | ton | 2.5 | Electric | kW | 15 | 35 | -30 | 0 |  | 0.091605 | 0.39253 | 0.01 | 0.78506 | Heat_EZ_Sch_1 | Cool_EZ_Sch_1 | No | DHW_EZ_Sch_1 | 0 | 0 | 0 | No | No | No | No | No | 931.4459 | Misc_Elec_EZ_Sch_1 | 0
SITE_01470 | 4 | USA_OR_Aurora.State.AP-Lematta.Field.726959_TMY3 | 0 | 465 | 1.875 | 8 | 1 | 4-12 (Low-Moderate Slope) | Overall Effective R-Value | 0 | 11.8473 | Ceiling Overall Effective R-Value (Assumes Uninsulated Roof) | 0 | 12.0038 | Yes | Foundation Type with Effective R-Values | 0 | Vented Crawlspace | 18.1327 | 0 | 0 | 0 | 999 | Yes | 0.52699 | 0.54008 | No | 0.070881 | 0.22923 | 0.00030916 | 0.00030916 | 9.3068 | Resistance Wall Heat with No AC | Manual | kW | 10 |  |  | Electric | kW | 15 | 35 | -30 | 0 |  | 0.091605 | 0.52133 | 0.01 | 1.0427 | Heat_EZ_Sch_1 | Cool_EZ_Sch_1 | No | DHW_EZ_Sch_1 | 0 | 0 | 0 | No | No | No | No | No | 797.9903 | Misc_Elec_EZ_Sch_1 | 0
SITE_01473 | 4 | USA_OR_Salem.Muni.AP-McNary.Field.726940_TMY3 | 0 | 2112 | 1.0625 | 8 | 1 | 4-12 (Low-Moderate Slope) | Overall Effective R-Value | 0 | 12.4529 | Ceiling Overall Effective R-Value (Assumes Uninsulated Roof) | 0 | 24.0342 | Yes | Foundation Type with Effective R-Values | 0 | Vented Crawlspace | 22.2307 | 0 | 0 | 0 | 2.0929 | Yes | 0.49046 | 0.49917 | No | 0.20798 | 0.17654 | 0.26449 | 0.14083 | 3.7885 | Single Speed ASHP (8.5 HSPF 15 SEER) | Manual | ton | 4.6667 | ton | 4.6667 | Electric | kW | 15 | 35 | -30 | 0 |  | 0.12716 | 11.1154 | 0.01 | 100 | Heat_EZ_Sch_1 | Cool_EZ_Sch_1 | No | DHW_EZ_Sch_1 | 0 | 0 | 0 | No | No | No | No | No | 627.7766 | Misc_Elec_EZ_Sch_1 | 0
SITE_01474 | 4 | USA_OR_Corvallis.Muni.AP.726945_TMY3 | 0 | 1998 | 1.001 | 8 | 1 | 4-12 (Low-Moderate Slope) | Overall Effective R-Value | 0 | 16.7469 | Ceiling Overall Effective R-Value (Assumes Uninsulated Roof) | 0 | 12.7786 | Yes | Foundation Type with Effective R-Values | 0 | Vented Crawlspace | 4.7448 | 0 | 0 | 0 | 8.776 | Yes | 0.23617 | 0.41113 | No | 0.1171 | 0.1171 | 0.17821 | 0.21575 | 8.4383 | Nat. Gas Furnace with No CAC | Manual | kW | 15 |  |  | Electric | kW | 15 | 35 | -30 | 0 | 0.9697 | 0.091605 | 4 | 0.01 | 8 | Heat_EZ_Sch_2 | Cool_EZ_Sch_1 | No | DHW_EZ_Sch_1 | 0 | 0 | 0 | No | No | No | No | No | 804.3303 | Misc_Elec_EZ_Sch_1 | 0
SITE_01475 | 4 | USA_OR_Portland-Hillsboro.AP.726986_TMY3 | 0 | 1675 | 1.2898 | 8 | 1 | 4-12 (Low-Moderate Slope) | Overall Effective R-Value | 0 | 16.0061 | Ceiling Overall Effective R-Value (Assumes Uninsulated Roof) | 0 | 26.5158 | Yes | Foundation Type with Effective R-Values | 0 | Vented Crawlspace | 26.0716 | 0 | 0 | 0 | 2.0929 | Yes | 0.51152 | 0.53492 | No | 0.18379 | 0.1113 | 0.078474 | 0.23911 | 3.3087 | Nat. Gas Furnace with No CAC | Manual | kW | 15 |  |  | Electric | kW | 15 | 35 | -30 | 0 | 0.85766 | 0.091605 | 2.848 | 0.01 | 5.696 | Heat_EZ_Sch_2 | Cool_EZ_Sch_1 | No | DHW_EZ_Sch_1 | 0 | 0 | 0 | No | No | No | No | No | 836.5374 | Misc_Elec_EZ_Sch_1 | 0
SITE_01480 | 4 | USA_OR_Aurora.State.AP-Lematta.Field.726959_TMY3 | 0 | 1254 | 1.1093 | 8 | 1 | 4-12 (Low-Moderate Slope) | Overall Effective R-Value | 0 | 16.0572 | Ceiling Overall Effective R-Value (Assumes Uninsulated Roof) | 0 | 24.0276 | Yes | Foundation Type with Effective R-Values | 0 | Vented Crawlspace | 20.0686 | 0 | 0 | 0 | 999 | Yes | 0.51152 | 0.55125 | No | 0.18474 | 0.4014 | 0.092194 | 0.097641 | 14.9589 | Nat. Gas Furnace with No CAC | Manual | kW | 15 |  |  | Electric | kW | 15 | 35 | -30 | 0 | 0.9 | 0.091605 | 4.0976 | 0.01 | 8.1951 | Heat_EZ_Sch_2 | Cool_EZ_Sch_1 | No | DHW_EZ_Sch_1 | 0 | 0 | 0 | No | No | No | No | No | 693.1171 | Misc_Elec_EZ_Sch_1 | 0
SITE_01481 | 4 | USA_OR_Salem.Muni.AP-McNary.Field.726940_TMY3 | 0 | 840 | 1 | 8 | 1 | 4-12 (Low-Moderate Slope) | Overall Effective R-Value | 0 | 11.0335 | Ceiling Overall Effective R-Value (Assumes Uninsulated Roof) | 0 | 6.2 | Yes | Foundation Type with Effective R-Values | 0 | Vented Crawlspace | 4.707 | 0 | 0 | 0 | 2.0929 | Yes | 0.62493 | 0.55566 | No | 0.25171 | 0.061459 | 0.040493 | 0.051935 | 8.5122 | Resistance Wall Heat with No AC | Manual | kW | 15 |  |  | Electric | kW | 15 | 35 | -30 | 0 |  | 0.091605 | 0.52133 | 0.01 | 1.0427 | Heat_EZ_Sch_1 | Cool_EZ_Sch_1 | No | DHW_EZ_Sch_1 | 0 | 0 | 0 | No | No | No | No | No | 498.5742 | Misc_Elec_EZ_Sch_1 | 0
SITE_01482 | 4 | USA_OR_Salem.Muni.AP-McNary.Field.726940_TMY3 | 0 | 1708 | 1 | 8 | 1 | 4-12 (Low-Moderate Slope) | Overall Effective R-Value | 0 | 11.3052 | Ceiling Overall Effective R-Value (Assumes Uninsulated Roof) | 0 | 24.0342 | Yes | Foundation Type with Effective R-Values | 0 | Vented Crawlspace | 11.3068 | 0 | 0 | 0 | 2.0929 | Yes | 0.48 | 0.49917 | No | 0.13969 | 0.17664 | 0.18856 | 0.099811 | 3.0312 | Electric Furnace with No CAC | Manual | kW | 15 |  |  | Electric | kW | 15 | 35 | -30 | 0 |  | 0.12716 | 5.6534 | 0.01 | 100 | Heat_EZ_Sch_1 | Cool_EZ_Sch_1 | No | DHW_EZ_Sch_1 | 0 | 0 | 0 | No | No | No | No | No | 726.8065 | Misc_Elec_EZ_Sch_1 | 0
SITE_01486 | 4 | USA_OR_Eugene.AP-Sweet.Field.726930_TMY3 | 0 | 1388 | 1 | 8 | 1 | 4-12 (Low-Moderate Slope) | Overall Effective R-Value | 0 | 6.2646 | Ceiling Overall Effective R-Value (Assumes Uninsulated Roof) | 0 | 4.7171 | Yes | Foundation Type with Effective R-Values | 0 | Vented Crawlspace | 30.7564 | 0 | 0 | 0 | 2.0929 | Yes | 0.56553 | 0.54897 | No | 0.21357 | 0.16327 | 0.16072 | 0.21612 | 17.5961 | Single Speed ASHP (8.5 HSPF 15 SEER) | Manual | ton | 1.7923 | ton | 1.7923 | Electric | kW | 15 | 35 | -30 | 0 |  | 0.091605 | 2.2404 | 0.01 | 1.424 | Heat_EZ_Sch_1 | Cool_EZ_Sch_1 | No | DHW_EZ_Sch_1 | 0 | 0 | 0 | No | No | No | No | No | 645.7976 | Misc_Elec_EZ_Sch_1 | 0
SITE_01487 | 4 | USA_OR_Corvallis.Muni.AP.726945_TMY3 | 0 | 619.125 | 0.88169 | 8 | 1 | 4-12 (Low-Moderate Slope) | Overall Effective R-Value | 0 | 11.0335 | Ceiling Overall Effective R-Value (Assumes Uninsulated Roof) | 0 | 3.5 | Yes | Foundation Type with Effective R-Values | 0 | Vented Crawlspace | 26.0716 | 0 | 0 | 0 | 2.0929 | Yes | 0.52699 | 0.70857 | No | 0.12234 | 0.10683 | 0.12278 | 0.080125 | 18.3892 | Resistance Wall Heat with No AC | Manual | kW | 15 |  |  | Electric | kW | 15 | 35 | -30 | 0 |  | 0.091605 | 0.52133 | 0.01 | 1.0427 | Heat_EZ_Sch_1 | Cool_EZ_Sch_1 | No | DHW_EZ_Sch_1 | 0 | 0 | 0 | No | No | No | No | No | 489.7158 | Misc_Elec_EZ_Sch_1 | 0
SITE_01489 | 4 | USA_OR_Aurora.State.AP-Lematta.Field.726959_TMY3 | 0 | 1048 | 2.4294 | 8 | 1 | 4-12 (Low-Moderate Slope) | Overall Effective R-Value | 0 | 11.9238 | Ceiling Overall Effective R-Value (Assumes Uninsulated Roof) | 0 | 7.9129 | Yes | Foundation Type with Effective R-Values | 0 | Vented Crawlspace | 17.8432 | 0 | 0 | 0 | 2.0929 | Yes | 0.51976 | 0.59516 | No | 0.027922 | 0.02141 | 0.26831 | 0.17955 | 6.9931 | Nat. Gas Furnace with No CAC | Manual | kW | 15 |  |  | Electric | kW | 15 | 35 | -30 | 0 | 0.85766 | 0.091605 | 0.39253 | 0.01 | 0.78506 | Heat_EZ_Sch_2 | Cool_EZ_Sch_1 | No | DHW_EZ_Sch_1 | 0 | 0 | 0 | No | No | No | No | No | 685.7732 | Misc_Elec_EZ_Sch_1 | 0
SITE_01491 | 4 | USA_OR_Aurora.State.AP-Lematta.Field.726959_TMY3 | 0 | 744 | 2.0363 | 8 | 1 | 4-12 (Low-Moderate Slope) | Overall Effective R-Value | 0 | 11.0335 | Ceiling Overall Effective R-Value (Assumes Uninsulated Roof) | 0 | 7.2283 | Yes | Foundation Type with Effective R-Values | 0 | Vented Crawlspace | 5.7305 | 0 | 0 | 0 | 7.4967 | Yes | 0.82788 | 0.54897 | No | 0.06864 | 0.06864 | 0.06864 | 0.06864 | 15.4049 | Nat. Gas Furnace with No CAC | Manual | kW | 15 |  |  | Electric | kW | 15 | 35 | -30 | 0 | 0.8 | 0.091605 | 0.39253 | 0.01 | 0.78506 | Heat_EZ_Sch_2 | Cool_EZ_Sch_1 | No | DHW_EZ_Sch_1 | 0 | 0 | 0 | No | No | No | No | No | 868.9597 | Misc_Elec_EZ_Sch_1 | 0
SITE_01492 | 4 | USA_OR_Aurora.State.AP-Lematta.Field.726959_TMY3 | 0 | 3166 | 1.125 | 8 | 1 | 4-12 (Low-Moderate Slope) | Overall Effective R-Value | 0 | 11.9881 | Ceiling Overall Effective R-Value (Assumes Uninsulated Roof) | 0 | 18.128 | Yes | Foundation Type with Effective R-Values | 0 | Vented Crawlspace | 15.2272 | 0 | 0 | 0 | 2.0929 | Yes | 0.53962 | 0.54897 | No | 0.42858 | 0.079098 | 0.08952 | 0.046735 | 5.8607 | Nat. Gas Furnace with No CAC | Manual | kW | 15 |  |  | Electric | kW | 15 | 35 | -30 | 0 | 0.9659 | 0.091605 | 3 | 0.01 | 6 | Heat_EZ_Sch_2 | Cool_EZ_Sch_1 | No | DHW_EZ_Sch_1 | 0 | 0 | 0 | No | No | No | No | No | 836.1663 | Misc_Elec_EZ_Sch_1 | 0
SITE_01494 | 4 | USA_OR_Portland-Hillsboro.AP.726986_TMY3 | 0 | 1016 | 1.999 | 8 | 1 | 4-12 (Low-Moderate Slope) | Overall Effective R-Value | 0 | 16.7906 | Ceiling Overall Effective R-Value (Assumes Uninsulated Roof) | 0 | 12.0038 | Yes | Foundation Type with Effective R-Values | 0 | Vented Crawlspace | 18.1327 | 0 | 0 | 0 | 2.0929 | Yes | 0.51152 | 0.53686 | No | 0.14162 | 0.051258 | 0.1083 | 0.084577 | 4.0133 | Single Speed ASHP (8.5 HSPF 15 SEER) | Manual | ton | 2.5 | ton | 2.5 | Electric | kW | 15 | 35 | -30 | 0 |  | 0.091605 | 3.2941 | 0.01 | 6.5882 | Heat_EZ_Sch_1 | Cool_EZ_Sch_1 | No | DHW_EZ_Sch_1 | 0 | 0 | 0 | No | No | No | No | No | 563.2187 | Misc_Elec_EZ_Sch_1 | 0
SITE_01495 | 4 | USA_OR_Corvallis.Muni.AP.726945_TMY3 | 0 | 1344 | 1.7827 | 8 | 1 | 4-12 (Low-Moderate Slope) | Overall Effective R-Value | 0 | 11.0335 | Ceiling Overall Effective R-Value (Assumes Uninsulated Roof) | 0 | 34.3467 | Yes | Foundation Type with Effective R-Values | 0 | Vented Crawlspace | 4.7717 | 2.6329 | 2.6329 | 0 | 2.0929 | Yes | 0.53776 | 0.54897 | No | 0.50692 | 0.21227 | 0.12421 | 0.38393 | 4.2273 | Single Speed ASHP (8.5 HSPF 15 SEER) | Manual | ton | 4 | ton | 4 | Electric | kW | 15 | 35 | -30 | 0 |  | 0.091605 | 0.47191 | 0.01 | 0.94382 | Heat_EZ_Sch_1 | Cool_EZ_Sch_1 | No | DHW_EZ_Sch_1 | 0 | 0 | 0 | No | No | No | No | No | 947.433 | Misc_Elec_EZ_Sch_1 | 0
SITE_01497 | 4 | USA_OR_Corvallis.Muni.AP.726945_TMY3 | 0 | 1907 | 2.1494 | 8 | 1 | 4-12 (Low-Moderate Slope) | Overall Effective R-Value | 0 | 4.3012 | Ceiling Overall Effective R-Value (Assumes Uninsulated Roof) | 0 | 3.5 | Yes | Foundation Type with Effective R-Values | 0 | Heated Basement | 999 | 0 | 0 | 0 | 1.73 | Yes | 0.94673 | 0.71028 | No | 0.20817 | 0.15579 | 0.1839 | 0.20564 | 5.1366 | Nat. Gas Furnace with No CAC | Manual | kW | 30 |  |  | Electric | kW | 15 | 35 | -30 | 0 | 0.85766 | 0.091605 | 0.39253 | 0.01 | 0.78506 | Heat_EZ_Sch_2 | Cool_EZ_Sch_1 | No | DHW_EZ_Sch_1 | 0 | 0 | 0 | No | No | No | No | No | 1118.0855 | Misc_Elec_EZ_Sch_1 | 0
SITE_01500 | 4 | USA_OR_Salem.Muni.AP-McNary.Field.726940_TMY3 | 0 | 2132 | 2.9048 | 8 | 1 | 4-12 (Low-Moderate Slope) | Overall Effective R-Value | 0 | 17.5367 | Ceiling Overall Effective R-Value (Assumes Uninsulated Roof) | 0 | 20.4956 | Yes | Foundation Type with Effective R-Values | 0 | Unheated Basement | 19.1634 | 0 | 0 | 0 | 999 | Yes | 0.51152 | 0.57209 | No | 0.14477 | 0.18538 | 0.12436 | 0.093068 | 6.7878 | Single Speed ASHP (8.5 HSPF 15 SEER) | Manual | ton | 2.5 | ton | 2.5 | Electric | kW | 15 | 35 | -30 | 0 |  | 0.091605 | 8.4 | 0.01 | 16.8 | Heat_EZ_Sch_1 | Cool_EZ_Sch_1 | No | DHW_EZ_Sch_1 | 0 | 0 | 0 | No | No | No | No | No | 678.3451 | Misc_Elec_EZ_Sch_1 | 0
SITE_01501 | 4 | USA_OR_Portland-Hillsboro.AP.726986_TMY3 | 0 | 855 | 1.5362 | 8 | 1 | 4-12 (Low-Moderate Slope) | Overall Effective R-Value | 0 | 11.3736 | Ceiling Overall Effective R-Value (Assumes Uninsulated Roof) | 0 | 12.3037 | Yes | Foundation Type with Effective R-Values | 0 | Heated Basement | 4.7448 | 0 | 0 | 0 | 1.73 | Yes | 0.93369 | 0.6751 | No | 0.30371 | 0.19157 | 0.22618 | 0.12886 | 12.9114 | Nat. Gas Furnace with No CAC | Manual | kW | 20 |  |  | Electric | kW | 15 | 35 | -30 | 0 | 0.9667 | 0.091605 | 0.39253 | 0.01 | 0.78506 | Heat_EZ_Sch_2 | Cool_EZ_Sch_1 | No | DHW_EZ_Sch_1 | 0 | 0 | 0 | No | No | No | No | No | 636.278 | Misc_Elec_EZ_Sch_1 | 0
SITE_01502 | 4 | USA_WA_Port.Angeles-Fairchild.Intl.AP.727885_TMY3 | 0 | 1783 | 1.0011 | 8 | 1 | 4-12 (Low-Moderate Slope) | Overall Effective R-Value | 0 | 16.2112 | Ceiling Overall Effective R-Value (Assumes Uninsulated Roof) | 0 | 11.6659 | Yes | Foundation Type with Effective R-Values | 0 | Vented Crawlspace | 26.9066 | 0 | 0 | 0 | 2.0929 | Yes | 0.51617 | 0.68722 | No | 0.20789 | 0.11132 | 0.07838 | 0.053226 | 3.7533 | Resistance Wall Heat with No AC | Manual | kW | 15 |  |  | Electric | kW | 15 | 35 | -30 | 0 |  | 0.091605 | 0.52133 | 0.01 | 1.0427 | Heat_EZ_Sch_1 | Cool_EZ_Sch_1 | No | DHW_EZ_Sch_1 | 0 | 0 | 0 | No | No | No | No | No | 785.2342 | Misc_Elec_EZ_Sch_1 | 0
SITE_01503 | 4 | USA_OR_Corvallis.Muni.AP.726945_TMY3 | 0 | 1754 | 1 | 8 | 1 | 4-12 (Low-Moderate Slope) | Overall Effective R-Value | 0 | 4.2595 | Ceiling Overall Effective R-Value (Assumes Uninsulated Roof) | 0 | 8.7482 | Yes | Foundation Type with Effective R-Values | 0 | Vented Crawlspace | 4.707 | 2.6329 | 2.6329 | 0 | 2.0929 | Yes | 0.86668 | 0.62655 | No | 0.071632 | 0.0291 | 0.30742 | 0.1552 | 4.8394 | Single Speed ASHP (8.5 HSPF 15 SEER) | Manual | ton | 2.6782 | ton | 2.6782 | Electric | kW | 15 | 35 | -30 | 0 |  | 0.091605 | 2.848 | 0.01 | 5.696 | Heat_EZ_Sch_1 | Cool_EZ_Sch_1 | No | DHW_EZ_Sch_1 | 0 | 0 | 0 | No | No | No | No | No | 514.2501 | Misc_Elec_EZ_Sch_1 | 0
SITE_01504 | 4 | USA_OR_Corvallis.Muni.AP.726945_TMY3 | 0 | 1294 | 1.125 | 8 | 1 | 4-12 (Low-Moderate Slope) | Overall Effective R-Value | 0 | 16.9014 | Ceiling Overall Effective R-Value (Assumes Uninsulated Roof) | 0 | 64.2545 | Yes | Foundation Type with Effective R-Values | 0 | Vented Crawlspace | 17.9869 | 0 | 0 | 0 | 2.0929 | Yes | 0.51152 | 0.70243 | No | 0.18533 | 0.10502 | 0.19768 | 0.14826 | 2.6121 | Single Speed ASHP (8.5 HSPF 15 SEER) | Manual | ton | 2.4167 | ton | 2.4167 | Electric | kW | 15 | 35 | -30 | 0 |  | 0.091605 | 4 | 0.01 | 8 | Heat_EZ_Sch_1 | Cool_EZ_Sch_1 | No | DHW_EZ_Sch_1 | 0 | 0 | 0 | No | No | No | No | No | 513.5456 | Misc_Elec_EZ_Sch_1 | 0
SITE_01505 | 4 | USA_OR_Corvallis.Muni.AP.726945_TMY3 | 0 | 760 | 1.6201 | 8 | 1 | 4-12 (Low-Moderate Slope) | Overall Effective R-Value | 0 | 8.3127 | Ceiling Overall Effective R-Value (Assumes Uninsulated Roof) | 0 | 27.5634 | Yes | Foundation Type with Effective R-Values | 0 | Heated Basement | 23.4417 | 0 | 0 | 0 | 1.73 | Yes | 0.63132 | 0.57938 | No | 0.21436 | 0.21395 | 0.2101 | 0.19582 | 12.8511 | Nat. Gas Furnace with No CAC | Manual | kW | 15 |  |  | Electric | kW | 15 | 35 | -30 | 0 | 0.971 | 0.091605 | 0.7 | 0.01 | 1.4 | Heat_EZ_Sch_2 | Cool_EZ_Sch_1 | No | DHW_EZ_Sch_1 | 0 | 0 | 0 | No | No | No | No | No | 750.6841 | Misc_Elec_EZ_Sch_1 | 0
SITE_01506 | 4 | USA_OR_Eugene.AP-Sweet.Field.726930_TMY3 | 0 | 704 | 2.125 | 8 | 1 | 4-12 (Low-Moderate Slope) | Overall Effective R-Value | 0 | 17.7794 | Ceiling Overall Effective R-Value (Assumes Uninsulated Roof) | 0 | 12.7786 | Yes | Foundation Type with Effective R-Values | 0 | Vented Crawlspace | 28.1788 | 0 | 0 | 0 | 2.6233 | Yes | 0.51152 | 0.61776 | No | 0.087674 | 0.087674 | 0.087674 | 0.087674 | 2.9914 | Electric Furnace with No CAC | Manual | kW | 10 |  |  | Electric | kW | 15 | 35 | -30 | 0 |  | 0.091605 | 4 | 0.01 | 8 | Heat_EZ_Sch_1 | Cool_EZ_Sch_1 | No | DHW_EZ_Sch_1 | 0 | 0 | 0 | No | No | No | No | No | 600.5826 | Misc_Elec_EZ_Sch_1 | 0
SITE_01508 | 4 | USA_OR_Corvallis.Muni.AP.726945_TMY3 | 0 | 2544 | 0.26258 | 8 | 1 | 4-12 (Low-Moderate Slope) | Overall Effective R-Value | 0 | 11.0335 | Ceiling Overall Effective R-Value (Assumes Uninsulated Roof) | 0 | 11.2883 | Yes | Foundation Type with Effective R-Values | 0 | Heated Basement | 23.4417 | 0 | 0 | 0 | 9.0909 | Yes | 0.83864 | 0.64816 | No | 0.19879 | 0.69732 | 0.66127 | 2.6763 | 5.4232 | Nat. Gas Furnace with No CAC | Manual | kW | 20 |  |  | Electric | kW | 15 | 35 | -30 | 0 | 0.925 | 0.091605 | 0.39253 | 0.01 | 0.78506 | Heat_EZ_Sch_2 | Cool_EZ_Sch_1 | No | DHW_EZ_Sch_1 | 0 | 0 | 0 | No | No | No | No | No | 579.6284 | Misc_Elec_EZ_Sch_1 | 0
SITE_01509 | 4 | USA_OR_Aurora.State.AP-Lematta.Field.726959_TMY3 | 0 | 939 | 1.4737 | 8 | 1 | 4-12 (Low-Moderate Slope) | Overall Effective R-Value | 0 | 15.6412 | Ceiling Overall Effective R-Value (Assumes Uninsulated Roof) | 0 | 5.1392 | Yes | Foundation Type with Effective R-Values | 0 | Vented Crawlspace | 11.0945 | 0 | 0 | 0 | 2.0929 | Yes | 0.52699 | 0.53587 | No | 0.15741 | 0.073264 | 0.19929 | 0.024911 | 13.1902 | Resistance Wall Heat with No AC | Manual | kW | 15 |  |  | Electric | kW | 15 | 35 | -30 | 0 |  | 0.091605 | 0.52133 | 0.01 | 1.0427 | Heat_EZ_Sch_1 | Cool_EZ_Sch_1 | No | DHW_EZ_Sch_1 | 0 | 0 | 0 | No | No | No | No | No | 561.1341 | Misc_Elec_EZ_Sch_1 | 0
SITE_01512 | 4 | USA_WA_The.Dalles-Columbia.Gorge.Rgnl.AP.726988_TMY3 | 0 | 1072 | 1 | 8 | 1 | 4-12 (Low-Moderate Slope) | Overall Effective R-Value | 0 | 7.2085 | Ceiling Overall Effective R-Value (Assumes Uninsulated Roof) | 0 | 6.7282 | Yes | Foundation Type with Effective R-Values | 0 | Slab | 999 | 2.6329 | 2.6329 | 0 | 999 | Yes | 0.74379 | 0.57131 | No | 0.10181 | 0.11962 | 0.22909 | 0.10138 | 4.1644 | Nat. Gas Furnace with No CAC | Manual | kW | 15 |  |  | Electric | kW | 15 | 35 | -30 | 0 | 0.85766 | 0.091605 | 0.39253 | 0.01 | 0.78506 | Heat_EZ_Sch_2 | Cool_EZ_Sch_1 | No | DHW_EZ_Sch_1 | 0 | 0 | 0 | No | No | No | No | No | 698.4802 | Misc_Elec_EZ_Sch_1 | 0
SITE_01513 | 4 | USA_OR_Eugene.AP-Sweet.Field.726930_TMY3 | 0 | 1534 | 0.9375 | 8 | 1 | 4-12 (Low-Moderate Slope) | Overall Effective R-Value | 0 | 11.3052 | Ceiling Overall Effective R-Value (Assumes Uninsulated Roof) | 0 | 11.2891 | Yes | Foundation Type with Effective R-Values | 0 | Vented Crawlspace | 11.3712 | 0 | 0 | 0 | 2.0929 | Yes | 0.74597 | 0.75276 | No | 0.11886 | 0.22201 | 0.041135 | 0.0057921 | 4.6411 | Single Speed ASHP (8.5 HSPF 15 SEER) | Manual | ton | 2.5 | ton | 2.5 | Electric | kW | 15 | 35 | -30 | 0 |  | 0.17053 | 5.6856 | 0.01 | 100 | Heat_EZ_Sch_1 | Cool_EZ_Sch_1 | No | DHW_EZ_Sch_1 | 0 | 0 | 0 | No | No | No | No | No | 662.7725 | Misc_Elec_EZ_Sch_1 | 0
SITE_01517 | 4 | USA_OR_Portland-Hillsboro.AP.726986_TMY3 | 0 | 629 | 2.6334 | 8 | 1 | 4-12 (Low-Moderate Slope) | Overall Effective R-Value | 0 | 16.9014 | Ceiling Overall Effective R-Value (Assumes Uninsulated Roof) | 0 | 22.0452 | Yes | Foundation Type with Effective R-Values | 0 | Vented Crawlspace | 16.1828 | 0 | 0 | 0 | 2.0929 | Yes | 0.51905 | 0.61449 | No | 0.079807 | 0.035067 | 0.17544 | 0.14594 | 10.5486 | Nat. Gas Furnace with No CAC | Manual | kW | 15 |  |  | Electric | kW | 15 | 35 | -30 | 0 | 0.8 | 0.091605 | 2.848 | 0.01 | 5.696 | Heat_EZ_Sch_2 | Cool_EZ_Sch_1 | No | DHW_EZ_Sch_1 | 0 | 0 | 0 | No | No | No | No | No | 784.0099 | Misc_Elec_EZ_Sch_1 | 0
SITE_01518 | 4 | USA_OR_Portland-Troutdale.AP.726985_TMY3 | 0 | 1864 | 2.337 | 8 | 1 | 4-12 (Low-Moderate Slope) | Overall Effective R-Value | 0 | 16.9594 | Ceiling Overall Effective R-Value (Assumes Uninsulated Roof) | 0 | 6.0568 | Yes | Foundation Type with Effective R-Values | 0 | Vented Crawlspace | 11.8951 | 0 | 0 | 0 | 2.0929 | Yes | 0.5685 | 0.52211 | No | 0.30059 | 0.31047 | 0.042155 | 0.12285 | 4.8767 | Nat. Gas Furnace with No CAC | Manual | kW | 25 |  |  | Electric | kW | 15 | 35 | -30 | 0 | 0.8 | 0.091605 | 1.1991 | 0.01 | 2.3983 | Heat_EZ_Sch_2 | Cool_EZ_Sch_1 | No | DHW_EZ_Sch_1 | 0 | 0 | 0 | No | No | No | No | No | 1196.8177 | Misc_Elec_EZ_Sch_1 | 0
SITE_01519 | 4 | USA_OR_Aurora.State.AP-Lematta.Field.726959_TMY3 | 0 | 870 | 2.149 | 8 | 1 | 4-12 (Low-Moderate Slope) | Overall Effective R-Value | 0 | 16.172 | Ceiling Overall Effective R-Value (Assumes Uninsulated Roof) | 0 | 13.1617 | Yes | Foundation Type with Effective R-Values | 0 | Vented Crawlspace | 14.6834 | 0 | 0 | 0 | 2.0929 | Yes | 0.51152 | 0.54558 | No | 0.12227 | 0.21101 | 0.099041 | 0.00019721 | 6.6892 | Nat. Gas Furnace with No CAC | Manual | kW | 15 |  |  | Electric | kW | 15 | 35 | -30 | 0 | 0.955 | 0.091605 | 2.2404 | 0.01 | 1.424 | Heat_EZ_Sch_2 | Cool_EZ_Sch_1 | No | DHW_EZ_Sch_1 | 0 | 0 | 0 | No | No | No | No | No | 771.7458 | Misc_Elec_EZ_Sch_1 | 0
SITE_01520 | 4 | USA_OR_Portland-Hillsboro.AP.726986_TMY3 | 0 | 2028 | 1.0253 | 8 | 1 | 4-12 (Low-Moderate Slope) | Overall Effective R-Value | 0 | 11.0335 | Ceiling Overall Effective R-Value (Assumes Uninsulated Roof) | 0 | 22.2163 | Yes | Foundation Type with Effective R-Values | 0 | Vented Crawlspace | 12.5322 | 0 | 0 | 0 | 2.3977 | Yes | 0.53533 | 0.54129 | No | 0.36776 | 0.16184 | 0.087063 | 0.099759 | 6.8116 | Single Speed ASHP (8.5 HSPF 15 SEER) | Manual | ton | 2.25 | ton | 2.25 | Electric | kW | 15 | 35 | -30 | 0 |  | 0.091605 | 2.848 | 0.01 | 5.696 | Heat_EZ_Sch_1 | Cool_EZ_Sch_1 | No | DHW_EZ_Sch_1 | 0 | 0 | 0 | No | No | No | No | No | 734.7503 | Misc_Elec_EZ_Sch_1 | 0
SITE_01521 | 4 | USA_OR_Corvallis.Muni.AP.726945_TMY3 | 0 | 900 | 2.0158 | 8 | 1 | 4-12 (Low-Moderate Slope) | Overall Effective R-Value | 0 | 17.4757 | Ceiling Overall Effective R-Value (Assumes Uninsulated Roof) | 0 | 24.2001 | Yes | Foundation Type with Effective R-Values | 0 | Vented Crawlspace | 15.0435 | 0 | 0 | 0 | 2.4473 | Yes | 0.54271 | 0.65695 | No | 0.25397 | 0.13989 | 0.082718 | 0.066119 | 6.6277 | Nat. Gas Furnace with No CAC | Manual | kW | 15 |  |  | Electric | kW | 15 | 35 | -30 | 0 | 0.8 | 0.091605 | 2.848 | 0.01 | 5.696 | Heat_EZ_Sch_2 | Cool_EZ_Sch_1 | No | DHW_EZ_Sch_1 | 0 | 0 | 0 | No | No | No | No | No | 609.9062 | Misc_Elec_EZ_Sch_1 | 0
SITE_01522 | 4 | USA_OR_Aurora.State.AP-Lematta.Field.726959_TMY3 | 0 | 1190 | 1.1529 | 8 | 1 | 4-12 (Low-Moderate Slope) | Overall Effective R-Value | 0 | 11.0335 | Ceiling Overall Effective R-Value (Assumes Uninsulated Roof) | 0 | 10.6545 | Yes | Foundation Type with Effective R-Values | 0 | Vented Crawlspace | 18.1327 | 0 | 0 | 0 | 2.7568 | Yes | 0.82142 | 0.73206 | No | 0.11733 | 0.099318 | 0.092268 | 0.17103 | 12.2787 | Nat. Gas Furnace with No CAC | Manual | kW | 15 |  |  | Electric | kW | 15 | 35 | -30 | 0 | 0.85766 | 0.091605 | 0.25 | 0.01 | 0.5 | Heat_EZ_Sch_2 | Cool_EZ_Sch_1 | No | DHW_EZ_Sch_1 | 0 | 0 | 0 | No | No | No | No | No | 770.8218 | Misc_Elec_EZ_Sch_1 | 0
SITE_01524 | 4 | USA_OR_Aurora.State.AP-Lematta.Field.726959_TMY3 | 0 | 2700 | 1.025 | 8 | 1 | 4-12 (Low-Moderate Slope) | Overall Effective R-Value | 0 | 11.7489 | Ceiling Overall Effective R-Value (Assumes Uninsulated Roof) | 0 | 26.6668 | Yes | Foundation Type with Effective R-Values | 0 | Vented Crawlspace | 26.9066 | 0 | 0 | 0 | 7.5524 | Yes | 0.55477 | 0.61016 | No | 0.19164 | 0.093063 | 0.39347 | 0.10245 | 6.5492 | Nat. Gas Furnace with No CAC | Manual | kW | 15 |  |  | Electric | kW | 15 | 35 | -30 | 0 | 0.9203 | 0.091605 | 1.3861 | 0.01 | 2.7723 | Heat_EZ_Sch_2 | Cool_EZ_Sch_1 | No | DHW_EZ_Sch_1 | 0 | 0 | 0 | No | No | No | No | No | 858.678 | Misc_Elec_EZ_Sch_1 | 0
SITE_01525 | 4 | USA_OR_Portland-Hillsboro.AP.726986_TMY3 | 0 | 2000 | 1.025 | 8 | 1 | 4-12 (Low-Moderate Slope) | Overall Effective R-Value | 0 | 11.7489 | Ceiling Overall Effective R-Value (Assumes Uninsulated Roof) | 0 | 7.9129 | Yes | Foundation Type with Effective R-Values | 0 | Vented Crawlspace | 4.7448 | 0 | 0 | 0 | 2.0929 | Yes | 0.73533 | 0.54897 | No | 0.049084 | 0.22293 | 0.11362 | 0.00027269 | 6.8267 | Single Speed ASHP (8.5 HSPF 15 SEER) | Manual | ton | 2 | ton | 2 | Electric | kW | 15 | 35 | -30 | 0 |  | 0.091605 | 2.2404 | 0.01 | 1.424 | Heat_EZ_Sch_1 | Cool_EZ_Sch_1 | No | DHW_EZ_Sch_1 | 0 | 0 | 0 | No | No | No | No | No | 856.4142 | Misc_Elec_EZ_Sch_1 | 0
SITE_01526 | 4 | USA_OR_Corvallis.Muni.AP.726945_TMY3 | 0 | 1280 | 2.957 | 8 | 1 | 4-12 (Low-Moderate Slope) | Overall Effective R-Value | 0 | 11.0335 | Ceiling Overall Effective R-Value (Assumes Uninsulated Roof) | 0 | 9.8561 | Yes | Foundation Type with Effective R-Values | 0 | Vented Crawlspace | 18.1327 | 0 | 0 | 0 | 2.1708 | Yes | 0.52954 | 0.63507 | No | 0.14992 | 0.056484 | 0.13596 | 0.034298 | 11.0177 | Nat. Gas Furnace with No CAC | Manual | kW | 20 |  |  | Electric | kW | 15 | 35 | -30 | 0 | 0.9 | 0.091605 | 0.52133 | 0.01 | 1.0427 | Heat_EZ_Sch_2 | Cool_EZ_Sch_1 | No | DHW_EZ_Sch_1 | 0 | 0 | 0 | No | No | No | No | No | 1027.5371 | Misc_Elec_EZ_Sch_1 | 0
SITE_01529 | 4 | USA_OR_Corvallis.Muni.AP.726945_TMY3 | 0 | 1523 | 1 | 8 | 1 | 4-12 (Low-Moderate Slope) | Overall Effective R-Value | 0 | 11.5024 | Ceiling Overall Effective R-Value (Assumes Uninsulated Roof) | 0 | 48.7587 | Yes | Foundation Type with Effective R-Values | 0 | Vented Crawlspace | 6.2667 | 0 | 0 | 0 | 2.0929 | Yes | 0.79876 | 0.54897 | No | 0.00053651 | 0.0003203 | 0.00053651 | 0.061151 | 5.594 | Nat. Gas Furnace with No CAC | Manual | kW | 15 |  |  | Electric | kW | 15 | 35 | -30 | 0 | 0.85766 | 0.091605 | 0.25 | 0.01 | 0.5 | Heat_EZ_Sch_2 | Cool_EZ_Sch_1 | No | DHW_EZ_Sch_1 | 0 | 0 | 0 | No | No | No | No | No | 967.6723 | Misc_Elec_EZ_Sch_1 | 0
SITE_01531 | 4 | USA_OR_Corvallis.Muni.AP.726945_TMY3 | 0 | 1091 | 0.9375 | 8 | 1 | 4-12 (Low-Moderate Slope) | Overall Effective R-Value | 0 | 12.0251 | Ceiling Overall Effective R-Value (Assumes Uninsulated Roof) | 0 | 6.3856 | Yes | Foundation Type with Effective R-Values | 0 | Vented Crawlspace | 18.1327 | 0 | 0 | 0 | 2.7568 | Yes | 0.81721 | 0.71249 | No | 0.00040367 | 0.00040367 | 0.43235 | 0.084877 | 13.8709 | Nat. Gas Furnace with No CAC | Manual | kW | 15 |  |  | Electric | kW | 15 | 35 | -30 | 0 | 0.85766 | 0.091605 | 7 | 0.01 | 14 | Heat_EZ_Sch_2 | Cool_EZ_Sch_1 | No | DHW_EZ_Sch_1 | 0 | 0 | 0 | No | No | No | No | No | 408.1728 | Misc_Elec_EZ_Sch_1 | 0
SITE_01532 | 4 | USA_OR_Corvallis.Muni.AP.726945_TMY3 | 0 | 1632 | 1.1841 | 8 | 1 | 4-12 (Low-Moderate Slope) | Overall Effective R-Value | 0 | 6.811 | Ceiling Overall Effective R-Value (Assumes Uninsulated Roof) | 0 | 6.8188 | Yes | Foundation Type with Effective R-Values | 0 | Heated Basement | 4.3632 | 0 | 0 | 0 | 1.73 | Yes | 0.77582 | 0.66878 | No | 0.17747 | 0.093199 | 0.17377 | 0.092328 | 5.7159 | Nat. Gas Furnace with No CAC | Manual | kW | 20 |  |  | Electric | kW | 15 | 35 | -30 | 0 | 0.9 | 0.091605 | 2.2404 | 0.01 | 1.424 | Heat_EZ_Sch_2 | Cool_EZ_Sch_1 | No | DHW_EZ_Sch_1 | 0 | 0 | 0 | No | No | No | No | No | 1143.1855 | Misc_Elec_EZ_Sch_1 | 0
SITE_01533 | 4 | USA_OR_Aurora.State.AP-Lematta.Field.726959_TMY3 | 0 | 624 | 1.2708 | 8 | 1 | 4-12 (Low-Moderate Slope) | Overall Effective R-Value | 0 | 5.5416 | Ceiling Overall Effective R-Value (Assumes Uninsulated Roof) | 0 | 3.5 | Yes | Foundation Type with Effective R-Values | 0 | Heated Basement | 999 | 0 | 0 | 0 | 1.73 | Yes | 0.79838 | 0.70162 | No | 0.50374 | 0.31063 | 0.15116 | 0.18879 | 5.2366 | Nat. Gas Furnace with No CAC | Manual | kW | 20 |  |  | Electric | kW | 15 | 35 | -30 | 0 | 0.8125 | 0.091605 | 0.32845 | 0.01 | 0.65689 | Heat_EZ_Sch_2 | Cool_EZ_Sch_1 | No | DHW_EZ_Sch_1 | 0 | 0 | 0 | No | No | No | No | No | 653.9116 | Misc_Elec_EZ_Sch_1 | 0
SITE_01535 | 4 | USA_OR_Corvallis.Muni.AP.726945_TMY3 | 0 | 834 | 1.3034 | 8 | 1 | 4-12 (Low-Moderate Slope) | Overall Effective R-Value | 0 | 8.8556 | Ceiling Overall Effective R-Value (Assumes Uninsulated Roof) | 0 | 3.5 | Yes | Foundation Type with Effective R-Values | 0 | Vented Crawlspace | 4.7448 | 0 | 0 | 0 | 2.0929 | Yes | 0.94673 | 0.59568 | No | 0.13671 | 0.088815 | 0.1035 | 0.083087 | 16.2813 | Nat. Gas Furnace with No CAC | Manual | kW | 15 |  |  | Electric | kW | 15 | 35 | -30 | 0 | 0.9375 | 0.091605 | 0.52133 | 0.01 | 1.0427 | Heat_EZ_Sch_2 | Cool_EZ_Sch_1 | No | DHW_EZ_Sch_1 | 0 | 0 | 0 | No | No | No | No | No | 533.0859 | Misc_Elec_EZ_Sch_1 | 0
SITE_01536 | 4 | USA_OR_Aurora.State.AP-Lematta.Field.726959_TMY3 | 0 | 731 | 1.3248 | 8 | 1 | 4-12 (Low-Moderate Slope) | Overall Effective R-Value | 0 | 11.0335 | Ceiling Overall Effective R-Value (Assumes Uninsulated Roof) | 0 | 16.4183 | Yes | Foundation Type with Effective R-Values | 0 | Heated Basement | 4.3632 | 0 | 0 | 0 | 11.1048 | Yes | 0.62199 | 0.67995 | No | 0.10258 | 0.066446 | 0.266 | 0.14211 | 8.5344 | Nat. Gas Furnace with No CAC | Manual | kW | 15 |  |  | Electric | kW | 15 | 35 | -30 | 0 | 0.65 | 0.091605 | 0.25 | 0.01 | 0.5 | Heat_EZ_Sch_2 | Cool_EZ_Sch_1 | No | DHW_EZ_Sch_1 | 0 | 0 | 0 | No | No | No | No | No | 840.4544 | Misc_Elec_EZ_Sch_1 | 0
SITE_01537 | 4 | USA_OR_Corvallis.Muni.AP.726945_TMY3 | 0 | 1378 | 0.92235 | 8 | 1 | 4-12 (Low-Moderate Slope) | Overall Effective R-Value | 0 | 4.2444 | Ceiling Overall Effective R-Value (Assumes Uninsulated Roof) | 0 | 5.96 | Yes | Foundation Type with Effective R-Values | 0 | Vented Crawlspace | 5.5197 | 0 | 0 | 0 | 2.0929 | Yes | 0.80045 | 0.72597 | No | 0.28983 | 0.28689 | 0.12048 | 0.00036508 | 7.6265 | Nat. Gas Furnace with No CAC | Manual | kW | 20 |  |  | Electric | kW | 15 | 35 | -30 | 0 | 0.961 | 0.091605 | 4 | 0.01 | 8 | Heat_EZ_Sch_2 | Cool_EZ_Sch_1 | No | DHW_EZ_Sch_1 | 0 | 0 | 0 | No | No | No | No | No | 504.2734 | Misc_Elec_EZ_Sch_1 | 0
SITE_01539 | 4 | USA_OR_Portland-Hillsboro.AP.726986_TMY3 | 0 | 705 | 1 | 8 | 1 | 4-12 (Low-Moderate Slope) | Overall Effective R-Value | 0 | 10.5675 | Ceiling Overall Effective R-Value (Assumes Uninsulated Roof) | 0 | 3.5 | Yes | Foundation Type with Effective R-Values | 0 | Vented Crawlspace | 17.9869 | 0 | 0 | 0 | 2.0929 | Yes | 0.52699 | 0.54897 | No | 0.17909 | 0.00047078 | 0.19433 | 0.20296 | 15.9029 | Resistance Wall Heat with No AC | Manual | kW | 15 |  |  | Electric | kW | 15 | 35 | -30 | 0 |  | 0.091605 | 0.52133 | 0.01 | 1.0427 | Heat_EZ_Sch_1 | Cool_EZ_Sch_1 | No | DHW_EZ_Sch_1 | 0 | 0 | 0 | No | No | No | No | No | 421.4605 | Misc_Elec_EZ_Sch_1 | 0
SITE_01540 | 4 | USA_WA_Everett-Snohomish.County.AP-Paine.Field.727937_TMY3 | 0 | 516 | 3.6822 | 8 | 1 | 4-12 (Low-Moderate Slope) | Overall Effective R-Value | 0 | 11.41 | Ceiling Overall Effective R-Value (Assumes Uninsulated Roof) | 0 | 12.3184 | Yes | Foundation Type with Effective R-Values | 0 | Vented Crawlspace | 23.4417 | 0 | 0 | 0 | 999 | Yes | 0.52699 | 0.7163 | No | 0.29157 | 0.097866 | 0.028706 | 0.0067458 | 5.775 | Electric Furnace with No CAC | Manual | kW | 15 |  |  | Electric | kW | 15 | 35 | -30 | 0 |  | 0.091605 | 0.25 | 0.01 | 0.5 | Heat_EZ_Sch_1 | Cool_EZ_Sch_1 | No | DHW_EZ_Sch_1 | 0 | 0 | 0 | No | No | No | No | No | 787.2577 | Misc_Elec_EZ_Sch_1 | 0
SITE_01541 | 4 | USA_WA_Seattle-King.County.Intl.AP-Boeing.Field.727935_TMY3 | 0 | 446 | 1.5776 | 8 | 1 | 4-12 (Low-Moderate Slope) | Overall Effective R-Value | 0 | 11.4636 | Ceiling Overall Effective R-Value (Assumes Uninsulated Roof) | 0 | 35.1737 | Yes | Foundation Type with Effective R-Values | 0 | Heated Basement | 4.3632 | 0 | 0 | 0 | 9.0909 | Yes | 0.93859 | 0.66831 | No | 0.07981 | 0.19281 | 0.21928 | 0.15485 | 4.8532 | Resistance Wall Heat with No AC | Manual | kW | 15 |  |  | Electric | kW | 15 | 35 | -30 | 0 |  | 0.091605 | 0.52133 | 0.01 | 1.0427 | Heat_EZ_Sch_1 | Cool_EZ_Sch_1 | No | DHW_EZ_Sch_1 | 0 | 0 | 0 | No | No | No | No | No | 605.2144 | Misc_Elec_EZ_Sch_1 | 0
SITE_01542 | 4 | USA_WA_Seattle-King.County.Intl.AP-Boeing.Field.727935_TMY3 | 0 | 1567 | 1 | 8 | 1 | 4-12 (Low-Moderate Slope) | Overall Effective R-Value | 0 | 16.3106 | Ceiling Overall Effective R-Value (Assumes Uninsulated Roof) | 0 | 4.9016 | Yes | Foundation Type with Effective R-Values | 0 | Vented Crawlspace | 19.0118 | 0 | 0 | 0 | 2.0929 | Yes | 0.53157 | 0.61612 | No | 0.16154 | 0.11647 | 0.15518 | 0.23873 | 4.9891 | Nat. Gas Furnace with No CAC | Manual | kW | 15 |  |  | Electric | kW | 15 | 35 | -30 | 0 | 0.96 | 0.091605 | 0.47059 | 0.01 | 0.94118 | Heat_EZ_Sch_2 | Cool_EZ_Sch_1 | No | DHW_EZ_Sch_1 | 0 | 0 | 0 | No | No | No | No | No | 484.0234 | Misc_Elec_EZ_Sch_1 | 0
SITE_01544 | 4 | USA_OR_Portland-Hillsboro.AP.726986_TMY3 | 0 | 1285 | 0.89912 | 8 | 1 | 4-12 (Low-Moderate Slope) | Overall Effective R-Value | 0 | 11.4435 | Ceiling Overall Effective R-Value (Assumes Uninsulated Roof) | 0 | 12.7786 | Yes | Foundation Type with Effective R-Values | 0 | Slab | 999 | 2.6329 | 2.6329 | 0 | 999 | Yes | 0.52699 | 0.60388 | No | 0.14083 | 0.1638 | 0.041476 | 0.025451 | 4.9516 | Resistance Wall Heat with No AC | Manual | kW | 15 |  |  | Electric | kW | 15 | 35 | -30 | 0 |  | 0.091605 | 0.52133 | 0.01 | 1.0427 | Heat_EZ_Sch_1 | Cool_EZ_Sch_1 | No | DHW_EZ_Sch_1 | 0 | 0 | 0 | No | No | No | No | No | 467.3188 | Misc_Elec_EZ_Sch_1 | 0
SITE_01545 | 4 | USA_WA_Renton.Muni.AP.727934_TMY3 | 0 | 952 | 1.5563 | 8 | 1 | 4-12 (Low-Moderate Slope) | Overall Effective R-Value | 0 | 10.1778 | Ceiling Overall Effective R-Value (Assumes Uninsulated Roof) | 0 | 3.5 | Yes | Foundation Type with Effective R-Values | 0 | Heated Basement | 20.9771 | 0 | 0 | 0 | 1.73 | Yes | 0.576 | 0.58142 | No | 0.12641 | 0.2636 | 0.17781 | 0.17334 | 20.9375 | Nat. Gas Furnace with No CAC | Manual | kW | 20 |  |  | Electric | kW | 15 | 35 | -30 | 0 | 0.85766 | 0.091605 | 0.25 | 0.01 | 0.5 | Heat_EZ_Sch_2 | Cool_EZ_Sch_1 | No | DHW_EZ_Sch_1 | 0 | 0 | 0 | No | No | No | No | No | 663.3816 | Misc_Elec_EZ_Sch_1 | 0
SITE_01546 | 4 | USA_WA_Renton.Muni.AP.727934_TMY3 | 0 | 1113 | 0.40813 | 8 | 1 | 4-12 (Low-Moderate Slope) | Overall Effective R-Value | 0 | 17.5367 | Ceiling Overall Effective R-Value (Assumes Uninsulated Roof) | 0 | 3.5 | Yes | Foundation Type with Effective R-Values | 0 | Heated Basement | 999 | 0 | 0 | 0 | 1.73 | Yes | 0.57283 | 0.5618 | No | 0.44211 | 0.55551 | 0.20197 | 0.33713 | 2.0037 | Ductless Heat Pump (10 HSPF 22 SEER) | Manual | ton | 3 | ton | 3 | Electric | kW | 15 | 35 | -30 | 0 |  | 0.091605 | 0.52133 | 0.01 | 1.0427 | Heat_EZ_Sch_1 | Cool_EZ_Sch_1 | No | DHW_EZ_Sch_1 | 0 | 0 | 0 | No | No | No | No | No | 459.8817 | Misc_Elec_EZ_Sch_1 | 0
SITE_01547 | 4 | USA_WA_Renton.Muni.AP.727934_TMY3 | 0 | 657 | 1.4155 | 8 | 1 | 4-12 (Low-Moderate Slope) | Overall Effective R-Value | 0 | 4.3012 | Ceiling Overall Effective R-Value (Assumes Uninsulated Roof) | 0 | 3.5 | Yes | Foundation Type with Effective R-Values | 0 | Vented Crawlspace | 15.2272 | 0 | 0 | 0 | 2.0929 | Yes | 0.69139 | 0.61319 | No | 0.061367 | 0.11261 | 0.07254 | 0.039476 | 12.5331 | Resistance Wall Heat with No AC | Manual | kW | 15 |  |  | Electric | kW | 15 | 35 | -30 | 0 |  | 0.091605 | 0.52133 | 0.01 | 1.0427 | Heat_EZ_Sch_1 | Cool_EZ_Sch_1 | No | DHW_EZ_Sch_1 | 0 | 0 | 0 | No | No | No | No | No | 629.7131 | Misc_Elec_EZ_Sch_1 | 0
SITE_01548 | 4 | USA_WA_Seattle-King.County.Intl.AP-Boeing.Field.727935_TMY3 | 0 | 1008 | 1.1525 | 8 | 1 | 4-12 (Low-Moderate Slope) | Overall Effective R-Value | 0 | 3.5 | Ceiling Overall Effective R-Value (Assumes Uninsulated Roof) | 0 | 10.9556 | Yes | Foundation Type with Effective R-Values | 0 | Vented Crawlspace | 4.7448 | 2.6329 | 2.6329 | 0 | 2.0929 | Yes | 0.65521 | 0.66142 | No | 0.13168 | 0.098568 | 0.20667 | 0.31115 | 5.0997 | Resistance Wall Heat with No AC | Manual | kW | 20 |  |  | Electric | kW | 15 | 35 | -30 | 0 |  | 0.091605 | 0.52133 | 0.01 | 1.0427 | Heat_EZ_Sch_1 | Cool_EZ_Sch_1 | No | DHW_EZ_Sch_1 | 0 | 0 | 0 | No | No | No | No | No | 670.2747 | Misc_Elec_EZ_Sch_1 | 0
SITE_01550 | 4 | USA_WA_Seattle-King.County.Intl.AP-Boeing.Field.727935_TMY3 | 0 | 901 | 0.99376 | 8 | 1 | 4-12 (Low-Moderate Slope) | Overall Effective R-Value | 0 | 10.9589 | Ceiling Overall Effective R-Value (Assumes Uninsulated Roof) | 0 | 3.5 | Yes | Foundation Type with Effective R-Values | 0 | Heated Basement | 999 | 0 | 0 | 0 | 1.73 | Yes | 0.62219 | 0.62198 | No | 0.32698 | 0.3548 | 0.16587 | 0.14248 | 4.9091 | Single Speed ASHP (8.5 HSPF 15 SEER) | Manual | ton | 2.6667 | ton | 2.6667 | Electric | kW | 15 | 35 | -30 | 0 |  | 0.091605 | 0.25 | 0.01 | 0.5 | Heat_EZ_Sch_1 | Cool_EZ_Sch_1 | No | DHW_EZ_Sch_1 | 0 | 0 | 0 | No | No | No | No | No | 484.3457 | Misc_Elec_EZ_Sch_1 | 0
SITE_01551 | 4 | USA_OR_Portland-Hillsboro.AP.726986_TMY3 | 0 | 1126 | 0.99956 | 8 | 1 | 4-12 (Low-Moderate Slope) | Overall Effective R-Value | 0 | 11.0335 | Ceiling Overall Effective R-Value (Assumes Uninsulated Roof) | 0 | 12.3184 | Yes | Foundation Type with Effective R-Values | 0 | Heated Basement | 999 | 0 | 0 | 0 | 1.8429 | Yes | 0.52699 | 0.54897 | No | 0.08305 | 0.61831 | 0.23622 | 0.12583 | 8.3074 | Electric Furnace with No CAC | Manual | kW | 15 |  |  | Electric | kW | 15 | 35 | -30 | 0 |  | 0.091605 | 0.25 | 0.01 | 0.5 | Heat_EZ_Sch_1 | Cool_EZ_Sch_1 | No | DHW_EZ_Sch_1 | 0 | 0 | 0 | No | No | No | No | No | 797.1569 | Misc_Elec_EZ_Sch_1 | 0
SITE_01552 | 4 | USA_WA_Everett-Snohomish.County.AP-Paine.Field.727937_TMY3 | 0 | 968 | 1.0227 | 8 | 1 | 4-12 (Low-Moderate Slope) | Overall Effective R-Value | 0 | 11.0335 | Ceiling Overall Effective R-Value (Assumes Uninsulated Roof) | 0 | 3.5 | Yes | Foundation Type with Effective R-Values | 0 | Vented Crawlspace | 20.258 | 0 | 0 | 0 | 2.0929 | Yes | 0.53963 | 0.54897 | No | 0.14243 | 0.058298 | 0.058298 | 0.20059 | 17.3792 | Resistance Wall Heat with No AC | Manual | kW | 15 |  |  | Electric | kW | 15 | 35 | -30 | 0 |  | 0.091605 | 0.52133 | 0.01 | 1.0427 | Heat_EZ_Sch_1 | Cool_EZ_Sch_1 | No | DHW_EZ_Sch_1 | 0 | 0 | 0 | No | No | No | No | No | 774.7332 | Misc_Elec_EZ_Sch_1 | 0
SITE_01553 | 4 | USA_OR_Portland-Hillsboro.AP.726986_TMY3 | 0 | 1251 | 1.8301 | 8 | 1 | 4-12 (Low-Moderate Slope) | Overall Effective R-Value | 0 | 11.0335 | Ceiling Overall Effective R-Value (Assumes Uninsulated Roof) | 0 | 12.2706 | Yes | Foundation Type with Effective R-Values | 0 | Heated Basement | 20.9771 | 0 | 0 | 0 | 2.494 | Yes | 0.569 | 0.63678 | No | 0.34254 | 0.23783 | 0.1018 | 0.060277 | 5.1622 | Resistance Wall Heat with No AC | Manual | kW | 20 |  |  | Electric | kW | 15 | 35 | -30 | 0 |  | 0.091605 | 0.52133 | 0.01 | 1.0427 | Heat_EZ_Sch_1 | Cool_EZ_Sch_1 | No | DHW_EZ_Sch_1 | 0 | 0 | 0 | No | No | No | No | No | 810.4535 | Misc_Elec_EZ_Sch_1 | 0
SITE_01555 | 4 | USA_WA_Seattle-King.County.Intl.AP-Boeing.Field.727935_TMY3 | 0 | 1344 | 1.4588 | 8 | 1 | 4-12 (Low-Moderate Slope) | Overall Effective R-Value | 0 | 4.3012 | Ceiling Overall Effective R-Value (Assumes Uninsulated Roof) | 0 | 53.1337 | Yes | Foundation Type with Effective R-Values | 0 | Slab | 999 | 2.6329 | 2.6329 | 0 | 999 | Yes | 0.52699 | 0.54897 | No | 0.020711 | 0.00023373 | 0.35465 | 0.18617 | 6.1292 | Nat. Gas Furnace with No CAC | Manual | kW | 15 |  |  | Electric | kW | 15 | 35 | -30 | 0 | 0.95 | 0.091605 | 0.25 | 0.01 | 0.5 | Heat_EZ_Sch_2 | Cool_EZ_Sch_1 | No | DHW_EZ_Sch_1 | 0 | 0 | 0 | No | No | No | No | No | 1020.3485 | Misc_Elec_EZ_Sch_1 | 0
SITE_01556 | 4 | USA_WA_Everett-Snohomish.County.AP-Paine.Field.727937_TMY3 | 0 | 1223 | 0.95615 | 8 | 1 | 4-12 (Low-Moderate Slope) | Overall Effective R-Value | 0 | 11.41 | Ceiling Overall Effective R-Value (Assumes Uninsulated Roof) | 0 | 8.3481 | Yes | Foundation Type with Effective R-Values | 0 | Heated Basement | 999 | 0 | 0 | 0 | 1.73 | Yes | 0.52699 | 0.62023 | No | 0.26482 | 0.17957 | 0.032145 | 0.25552 | 5.2523 | Nat. Gas Furnace with No CAC | Manual | kW | 15 |  |  | Electric | kW | 15 | 35 | -30 | 0 | 0.96 | 0.091605 | 0.25 | 0.01 | 0.5 | Heat_EZ_Sch_2 | Cool_EZ_Sch_1 | No | DHW_EZ_Sch_1 | 0 | 0 | 0 | No | No | No | No | No | 614.2863 | Misc_Elec_EZ_Sch_1 | 0
SITE_01557 | 4 | USA_WA_Renton.Muni.AP.727934_TMY3 | 0 | 1642 | 0.45364 | 8 | 1 | 4-12 (Low-Moderate Slope) | Overall Effective R-Value | 0 | 10.2771 | Ceiling Overall Effective R-Value (Assumes Uninsulated Roof) | 0 | 35.1492 | Yes | Foundation Type with Effective R-Values | 0 | Heated Basement | 33.0254 | 0 | 0 | 0 | 2.494 | Yes | 0.81285 | 0.7155 | No | 0.49083 | 0.7144 | 0.90346 | 0.27332 | 5.425 | Electric Furnace with No CAC | Manual | kW | 20 |  |  | Electric | kW | 15 | 35 | -30 | 0 |  | 0.091605 | 2.2404 | 0.01 | 1.424 | Heat_EZ_Sch_1 | Cool_EZ_Sch_1 | No | DHW_EZ_Sch_1 | 0 | 0 | 0 | No | No | No | No | No | 618.1689 | Misc_Elec_EZ_Sch_1 | 0
SITE_01558 | 4 | USA_WA_Renton.Muni.AP.727934_TMY3 | 0 | 1308 | 1.055 | 8 | 1 | 4-12 (Low-Moderate Slope) | Overall Effective R-Value | 0 | 15.0279 | Ceiling Overall Effective R-Value (Assumes Uninsulated Roof) | 0 | 8.0669 | Yes | Foundation Type with Effective R-Values | 0 | Vented Crawlspace | 12.4302 | 2.6329 | 2.6329 | 0 | 2.0929 | Yes | 0.80832 | 0.5721 | No | 0.023023 | 0.22196 | 0.063335 | 0.076916 | 8.1627 | Resistance Wall Heat with No AC | Manual | kW | 15 |  |  | Electric | kW | 15 | 35 | -30 | 0 |  | 0.091605 | 0.52133 | 0.01 | 1.0427 | Heat_EZ_Sch_1 | Cool_EZ_Sch_1 | No | DHW_EZ_Sch_1 | 0 | 0 | 0 | No | No | No | No | No | 787.2172 | Misc_Elec_EZ_Sch_1 | 0
SITE_01559 | 4 | USA_OR_Portland-Hillsboro.AP.726986_TMY3 | 0 | 1631 | 0.97502 | 8 | 1 | 4-12 (Low-Moderate Slope) | Overall Effective R-Value | 0 | 11.0335 | Ceiling Overall Effective R-Value (Assumes Uninsulated Roof) | 0 | 3.5 | Yes | Foundation Type with Effective R-Values | 0 | Vented Crawlspace | 18.1327 | 0 | 0 | 0 | 2.0929 | Yes | 0.67113 | 0.65492 | No | 0.029099 | 0.24002 | 0.23875 | 0.34441 | 7.4312 | Single Speed ASHP (8.5 HSPF 15 SEER) | Manual | ton | 3 | ton | 3 | Electric | kW | 15 | 35 | -30 | 0 |  | 0.091605 | 0.44444 | 0.01 | 0.88889 | Heat_EZ_Sch_1 | Cool_EZ_Sch_1 | No | DHW_EZ_Sch_1 | 0 | 0 | 0 | No | No | No | No | No | 511.3668 | Misc_Elec_EZ_Sch_1 | 0
SITE_01560 | 4 | USA_WA_Everett-Snohomish.County.AP-Paine.Field.727937_TMY3 | 0 | 928 | 1.5259 | 8 | 1 | 4-12 (Low-Moderate Slope) | Overall Effective R-Value | 0 | 11.6926 | Ceiling Overall Effective R-Value (Assumes Uninsulated Roof) | 0 | 12.7878 | Yes | Foundation Type with Effective R-Values | 0 | Heated Basement | 4.3632 | 0 | 0 | 0 | 11.1048 | Yes | 0.81138 | 0.74307 | No | 0.13682 | 0.0856 | 0.31696 | 0.22316 | 7.1323 | Ductless Heat Pump (10 HSPF 22 SEER) | Manual | ton | 2.5 | ton | 2.5 | Electric | kW | 15 | 35 | -30 | 0 |  | 0.091605 | 0.52133 | 0.01 | 1.0427 | Heat_EZ_Sch_1 | Cool_EZ_Sch_1 | No | DHW_EZ_Sch_1 | 0 | 0 | 0 | No | No | No | No | No | 645.5161 | Misc_Elec_EZ_Sch_1 | 0
SITE_01561 | 4 | USA_WA_Seattle-King.County.Intl.AP-Boeing.Field.727935_TMY3 | 0 | 932 | 0.93696 | 8 | 1 | 4-12 (Low-Moderate Slope) | Overall Effective R-Value | 0 | 11.41 | Ceiling Overall Effective R-Value (Assumes Uninsulated Roof) | 0 | 34.6072 | Yes | Foundation Type with Effective R-Values | 0 | Vented Crawlspace | 15.3273 | 0 | 0 | 0 | 2.0929 | Yes | 1.0957 | 0.67988 | No | 0.18739 | 0.14652 | 0.30663 | 0.14652 | 11.276 | Resistance Wall Heat with No AC | Manual | kW | 15 |  |  | Electric | kW | 15 | 35 | -30 | 0 |  | 0.091605 | 0.52133 | 0.01 | 1.0427 | Heat_EZ_Sch_1 | Cool_EZ_Sch_1 | No | DHW_EZ_Sch_1 | 0 | 0 | 0 | No | No | No | No | No | 537.1209 | Misc_Elec_EZ_Sch_1 | 0
SITE_01562 | 4 | USA_WA_Renton.Muni.AP.727934_TMY3 | 0 | 1549 | 0.75097 | 8 | 1 | 4-12 (Low-Moderate Slope) | Overall Effective R-Value | 0 | 10.5675 | Ceiling Overall Effective R-Value (Assumes Uninsulated Roof) | 0 | 27.5634 | Yes | Foundation Type with Effective R-Values | 0 | Heated Basement | 18.1327 | 0 | 0 | 0 | 1.73 | Yes | 0.72714 | 0.63525 | No | 0.10573 | 0.26665 | 0.332 | 0.34069 | 5.6074 | Single Speed ASHP (8.5 HSPF 15 SEER) | Manual | ton | 2.8667 | ton | 2.8667 | Electric | kW | 15 | 35 | -30 | 0 |  | 0.091605 | 0.25 | 0.01 | 0.5 | Heat_EZ_Sch_1 | Cool_EZ_Sch_1 | No | DHW_EZ_Sch_1 | 0 | 0 | 0 | No | No | No | No | No | 847.67 | Misc_Elec_EZ_Sch_1 | 0
SITE_01563 | 4 | USA_OR_Portland-Hillsboro.AP.726986_TMY3 | 0 | 666 | 0.99925 | 8 | 1 | 4-12 (Low-Moderate Slope) | Overall Effective R-Value | 0 | 4.3012 | Ceiling Overall Effective R-Value (Assumes Uninsulated Roof) | 0 | 35.1737 | Yes | Foundation Type with Effective R-Values | 0 | Vented Crawlspace | 4.707 | 0 | 0 | 0 | 2.0929 | Yes | 0.57041 | 0.53622 | No | 0.12118 | 0.12118 | 0.12101 | 0.17672 | 9.7433 | Ductless Heat Pump (10 HSPF 22 SEER) | Manual | ton | 1 | ton | 1 | Electric | kW | 15 | 35 | -30 | 0 |  | 0.091605 | 0.52133 | 0.01 | 1.0427 | Heat_EZ_Sch_1 | Cool_EZ_Sch_1 | No | DHW_EZ_Sch_1 | 0 | 0 | 0 | No | No | No | No | No | 490.6657 | Misc_Elec_EZ_Sch_1 | 0
SITE_01567 | 4 | USA_WA_Seattle-King.County.Intl.AP-Boeing.Field.727935_TMY3 | 0 | 1842 | 1.3172 | 8 | 1 | 4-12 (Low-Moderate Slope) | Overall Effective R-Value | 0 | 11.2172 | Ceiling Overall Effective R-Value (Assumes Uninsulated Roof) | 0 | 10.9556 | Yes | Foundation Type with Effective R-Values | 0 | Vented Crawlspace | 4.7717 | 0 | 0 | 0 | 2.127 | Yes | 0.63493 | 0.59797 | No | 0.36335 | 0.19933 | 0.093897 | 0.25439 | 5.6337 | Single Speed ASHP (8.5 HSPF 15 SEER) | Manual | ton | 3.5554 | ton | 3.5554 | Electric | kW | 15 | 35 | -30 | 0 |  | 0.091605 | 0.25 | 0.01 | 0.5 | Heat_EZ_Sch_1 | Cool_EZ_Sch_1 | No | DHW_EZ_Sch_1 | 0 | 0 | 0 | No | No | No | No | No | 823.6554 | Misc_Elec_EZ_Sch_1 | 0
SITE_01568 | 4 | USA_OR_Portland-Hillsboro.AP.726986_TMY3 | 0 | 940 | 0.84375 | 8 | 1 | 4-12 (Low-Moderate Slope) | Overall Effective R-Value | 0 | 4.3012 | Ceiling Overall Effective R-Value (Assumes Uninsulated Roof) | 0 | 3.5 | Yes | Foundation Type with Effective R-Values | 0 | Vented Crawlspace | 25.8317 | 2.6329 | 2.6329 | 0 | 2.0929 | Yes | 0.52699 | 0.53725 | No | 0.10644 | 0.079729 | 0.15999 | 0.31059 | 29.1767 | Resistance Wall Heat with No AC | Manual | kW | 15 |  |  | Electric | kW | 15 | 35 | -30 | 0 |  | 0.091605 | 0.52133 | 0.01 | 1.0427 | Heat_EZ_Sch_1 | Cool_EZ_Sch_1 | No | DHW_EZ_Sch_1 | 0 | 0 | 0 | No | No | No | No | No | 520.7039 | Misc_Elec_EZ_Sch_1 | 0
SITE_01569 | 4 | USA_WA_Renton.Muni.AP.727934_TMY3 | 0 | 494 | 3.3775 | 8 | 1 | 4-12 (Low-Moderate Slope) | Overall Effective R-Value | 0 | 17.5367 | Ceiling Overall Effective R-Value (Assumes Uninsulated Roof) | 0 | 19.0891 | Yes | Foundation Type with Effective R-Values | 0 | Slab | 999 | 2.6329 | 2.6329 | 0 | 999 | Yes | 0.54144 | 0.53897 | No | 0.03025 | 0.11057 | 0.18504 | 0.024468 | 7.9859 | Resistance Wall Heat with No AC | Manual | kW | 15 |  |  | Electric | kW | 15 | 35 | -30 | 0 |  | 0.091605 | 0.52133 | 0.01 | 1.0427 | Heat_EZ_Sch_1 | Cool_EZ_Sch_1 | No | DHW_EZ_Sch_1 | 0 | 0 | 0 | No | No | No | No | No | 734.567 | Misc_Elec_EZ_Sch_1 | 0
SITE_01571 | 4 | USA_WA_Everett-Snohomish.County.AP-Paine.Field.727937_TMY3 | 0 | 1367 | 0.96159 | 8 | 1 | 4-12 (Low-Moderate Slope) | Overall Effective R-Value | 0 | 6.1232 | Ceiling Overall Effective R-Value (Assumes Uninsulated Roof) | 0 | 4.5486 | Yes | Foundation Type with Effective R-Values | 0 | Vented Crawlspace | 12.5322 | 2.6329 | 2.6329 | 0 | 2.0929 | Yes | 0.73203 | 0.61057 | No | 0.17871 | 0.10705 | 0.24653 | 0.096711 | 4.718 | Resistance Wall Heat with No AC | Manual | kW | 15 |  |  | Electric | kW | 15 | 35 | -30 | 0 |  | 0.091605 | 0.52133 | 0.01 | 1.0427 | Heat_EZ_Sch_1 | Cool_EZ_Sch_1 | No | DHW_EZ_Sch_1 | 0 | 0 | 0 | No | No | No | No | No | 820.8577 | Misc_Elec_EZ_Sch_1 | 0
SITE_01572 | 4 | USA_OR_Portland-Hillsboro.AP.726986_TMY3 | 0 | 954 | 0.85731 | 8 | 1 | 4-12 (Low-Moderate Slope) | Overall Effective R-Value | 0 | 11.5024 | Ceiling Overall Effective R-Value (Assumes Uninsulated Roof) | 0 | 5.8731 | Yes | Foundation Type with Effective R-Values | 0 | Heated Basement | 999 | 2.6329 | 2.6329 | 0 | 9.0909 | Yes | 0.7849 | 0.5953 | No | 0.13798 | 0.30077 | 0.31484 | 0.37032 | 5.2434 | Resistance Wall Heat with No AC | Manual | kW | 15 |  |  | Electric | kW | 15 | 35 | -30 | 0 |  | 0.091605 | 0.52133 | 0.01 | 1.0427 | Heat_EZ_Sch_1 | Cool_EZ_Sch_1 | No | DHW_EZ_Sch_1 | 0 | 0 | 0 | No | No | No | No | No | 1010.8957 | Misc_Elec_EZ_Sch_1 | 0
SITE_01573 | 4 | USA_WA_Everett-Snohomish.County.AP-Paine.Field.727937_TMY3 | 0 | 920 | 0.9375 | 8 | 1 | 4-12 (Low-Moderate Slope) | Overall Effective R-Value | 0 | 11.3052 | Ceiling Overall Effective R-Value (Assumes Uninsulated Roof) | 0 | 3.5 | Yes | Foundation Type with Effective R-Values | 0 | Vented Crawlspace | 4.707 | 0 | 0 | 0 | 2.0929 | Yes | 0.52699 | 0.65527 | No | 0.1255 | 0.10608 | 0.19806 | 0.13761 | 12.9801 | Resistance Wall Heat with No AC | Manual | kW | 15 |  |  | Electric | kW | 15 | 35 | -30 | 0 |  | 0.091605 | 0.52133 | 0.01 | 1.0427 | Heat_EZ_Sch_1 | Cool_EZ_Sch_1 | No | DHW_EZ_Sch_1 | 0 | 0 | 0 | No | No | No | No | No | 646.6984 | Misc_Elec_EZ_Sch_1 | 0
SITE_01576 | 4 | USA_OR_Portland-Hillsboro.AP.726986_TMY3 | 0 | 792 | 0.80019 | 8 | 1 | 4-12 (Low-Moderate Slope) | Overall Effective R-Value | 0 | 11.0335 | Ceiling Overall Effective R-Value (Assumes Uninsulated Roof) | 0 | 29.0321 | Yes | Foundation Type with Effective R-Values | 0 | Heated Basement | 999 | 0 | 0 | 0 | 2.494 | Yes | 0.52699 | 0.54897 | No | 0.22168 | 0.24362 | 0.13237 | 0.25911 | 6.8392 | Ductless Heat Pump (10 HSPF 22 SEER) | Manual | ton | 2 | ton | 2 | Electric | kW | 15 | 35 | -30 | 0 |  | 0.091605 | 0.52133 | 0.01 | 1.0427 | Heat_EZ_Sch_1 | Cool_EZ_Sch_1 | No | DHW_EZ_Sch_1 | 0 | 0 | 0 | No | No | No | No | No | 897.1584 | Misc_Elec_EZ_Sch_1 | 0
SITE_01579 | 4 | USA_OR_Portland-Hillsboro.AP.726986_TMY3 | 0 | 2014 | 0.78128 | 8 | 1 | 4-12 (Low-Moderate Slope) | Overall Effective R-Value | 0 | 4.189 | Ceiling Overall Effective R-Value (Assumes Uninsulated Roof) | 0 | 22.0452 | Yes | Foundation Type with Effective R-Values | 0 | Heated Basement | 999 | 0 | 0 | 0 | 1.73 | Yes | 0.74769 | 0.73487 | No | 0.32772 | 0.47416 | 0.50766 | 0.15211 | 6.1061 | Electric Furnace with No CAC | Manual | kW | 20 |  |  | Electric | kW | 15 | 35 | -30 | 0 |  | 0.091605 | 0.25 | 0.01 | 0.5 | Heat_EZ_Sch_1 | Cool_EZ_Sch_1 | No | DHW_EZ_Sch_1 | 0 | 0 | 0 | No | No | No | No | No | 796.4718 | Misc_Elec_EZ_Sch_1 | 0
SITE_01580 | 4 | USA_WA_Seattle-King.County.Intl.AP-Boeing.Field.727935_TMY3 | 0 | 1242 | 1.8668 | 8 | 1 | 4-12 (Low-Moderate Slope) | Overall Effective R-Value | 0 | 12.0019 | Ceiling Overall Effective R-Value (Assumes Uninsulated Roof) | 0 | 3.5 | Yes | Foundation Type with Effective R-Values | 0 | Unheated Basement | 13.3945 | 0 | 0 | 0 | 1.9077 | Yes | 1.0689 | 0.71194 | No | 0.16236 | 0.11327 | 0.1781 | 0.057005 | 5.5186 | Resistance Wall Heat with No AC | Manual | kW | 20 |  |  | Electric | kW | 15 | 35 | -30 | 0 |  | 0.091605 | 0.52133 | 0.01 | 1.0427 | Heat_EZ_Sch_1 | Cool_EZ_Sch_1 | No | DHW_EZ_Sch_1 | 0 | 0 | 0 | No | No | No | No | No | 669.8454 | Misc_Elec_EZ_Sch_1 | 0
SITE_01581 | 4 | USA_OR_Portland-Hillsboro.AP.726986_TMY3 | 0 | 866 | 1.0027 | 8 | 1 | 4-12 (Low-Moderate Slope) | Overall Effective R-Value | 0 | 10.2771 | Ceiling Overall Effective R-Value (Assumes Uninsulated Roof) | 0 | 19.8343 | Yes | Foundation Type with Effective R-Values | 0 | Heated Basement | 23.668 | 0 | 0 | 0 | 1.73 | Yes | 0.54143 | 0.63531 | No | 0.066843 | 0.13996 | 0.34636 | 0.43545 | 9.5351 | Nat. Gas Furnace with No CAC | Manual | kW | 15 |  |  | Electric | kW | 15 | 35 | -30 | 0 | 0.9 | 0.091605 | 2.2404 | 0.01 | 1.424 | Heat_EZ_Sch_2 | Cool_EZ_Sch_1 | No | DHW_EZ_Sch_1 | 0 | 0 | 0 | No | No | No | No | No | 934.1259 | Misc_Elec_EZ_Sch_1 | 0
SITE_01583 | 4 | USA_OR_Portland-Hillsboro.AP.726986_TMY3 | 0 | 802 | 0.9375 | 8 | 1 | 4-12 (Low-Moderate Slope) | Overall Effective R-Value | 0 | 6.289 | Ceiling Overall Effective R-Value (Assumes Uninsulated Roof) | 0 | 3.5 | Yes | Foundation Type with Effective R-Values | 0 | Vented Crawlspace | 11.0945 | 0 | 0 | 0 | 2.0929 | Yes | 0.56654 | 0.54897 | No | 0.00047082 | 0.11439 | 0.017656 | 0.20863 | 9.2117 | Resistance Wall Heat with No AC | Manual | kW | 15 |  |  | Electric | kW | 15 | 35 | -30 | 0 |  | 0.091605 | 0.52133 | 0.01 | 1.0427 | Heat_EZ_Sch_1 | Cool_EZ_Sch_1 | No | DHW_EZ_Sch_1 | 0 | 0 | 0 | No | No | No | No | No | 450.0872 | Misc_Elec_EZ_Sch_1 | 0
SITE_01584 | 4 | USA_WA_Renton.Muni.AP.727934_TMY3 | 0 | 924 | 0.9375 | 8 | 1 | 4-12 (Low-Moderate Slope) | Overall Effective R-Value | 0 | 11.0335 | Ceiling Overall Effective R-Value (Assumes Uninsulated Roof) | 0 | 10.6545 | Yes | Foundation Type with Effective R-Values | 0 | Vented Crawlspace | 13.3153 | 0 | 0 | 0 | 2.0929 | Yes | 0.52699 | 0.54897 | No | 0.11803 | 0.16192 | 0.16473 | 0.12962 | 8.8264 | Single Speed ASHP (8.5 HSPF 15 SEER) | Manual | ton | 2.6167 | ton | 2.6167 | Electric | kW | 15 | 35 | -30 | 0 |  | 0.091605 | 2.2404 | 0.01 | 1.424 | Heat_EZ_Sch_1 | Cool_EZ_Sch_1 | No | DHW_EZ_Sch_1 | 0 | 0 | 0 | No | No | No | No | No | 384.9577 | Misc_Elec_EZ_Sch_1 | 0
SITE_01585 | 4 | USA_WA_Seattle-King.County.Intl.AP-Boeing.Field.727935_TMY3 | 0 | 888 | 0.95875 | 8 | 1 | 4-12 (Low-Moderate Slope) | Overall Effective R-Value | 0 | 10.4336 | Ceiling Overall Effective R-Value (Assumes Uninsulated Roof) | 0 | 35.1737 | Yes | Foundation Type with Effective R-Values | 0 | Vented Crawlspace | 26.0716 | 0 | 0 | 0 | 2.0929 | Yes | 0.52699 | 0.73995 | No | 0.25305 | 0.2792 | 0.088015 | 0.045623 | 10.6295 | Ductless Heat Pump (10 HSPF 22 SEER) | Manual | ton | 1 | ton | 1 | Electric | kW | 15 | 35 | -30 | 0 |  | 0.091605 | 0.52133 | 0.01 | 1.0427 | Heat_EZ_Sch_1 | Cool_EZ_Sch_1 | No | DHW_EZ_Sch_1 | 0 | 0 | 0 | No | No | No | No | No | 526.6736 | Misc_Elec_EZ_Sch_1 | 0
SITE_01586 | 4 | USA_WA_Everett-Snohomish.County.AP-Paine.Field.727937_TMY3 | 0 | 1064 | 0.62171 | 8 | 1 | 4-12 (Low-Moderate Slope) | Overall Effective R-Value | 0 | 12.4529 | Ceiling Overall Effective R-Value (Assumes Uninsulated Roof) | 0 | 27.5634 | Yes | Foundation Type with Effective R-Values | 0 | Heated Basement | 999 | 0 | 0 | 0 | 999 | Yes | 0.92085 | 0.65643 | No | 0.46819 | 0.39294 | 0.46819 | 0.39294 | 5.0492 | Electric Furnace with No CAC | Manual | kW | 15 |  |  | Electric | kW | 15 | 35 | -30 | 0 |  | 0.091605 | 0.52133 | 0.01 | 1.0427 | Heat_EZ_Sch_1 | Cool_EZ_Sch_1 | No | DHW_EZ_Sch_1 | 0 | 0 | 0 | No | No | No | No | No | 984.1131 | Misc_Elec_EZ_Sch_1 | 0
SITE_01589 | 4 | USA_WA_Seattle-King.County.Intl.AP-Boeing.Field.727935_TMY3 | 0 | 1218 | 0.51447 | 8 | 1 | 4-12 (Low-Moderate Slope) | Overall Effective R-Value | 0 | 12.4529 | Ceiling Overall Effective R-Value (Assumes Uninsulated Roof) | 0 | 14.3464 | Yes | Foundation Type with Effective R-Values | 0 | Heated Basement | 999 | 0 | 0 | 0 | 1.73 | Yes | 0.84795 | 0.72303 | No | 0.4312 | 0.57368 | 0.46239 | 1.035 | 4.8831 | Single Speed ASHP (8.5 HSPF 15 SEER) | Manual | ton | 2.5 | ton | 2.5 | Electric | kW | 15 | 35 | -30 | 0 |  | 0.091605 | 0.52133 | 0.01 | 1.0427 | Heat_EZ_Sch_1 | Cool_EZ_Sch_1 | No | DHW_EZ_Sch_1 | 0 | 0 | 0 | No | No | No | No | No | 749.1469 | Misc_Elec_EZ_Sch_1 | 0
SITE_01590 | 4 | USA_WA_Seattle-King.County.Intl.AP-Boeing.Field.727935_TMY3 | 0 | 572 | 0.058348 | 8 | 1 | 4-12 (Low-Moderate Slope) | Overall Effective R-Value | 0 | 11.1348 | Ceiling Overall Effective R-Value (Assumes Uninsulated Roof) | 0 | 3.5 | Yes | Foundation Type with Effective R-Values | 0 | Heated Basement | 999 | 0 | 0 | 0 | 999 | Yes | 0.82236 | 0.54897 | No | 0.95547 | 2.3638 | 0.86589 | 2.0472 | 23.627 | Resistance Wall Heat with No AC | Manual | kW | 15 |  |  | Electric | kW | 15 | 35 | -30 | 0 |  | 0.091605 | 0.52133 | 0.01 | 1.0427 | Heat_EZ_Sch_1 | Cool_EZ_Sch_1 | No | DHW_EZ_Sch_1 | 0 | 0 | 0 | No | No | No | No | No | 396.3916 | Misc_Elec_EZ_Sch_1 | 0
SITE_01591 | 4 | USA_WA_Seattle-King.County.Intl.AP-Boeing.Field.727935_TMY3 | 0 | 834 | 2.4008 | 8 | 1 | 4-12 (Low-Moderate Slope) | Overall Effective R-Value | 0 | 11.0459 | Ceiling Overall Effective R-Value (Assumes Uninsulated Roof) | 0 | 21.3904 | Yes | Foundation Type with Effective R-Values | 0 | Slab | 23.4417 | 2.6329 | 2.6329 | 0 | 999 | Yes | 0.52699 | 0.54192 | No | 0.22188 | 0.1243 | 0.037138 | 0.17834 | 4.6224 | Electric Furnace with No CAC | Manual | kW | 15 |  |  | Electric | kW | 15 | 35 | -30 | 0 |  | 0.091605 | 0.25 | 0.01 | 0.5 | Heat_EZ_Sch_1 | Cool_EZ_Sch_1 | No | DHW_EZ_Sch_1 | 0 | 0 | 0 | No | No | No | No | No | 942.9796 | Misc_Elec_EZ_Sch_1 | 0
SITE_01592 | 4 | USA_WA_Everett-Snohomish.County.AP-Paine.Field.727937_TMY3 | 0 | 1060 | 0.83349 | 8 | 1 | 4-12 (Low-Moderate Slope) | Overall Effective R-Value | 0 | 16.7497 | Ceiling Overall Effective R-Value (Assumes Uninsulated Roof) | 0 | 12.2706 | Yes | Foundation Type with Effective R-Values | 0 | Slab | 999 | 2.6329 | 2.6329 | 0 | 999 | Yes | 0.52699 | 0.27421 | No | 0.14536 | 0.07722 | 0.12987 | 0.27664 | 8.6615 | Resistance Wall Heat with No AC | Manual | kW | 15 |  |  | Electric | kW | 15 | 35 | -30 | 0 |  | 0.091605 | 0.52133 | 0.01 | 1.0427 | Heat_EZ_Sch_1 | Cool_EZ_Sch_1 | No | DHW_EZ_Sch_1 | 0 | 0 | 0 | No | No | No | No | No | 488.138 | Misc_Elec_EZ_Sch_1 | 0
SITE_01595 | 4 | USA_WA_Renton.Muni.AP.727934_TMY3 | 0 | 792 | 1.3638 | 8 | 1 | 4-12 (Low-Moderate Slope) | Overall Effective R-Value | 0 | 11.3052 | Ceiling Overall Effective R-Value (Assumes Uninsulated Roof) | 0 | 23.2683 | Yes | Foundation Type with Effective R-Values | 0 | Heated Basement | 23.4417 | 0 | 0 | 0 | 9.8947 | Yes | 0.52699 | 0.62929 | No | 0.14154 | 0.38675 | 0.20625 | 0.20418 | 10.162 | Ductless Heat Pump (10 HSPF 22 SEER) | Manual | ton | 3 | ton | 3 | Electric | kW | 15 | 35 | -30 | 0 |  | 0.091605 | 0.52133 | 0.01 | 1.0427 | Heat_EZ_Sch_1 | Cool_EZ_Sch_1 | No | DHW_EZ_Sch_1 | 0 | 0 | 0 | No | No | No | No | No | 744.1705 | Misc_Elec_EZ_Sch_1 | 0
SITE_01596 | 4 | USA_OR_Portland-Hillsboro.AP.726986_TMY3 | 0 | 1357 | 1.1173 | 8 | 1 | 4-12 (Low-Moderate Slope) | Overall Effective R-Value | 0 | 11.6499 | Ceiling Overall Effective R-Value (Assumes Uninsulated Roof) | 0 | 3.579 | Yes | Foundation Type with Effective R-Values | 0 | Heated Basement | 999 | 0 | 0 | 0 | 1.73 | Yes | 0.94673 | 0.63411 | No | 0.32624 | 0.13311 | 0.23167 | 0.19841 | 5.8344 | Nat. Gas Furnace with No CAC | Manual | kW | 25 |  |  | Electric | kW | 15 | 35 | -30 | 0 | 0.922 | 0.091605 | 0.25 | 0.01 | 0.5 | Heat_EZ_Sch_2 | Cool_EZ_Sch_1 | No | DHW_EZ_Sch_1 | 0 | 0 | 0 | No | No | No | No | No | 607.9055 | Misc_Elec_EZ_Sch_1 | 0
SITE_01598 | 4 | USA_WA_Renton.Muni.AP.727934_TMY3 | 0 | 1012 | 1.4396 | 8 | 1 | 4-12 (Low-Moderate Slope) | Overall Effective R-Value | 0 | 16.7497 | Ceiling Overall Effective R-Value (Assumes Uninsulated Roof) | 0 | 4.5724 | Yes | Foundation Type with Effective R-Values | 0 | Vented Crawlspace | 16.199 | 0 | 0 | 0 | 2.0929 | Yes | 0.52699 | 0.53482 | No | 0.07707 | 0.095417 | 0.16909 | 0.074662 | 16.7362 | Nat. Gas Furnace with No CAC | Manual | kW | 15 |  |  | Electric | kW | 15 | 35 | -30 | 0 | 0.8095 | 0.091605 | 0.25 | 0.01 | 0.5 | Heat_EZ_Sch_2 | Cool_EZ_Sch_1 | No | DHW_EZ_Sch_1 | 0 | 0 | 0 | No | No | No | No | No | 612.3381 | Misc_Elec_EZ_Sch_1 | 0
SITE_01600 | 4 | USA_WA_Renton.Muni.AP.727934_TMY3 | 0 | 1160 | 1.9224 | 8 | 1 | 4-12 (Low-Moderate Slope) | Overall Effective R-Value | 0 | 11.3875 | Ceiling Overall Effective R-Value (Assumes Uninsulated Roof) | 0 | 45.3641 | Yes | Foundation Type with Effective R-Values | 0 | Unheated Basement | 4.3632 | 0 | 0 | 0 | 1.73 | Yes | 0.59662 | 0.54897 | No | 0.078836 | 0.14257 | 0.074103 | 0.11096 | 5.0658 | Resistance Wall Heat with No AC | Manual | kW | 15 |  |  | Electric | kW | 15 | 35 | -30 | 0 |  | 0.091605 | 0.52133 | 0.01 | 1.0427 | Heat_EZ_Sch_1 | Cool_EZ_Sch_1 | No | DHW_EZ_Sch_1 | 0 | 0 | 0 | No | No | No | No | No | 731.2005 | Misc_Elec_EZ_Sch_1 | 0
SITE_01603 | 4 | USA_OR_Portland-Hillsboro.AP.726986_TMY3 | 0 | 450 | 2 | 8 | 1 | 4-12 (Low-Moderate Slope) | Overall Effective R-Value | 0 | 17.5367 | Ceiling Overall Effective R-Value (Assumes Uninsulated Roof) | 0 | 34.6072 | Yes | Foundation Type with Effective R-Values | 0 | Slab | 999 | 2.6329 | 2.6329 | 0 | 999 | Yes | 0.52699 | 0.54897 | No | 0.11861 | 0.15443 | 0.00029463 | 0.03513 | 7.5195 | Resistance Wall Heat with No AC | Manual | kW | 10 |  |  | Electric | kW | 15 | 35 | -30 | 0 |  | 0.091605 | 0.52133 | 0.01 | 1.0427 | Heat_EZ_Sch_1 | Cool_EZ_Sch_1 | No | DHW_EZ_Sch_1 | 0 | 0 | 0 | No | No | No | No | No | 602.315 | Misc_Elec_EZ_Sch_1 | 0
SITE_01605 | 4 | USA_WA_Seattle-King.County.Intl.AP-Boeing.Field.727935_TMY3 | 0 | 960 | 1.5078 | 8 | 1 | 4-12 (Low-Moderate Slope) | Overall Effective R-Value | 0 | 4.2901 | Ceiling Overall Effective R-Value (Assumes Uninsulated Roof) | 0 | 5.461 | Yes | Foundation Type with Effective R-Values | 0 | Heated Basement | 999 | 0 | 0 | 0 | 1.73 | Yes | 0.64112 | 0.58865 | No | 0.057972 | 0.20237 | 0.25594 | 0.11643 | 5.5207 | Nat. Gas Furnace with No CAC | Manual | kW | 20 |  |  | Electric | kW | 15 | 35 | -30 | 0 | 0.9696 | 0.091605 | 0.25 | 0.01 | 0.5 | Heat_EZ_Sch_2 | Cool_EZ_Sch_1 | No | DHW_EZ_Sch_1 | 0 | 0 | 0 | No | No | No | No | No | 587.9715 | Misc_Elec_EZ_Sch_1 | 0
SITE_01606 | 4 | USA_WA_Seattle-King.County.Intl.AP-Boeing.Field.727935_TMY3 | 0 | 1845 | 1.3274 | 8 | 1 | 4-12 (Low-Moderate Slope) | Overall Effective R-Value | 0 | 11.3052 | Ceiling Overall Effective R-Value (Assumes Uninsulated Roof) | 0 | 21.4552 | Yes | Foundation Type with Effective R-Values | 0 | Vented Crawlspace | 20.258 | 2.6329 | 2.6329 | 0 | 2.0929 | Yes | 0.52699 | 0.72492 | No | 0.08164 | 0.041653 | 0.19068 | 0.19507 | 6.7374 | Resistance Wall Heat with No AC | Manual | kW | 15 |  |  | Electric | kW | 15 | 35 | -30 | 0 |  | 0.091605 | 0.52133 | 0.01 | 1.0427 | Heat_EZ_Sch_1 | Cool_EZ_Sch_1 | No | DHW_EZ_Sch_1 | 0 | 0 | 0 | No | No | No | No | No | 533.4416 | Misc_Elec_EZ_Sch_1 | 0
SITE_01609 | 4 | USA_WA_Seattle-King.County.Intl.AP-Boeing.Field.727935_TMY3 | 0 | 1106 | 0.87511 | 8 | 1 | 4-12 (Low-Moderate Slope) | Overall Effective R-Value | 0 | 7.8058 | Ceiling Overall Effective R-Value (Assumes Uninsulated Roof) | 0 | 3.5 | Yes | Foundation Type with Effective R-Values | 0 | Heated Basement | 999 | 0 | 0 | 0 | 1.73 | Yes | 0.77164 | 0.60279 | No | 0.16605 | 0.71882 | 0.28671 | 0.12885 | 5.396 | Nat. Gas Furnace with No CAC | Manual | kW | 20 |  |  | Electric | kW | 15 | 35 | -30 | 0 | 0.9375 | 0.091605 | 0.25 | 0.01 | 0.5 | Heat_EZ_Sch_2 | Cool_EZ_Sch_1 | No | DHW_EZ_Sch_1 | 0 | 0 | 0 | No | No | No | No | No | 803.9563 | Misc_Elec_EZ_Sch_1 | 0
SITE_01610 | 4 | USA_WA_Everett-Snohomish.County.AP-Paine.Field.727937_TMY3 | 0 | 888 | 2.1437 | 8 | 1 | 4-12 (Low-Moderate Slope) | Overall Effective R-Value | 0 | 16.3106 | Ceiling Overall Effective R-Value (Assumes Uninsulated Roof) | 0 | 34.6072 | Yes | Foundation Type with Effective R-Values | 0 | Vented Crawlspace | 25.517 | 0 | 0 | 0 | 2.0929 | Yes | 0.51152 | 0.54468 | No | 0.15268 | 0.068269 | 0.00019567 | 0.00019567 | 4.7811 | Ductless Heat Pump (10 HSPF 22 SEER) | Manual | ton | 2 | ton | 2 | Electric | kW | 15 | 35 | -30 | 0 |  | 0.091605 | 0.52133 | 0.01 | 1.0427 | Heat_EZ_Sch_1 | Cool_EZ_Sch_1 | No | DHW_EZ_Sch_1 | 0 | 0 | 0 | No | No | No | No | No | 503.8344 | Misc_Elec_EZ_Sch_1 | 0
SITE_01611 | 4 | USA_OR_Portland-Hillsboro.AP.726986_TMY3 | 0 | 972 | 1.2127 | 8 | 1 | 4-12 (Low-Moderate Slope) | Overall Effective R-Value | 0 | 10.1229 | Ceiling Overall Effective R-Value (Assumes Uninsulated Roof) | 0 | 19.8343 | Yes | Foundation Type with Effective R-Values | 0 | Heated Basement | 5.4731 | 0 | 0 | 0 | 9.0909 | Yes | 0.58584 | 0.58357 | No | 0.021697 | 0.073768 | 0.29794 | 0.65781 | 12.9852 | Nat. Gas Furnace with No CAC | Manual | kW | 15 |  |  | Electric | kW | 15 | 35 | -30 | 0 | 0.8 | 0.091605 | 0.25 | 0.01 | 0.5 | Heat_EZ_Sch_2 | Cool_EZ_Sch_1 | No | DHW_EZ_Sch_1 | 0 | 0 | 0 | No | No | No | No | No | 1003.51 | Misc_Elec_EZ_Sch_1 | 0
SITE_01613 | 4 | USA_WA_Everett-Snohomish.County.AP-Paine.Field.727937_TMY3 | 0 | 1152 | 0.88205 | 8 | 1 | 4-12 (Low-Moderate Slope) | Overall Effective R-Value | 0 | 4.3012 | Ceiling Overall Effective R-Value (Assumes Uninsulated Roof) | 0 | 11.1531 | Yes | Foundation Type with Effective R-Values | 0 | Heated Basement | 999 | 0 | 0 | 0 | 2.494 | Yes | 0.52699 | 0.54897 | No | 0.042405 | 0.075438 | 0.18231 | 0.62818 | 10.6471 | Nat. Gas Furnace with No CAC | Manual | kW | 20 |  |  | Electric | kW | 15 | 35 | -30 | 0 | 0.9556 | 0.091605 | 0.25 | 0.01 | 0.5 | Heat_EZ_Sch_2 | Cool_EZ_Sch_1 | No | DHW_EZ_Sch_1 | 0 | 0 | 0 | No | No | No | No | No | 1016.6982 | Misc_Elec_EZ_Sch_1 | 0
SITE_01615 | 4 | USA_WA_Seattle-King.County.Intl.AP-Boeing.Field.727935_TMY3 | 0 | 1118 | 0.75794 | 8 | 1 | 4-12 (Low-Moderate Slope) | Overall Effective R-Value | 0 | 10.9906 | Ceiling Overall Effective R-Value (Assumes Uninsulated Roof) | 0 | 51.3042 | Yes | Foundation Type with Effective R-Values | 0 | Heated Basement | 26.0716 | 0 | 0 | 0 | 11.1048 | Yes | 0.52699 | 0.54897 | No | 0.2728 | 0.26789 | 0.15496 | 0.37952 | 10.7754 | Ductless Heat Pump (10 HSPF 22 SEER) | Manual | ton | 2 | ton | 2 | Electric | kW | 15 | 35 | -30 | 0 |  | 0.091605 | 0.52133 | 0.01 | 1.0427 | Heat_EZ_Sch_1 | Cool_EZ_Sch_1 | No | DHW_EZ_Sch_1 | 0 | 0 | 0 | No | No | No | No | No | 615.6761 | Misc_Elec_EZ_Sch_1 | 0
SITE_01619 | 4 | USA_OR_Portland-Hillsboro.AP.726986_TMY3 | 0 | 1485 | 1.7303 | 8 | 1 | 4-12 (Low-Moderate Slope) | Overall Effective R-Value | 0 | 14.8449 | Ceiling Overall Effective R-Value (Assumes Uninsulated Roof) | 0 | 3.5 | Yes | Foundation Type with Effective R-Values | 0 | Vented Crawlspace | 19.588 | 0 | 0 | 0 | 2.1708 | Yes | 0.53962 | 0.54897 | No | 0.076266 | 0.021783 | 0.072972 | 0.15069 | 6.9597 | Ductless Heat Pump (10 HSPF 22 SEER) | Manual | ton | 3 | ton | 3 | Electric | kW | 15 | 35 | -30 | 0 |  | 0.091605 | 0.52133 | 0.01 | 1.0427 | Heat_EZ_Sch_1 | Cool_EZ_Sch_1 | No | DHW_EZ_Sch_1 | 0 | 0 | 0 | No | No | No | No | No | 582.5137 | Misc_Elec_EZ_Sch_1 | 0
SITE_01622 | 4 | USA_WA_Seattle-King.County.Intl.AP-Boeing.Field.727935_TMY3 | 0 | 1127.5 | 1.6718 | 8 | 1 | 4-12 (Low-Moderate Slope) | Overall Effective R-Value | 0 | 11.0335 | Ceiling Overall Effective R-Value (Assumes Uninsulated Roof) | 0 | 10.3747 | Yes | Foundation Type with Effective R-Values | 0 | Unheated Basement | 22.2995 | 2.6329 | 2.6329 | 0 | 1.73 | Yes | 0.8012 | 0.62989 | No | 0.00022267 | 0.055126 | 0.17648 | 0.16174 | 10.939 | Nat. Gas Furnace with No CAC | Manual | kW | 15 |  |  | Electric | kW | 15 | 35 | -30 | 0 | 0.803 | 0.091605 | 7 | 0.01 | 14 | Heat_EZ_Sch_2 | Cool_EZ_Sch_1 | No | DHW_EZ_Sch_1 | 0 | 0 | 0 | No | No | No | No | No | 504.9733 | Misc_Elec_EZ_Sch_1 | 0
SITE_01629 | 4 | USA_WA_Everett-Snohomish.County.AP-Paine.Field.727937_TMY3 | 0 | 1358 | 0.94137 | 8 | 1 | 4-12 (Low-Moderate Slope) | Overall Effective R-Value | 0 | 10.9906 | Ceiling Overall Effective R-Value (Assumes Uninsulated Roof) | 0 | 3.5 | Yes | Foundation Type with Effective R-Values | 0 | Vented Crawlspace | 4.2632 | 0 | 0 | 0 | 2.0929 | Yes | 0.82944 | 0.62205 | No | 0.36703 | 0.00036033 | 0.00036033 | 0.44191 | 12.11 | Electric Furnace with No CAC | Manual | kW | 20 |  |  | Electric | kW | 15 | 35 | -30 | 0 |  | 0.091605 | 0.32669 | 0.01 | 0.65338 | Heat_EZ_Sch_1 | Cool_EZ_Sch_1 | No | DHW_EZ_Sch_1 | 0 | 0 | 0 | No | No | No | No | No | 595.904 | Misc_Elec_EZ_Sch_1 | 0
SITE_01630 | 4 | USA_OR_Portland-Hillsboro.AP.726986_TMY3 | 0 | 1024 | 1.4062 | 8 | 1 | 4-12 (Low-Moderate Slope) | Overall Effective R-Value | 0 | 4.2965 | Ceiling Overall Effective R-Value (Assumes Uninsulated Roof) | 0 | 29.0321 | Yes | Foundation Type with Effective R-Values | 0 | Vented Crawlspace | 15.63 | 0 | 0 | 0 | 2.0929 | Yes | 0.52699 | 0.54897 | No | 0.16115 | 0.079861 | 0.086883 | 0.10604 | 7.4791 | Ductless Heat Pump (10 HSPF 22 SEER) | Manual | ton | 1 | ton | 1 | Electric | kW | 15 | 35 | -30 | 0 |  | 0.091605 | 0.52133 | 0.01 | 1.0427 | Heat_EZ_Sch_1 | Cool_EZ_Sch_1 | No | DHW_EZ_Sch_1 | 0 | 0 | 0 | No | No | No | No | No | 806.5143 | Misc_Elec_EZ_Sch_1 | 0
SITE_01631 | 4 | USA_WA_Seattle-King.County.Intl.AP-Boeing.Field.727935_TMY3 | 0 | 920 | 1.3067 | 8 | 1 | 4-12 (Low-Moderate Slope) | Overall Effective R-Value | 0 | 10.3472 | Ceiling Overall Effective R-Value (Assumes Uninsulated Roof) | 0 | 12.4958 | Yes | Foundation Type with Effective R-Values | 0 | Heated Basement | 15.3273 | 0 | 0 | 0 | 1.73 | Yes | 0.53356 | 0.60152 | No | 0.3564 | 0.21273 | 0.13246 | 0.22582 | 8.376 | Nat. Gas Furnace with No CAC | Manual | kW | 20 |  |  | Electric | kW | 15 | 35 | -30 | 0 | 0.8 | 0.091605 | 0.25 | 0.01 | 0.5 | Heat_EZ_Sch_2 | Cool_EZ_Sch_1 | No | DHW_EZ_Sch_1 | 0 | 0 | 0 | No | No | No | No | No | 510.1265 | Misc_Elec_EZ_Sch_1 | 0
SITE_01632 | 4 | USA_OR_Portland-Hillsboro.AP.726986_TMY3 | 0 | 1248 | 0.9375 | 8 | 1 | 4-12 (Low-Moderate Slope) | Overall Effective R-Value | 0 | 10.3379 | Ceiling Overall Effective R-Value (Assumes Uninsulated Roof) | 0 | 11.7676 | Yes | Foundation Type with Effective R-Values | 0 | Vented Crawlspace | 26.9066 | 0 | 0 | 0 | 2.0929 | Yes | 0.69776 | 0.71077 | No | 0.23909 | 0.15708 | 0.25591 | 0.14318 | 8.1689 | Nat. Gas Furnace with No CAC | Manual | kW | 15 |  |  | Electric | kW | 15 | 35 | -30 | 0 | 0.75 | 0.091605 | 0.52133 | 0.01 | 1.0427 | Heat_EZ_Sch_2 | Cool_EZ_Sch_1 | No | DHW_EZ_Sch_1 | 0 | 0 | 0 | No | No | No | No | No | 476.4268 | Misc_Elec_EZ_Sch_1 | 0
SITE_01634 | 4 | USA_WA_Seattle-King.County.Intl.AP-Boeing.Field.727935_TMY3 | 0 | 945 | 1.7649 | 8 | 1 | 4-12 (Low-Moderate Slope) | Overall Effective R-Value | 0 | 8.1604 | Ceiling Overall Effective R-Value (Assumes Uninsulated Roof) | 0 | 7.3429 | Yes | Foundation Type with Effective R-Values | 0 | Heated Basement | 999 | 0 | 0 | 0 | 1.73 | Yes | 0.68151 | 0.70456 | No | 0.16716 | 0.10929 | 0.078596 | 0.096779 | 5.5881 | Nat. Gas Furnace with No CAC | Manual | kW | 15 |  |  | Electric | kW | 15 | 35 | -30 | 0 | 0.85766 | 0.091605 | 0.25 | 0.01 | 0.5 | Heat_EZ_Sch_2 | Cool_EZ_Sch_1 | No | DHW_EZ_Sch_1 | 0 | 0 | 0 | No | No | No | No | No | 749.5364 | Misc_Elec_EZ_Sch_1 | 0
SITE_01635 | 4 | USA_OR_Portland-Hillsboro.AP.726986_TMY3 | 0 | 1035 | 0.93756 | 8 | 1 | 4-12 (Low-Moderate Slope) | Overall Effective R-Value | 0 | 12.4529 | Ceiling Overall Effective R-Value (Assumes Uninsulated Roof) | 0 | 20.4956 | Yes | Foundation Type with Effective R-Values | 0 | Vented Crawlspace | 20.258 | 0 | 0 | 0 | 2.0929 | Yes | 0.95986 | 0.56495 | No | 0.28158 | 0.13998 | 0.062854 | 0.26247 | 10.6349 | Resistance Wall Heat with No AC | Manual | kW | 15 |  |  | Electric | kW | 15 | 35 | -30 | 0 |  | 0.091605 | 0.52133 | 0.01 | 1.0427 | Heat_EZ_Sch_1 | Cool_EZ_Sch_1 | No | DHW_EZ_Sch_1 | 0 | 0 | 0 | No | No | No | No | No | 410.3525 | Misc_Elec_EZ_Sch_1 | 0
SITE_01641 | 4 | USA_WA_Seattle-King.County.Intl.AP-Boeing.Field.727935_TMY3 | 0 | 845 | 0.93772 | 8 | 1 | 4-12 (Low-Moderate Slope) | Overall Effective R-Value | 0 | 11.0335 | Ceiling Overall Effective R-Value (Assumes Uninsulated Roof) | 0 | 11.1531 | Yes | Foundation Type with Effective R-Values | 0 | Vented Crawlspace | 4.7448 | 0 | 0 | 0 | 2.0929 | Yes | 0.78363 | 0.74278 | No | 0.15212 | 0.11665 | 0.1947 | 0.099196 | 38.6452 | Nat. Gas Furnace with No CAC | Manual | kW | 15 |  |  | Electric | kW | 15 | 35 | -30 | 0 | 0.78 | 0.091605 | 0.47059 | 0.01 | 0.94118 | Heat_EZ_Sch_2 | Cool_EZ_Sch_1 | No | DHW_EZ_Sch_1 | 0 | 0 | 0 | No | No | No | No | No | 450.4466 | Misc_Elec_EZ_Sch_1 | 0
SITE_01642 | 4 | USA_OR_Portland-Hillsboro.AP.726986_TMY3 | 0 | 1078 | 0.8125 | 8 | 1 | 4-12 (Low-Moderate Slope) | Overall Effective R-Value | 0 | 11.6926 | Ceiling Overall Effective R-Value (Assumes Uninsulated Roof) | 0 | 3.5 | Yes | Foundation Type with Effective R-Values | 0 | Heated Basement | 999 | 0 | 0 | 0 | 1.73 | Yes | 1.0202 | 0.59522 | No | 0.056229 | 0.10712 | 0.41466 | 0.44863 | 5.5583 | Nat. Gas Furnace with No CAC | Manual | kW | 20 |  |  | Electric | kW | 15 | 35 | -30 | 0 | 0.8 | 0.091605 | 0.25 | 0.01 | 0.5 | Heat_EZ_Sch_2 | Cool_EZ_Sch_1 | No | DHW_EZ_Sch_1 | 0 | 0 | 0 | No | No | No | No | No | 424.0186 | Misc_Elec_EZ_Sch_1 | 0
SITE_01644 | 4 | USA_OR_Portland-Hillsboro.AP.726986_TMY3 | 0 | 1040 | -0.042548 | 8 | 1 | 4-12 (Low-Moderate Slope) | Overall Effective R-Value | 0 | 11.0335 | Ceiling Overall Effective R-Value (Assumes Uninsulated Roof) | 0 | 10.6502 | Yes | Foundation Type with Effective R-Values | 0 | Heated Basement | 999 | 0 | 0 | 0 | 999 | Yes | 0.52699 | 0.52211 | No | -1.3386 | -3.234 | -7.045 | -0.0091099 | 4.2936 | Resistance Wall Heat with No AC | Manual | kW | 15 |  |  | Electric | kW | 15 | 35 | -30 | 0 |  | 0.091605 | 0.52133 | 0.01 | 1.0427 | Heat_EZ_Sch_1 | Cool_EZ_Sch_1 | No | DHW_EZ_Sch_1 | 0 | 0 | 0 | No | No | No | No | No | 713.6276 | Misc_Elec_EZ_Sch_1 | 0
SITE_01645 | 4 | USA_WA_Renton.Muni.AP.727934_TMY3 | 0 | 1057 | 2.5077 | 8 | 1 | 4-12 (Low-Moderate Slope) | Overall Effective R-Value | 0 | 16.2112 | Ceiling Overall Effective R-Value (Assumes Uninsulated Roof) | 0 | 19.0891 | Yes | Foundation Type with Effective R-Values | 0 | Heated Basement | 17.2568 | 0 | 0 | 0 | 2.494 | Yes | 0.51224 | 0.53597 | No | 0.069835 | 0.16349 | 0.1465 | 0.25594 | 4.9257 | Nat. Gas Furnace with No CAC | Manual | kW | 15 |  |  | Electric | kW | 15 | 35 | -30 | 0 | 0.8095 | 0.091605 | 0.52133 | 0.01 | 1.0427 | Heat_EZ_Sch_2 | Cool_EZ_Sch_1 | No | DHW_EZ_Sch_1 | 0 | 0 | 0 | No | No | No | No | No | 944.4543 | Misc_Elec_EZ_Sch_1 | 0
SITE_01646 | 4 | USA_WA_Renton.Muni.AP.727934_TMY3 | 0 | 552 | 0.20879 | 8 | 1 | 4-12 (Low-Moderate Slope) | Overall Effective R-Value | 0 | 4.3012 | Ceiling Overall Effective R-Value (Assumes Uninsulated Roof) | 0 | 3.5 | Yes | Foundation Type with Effective R-Values | 0 | Heated Basement | 999 | 0 | 0 | 0 | 999 | Yes | 0.52699 | 0.75829 | No | 0.74802 | 0.36122 | 0.15263 | 0.95661 | 2.0922 | Resistance Wall Heat with No AC | Manual | kW | 15 |  |  | Electric | kW | 15 | 35 | -30 | 0 |  | 0.091605 | 0.52133 | 0.01 | 1.0427 | Heat_EZ_Sch_1 | Cool_EZ_Sch_1 | No | DHW_EZ_Sch_1 | 0 | 0 | 0 | No | No | No | No | No | 413.6224 | Misc_Elec_EZ_Sch_1 | 0
SITE_01647 | 4 | USA_WA_Renton.Muni.AP.727934_TMY3 | 0 | 768 | 1 | 8 | 1 | 4-12 (Low-Moderate Slope) | Overall Effective R-Value | 0 | 11.6926 | Ceiling Overall Effective R-Value (Assumes Uninsulated Roof) | 0 | 34.6072 | Yes | Foundation Type with Effective R-Values | 0 | Vented Crawlspace | 19.1223 | 0 | 0 | 0 | 2.0929 | Yes | 1.0957 | 0.7111 | No | 0.13846 | 0.31871 | 0.00045105 | 0.00045105 | 8.7571 | Resistance Wall Heat with No AC | Manual | kW | 10 |  |  | Electric | kW | 15 | 35 | -30 | 0 |  | 0.091605 | 0.52133 | 0.01 | 1.0427 | Heat_EZ_Sch_1 | Cool_EZ_Sch_1 | No | DHW_EZ_Sch_1 | 0 | 0 | 0 | No | No | No | No | No | 389.3555 | Misc_Elec_EZ_Sch_1 | 0
SITE_01649 | 4 | USA_WA_Renton.Muni.AP.727934_TMY3 | 0 | 1056 | 0.96875 | 8 | 1 | 4-12 (Low-Moderate Slope) | Overall Effective R-Value | 0 | 11.6926 | Ceiling Overall Effective R-Value (Assumes Uninsulated Roof) | 0 | 6.7675 | Yes | Foundation Type with Effective R-Values | 0 | Vented Crawlspace | 11.0945 | 0 | 0 | 0 | 2.0929 | Yes | 0.73438 | 0.68166 | No | 0.093091 | 0.090885 | 0.28071 | 0.093091 | 8.3282 | Resistance Wall Heat with No AC | Manual | kW | 15 |  |  | Electric | kW | 15 | 35 | -30 | 0 |  | 0.091605 | 0.52133 | 0.01 | 1.0427 | Heat_EZ_Sch_1 | Cool_EZ_Sch_1 | No | DHW_EZ_Sch_1 | 0 | 0 | 0 | No | No | No | No | No | 471.623 | Misc_Elec_EZ_Sch_1 | 0
SITE_01650 | 4 | USA_WA_Seattle-King.County.Intl.AP-Boeing.Field.727935_TMY3 | 0 | 518 | 1.3284 | 8 | 1 | 4-12 (Low-Moderate Slope) | Overall Effective R-Value | 0 | 4.3012 | Ceiling Overall Effective R-Value (Assumes Uninsulated Roof) | 0 | 12.2706 | Yes | Foundation Type with Effective R-Values | 0 | Vented Crawlspace | 5.7347 | 0 | 0 | 0 | 2.0929 | Yes | 0.71986 | 0.69743 | No | 0.11889 | 0.060752 | 0.12093 | 0.10689 | 24.5262 | Resistance Wall Heat with No AC | Manual | kW | 15 |  |  | Electric | kW | 15 | 35 | -30 | 0 |  | 0.091605 | 0.52133 | 0.01 | 1.0427 | Heat_EZ_Sch_1 | Cool_EZ_Sch_1 | No | DHW_EZ_Sch_1 | 0 | 0 | 0 | No | No | No | No | No | 409.7521 | Misc_Elec_EZ_Sch_1 | 0
SITE_01651 | 4 | USA_OR_Portland-Hillsboro.AP.726986_TMY3 | 0 | 527 | 1.3152 | 8 | 1 | 4-12 (Low-Moderate Slope) | Overall Effective R-Value | 0 | 10.8286 | Ceiling Overall Effective R-Value (Assumes Uninsulated Roof) | 0 | 41.9686 | Yes | Foundation Type with Effective R-Values | 0 | Heated Basement | 22.5573 | 0 | 0 | 0 | 2.494 | Yes | 1.0331 | 0.66421 | No | 0.04531 | 0.17322 | 0.094531 | 0.1418 | 13.8373 | Nat. Gas Furnace with No CAC | Manual | kW | 15 |  |  | Electric | kW | 15 | 35 | -30 | 0 | 0.85766 | 0.091605 | 0.47059 | 0.01 | 0.94118 | Heat_EZ_Sch_2 | Cool_EZ_Sch_1 | No | DHW_EZ_Sch_1 | 0 | 0 | 0 | No | No | No | No | No | 581.4265 | Misc_Elec_EZ_Sch_1 | 0
SITE_01652 | 4 | USA_OR_Portland-Hillsboro.AP.726986_TMY3 | 0 | 1196 | 0.9375 | 8 | 1 | 4-12 (Low-Moderate Slope) | Overall Effective R-Value | 0 | 12.4529 | Ceiling Overall Effective R-Value (Assumes Uninsulated Roof) | 0 | 40.1761 | Yes | Foundation Type with Effective R-Values | 0 | Vented Crawlspace | 20.258 | 0 | 0 | 0 | 2.0929 | Yes | 0.51905 | 0.54897 | No | 0.30458 | 0.13258 | 0.00038554 | 0.00038554 | 8.2504 | Electric Furnace with No CAC | Manual | kW | 10 |  |  | Electric | kW | 15 | 35 | -30 | 0 |  | 0.091605 | 0.52133 | 0.01 | 1.0427 | Heat_EZ_Sch_1 | Cool_EZ_Sch_1 | No | DHW_EZ_Sch_1 | 0 | 0 | 0 | No | No | No | No | No | 564.5799 | Misc_Elec_EZ_Sch_1 | 0
SITE_01656 | 4 | USA_OR_Portland-Hillsboro.AP.726986_TMY3 | 0 | 896 | 0.96247 | 8 | 1 | 4-12 (Low-Moderate Slope) | Overall Effective R-Value | 0 | 4.3012 | Ceiling Overall Effective R-Value (Assumes Uninsulated Roof) | 0 | 34.6072 | Yes | Foundation Type with Effective R-Values | 0 | Vented Crawlspace | 18.1327 | 0 | 0 | 0 | 2.3977 | Yes | 0.82788 | 0.77504 | No | 0.16662 | 0.26141 | 0.059417 | 0.00043388 | 10.0796 | Resistance Wall Heat with No AC | Manual | kW | 15 |  |  | Electric | kW | 15 | 35 | -30 | 0 |  | 0.091605 | 0.52133 | 0.01 | 1.0427 | Heat_EZ_Sch_1 | Cool_EZ_Sch_1 | No | DHW_EZ_Sch_1 | 0 | 0 | 0 | No | No | No | No | No | 422.5537 | Misc_Elec_EZ_Sch_1 | 0
SITE_01659 | 4 | USA_WA_Everett-Snohomish.County.AP-Paine.Field.727937_TMY3 | 0 | 1843 | -0.098888 | 8 | 1 | 4-12 (Low-Moderate Slope) | Overall Effective R-Value | 0 | 11.6022 | Ceiling Overall Effective R-Value (Assumes Uninsulated Roof) | 0 | 7.1582 | Yes | Foundation Type with Effective R-Values | 0 | Heated Basement | 13.8173 | 0 | 0 | 0 | 1.73 | Yes | 0.97469 | 0.73817 | No | -3.2056 | -1.7891 | -1.2163 | -0.51349 | 5.3385 | Nat. Gas Furnace with No CAC | Manual | kW | 20 |  |  | Electric | kW | 15 | 35 | -30 | 0 | 0.8 | 0.091605 | 0.25 | 0.01 | 0.5 | Heat_EZ_Sch_2 | Cool_EZ_Sch_1 | No | DHW_EZ_Sch_1 | 0 | 0 | 0 | No | No | No | No | No | 519.035 | Misc_Elec_EZ_Sch_1 | 0
SITE_01660 | 4 | USA_WA_Renton.Muni.AP.727934_TMY3 | 0 | 760 | 2.2845 | 8 | 1 | 4-12 (Low-Moderate Slope) | Overall Effective R-Value | 0 | 11.5749 | Ceiling Overall Effective R-Value (Assumes Uninsulated Roof) | 0 | 3.5 | Yes | Foundation Type with Effective R-Values | 0 | Heated Basement | 999 | 0 | 0 | 0 | 1.73 | Yes | 0.71684 | 0.58985 | No | 0.14921 | 0.18869 | 0.13015 | 0.068915 | 5.4001 | Nat. Gas Furnace with No CAC | Manual | kW | 20 |  |  | Electric | kW | 15 | 35 | -30 | 0 | 0.8 | 0.091605 | 0.25 | 0.01 | 0.5 | Heat_EZ_Sch_2 | Cool_EZ_Sch_1 | No | DHW_EZ_Sch_1 | 0 | 0 | 0 | No | No | No | No | No | 459.1725 | Misc_Elec_EZ_Sch_1 | 0
SITE_01661 | 4 | USA_WA_Seattle-King.County.Intl.AP-Boeing.Field.727935_TMY3 | 0 | 1029 | 1.6167 | 8 | 1 | 4-12 (Low-Moderate Slope) | Overall Effective R-Value | 0 | 4.3012 | Ceiling Overall Effective R-Value (Assumes Uninsulated Roof) | 0 | 17.3391 | Yes | Foundation Type with Effective R-Values | 0 | Heated Basement | 999 | 0 | 0 | 0 | 1.73 | Yes | 0.52699 | 0.57727 | No | 0.11036 | 0.1378 | 0.12251 | 0.19127 | 5.5168 | Nat. Gas Furnace with No CAC | Manual | kW | 20 |  |  | Electric | kW | 15 | 35 | -30 | 0 | 0.8 | 0.091605 | 0.25 | 0.01 | 0.5 | Heat_EZ_Sch_2 | Cool_EZ_Sch_1 | No | DHW_EZ_Sch_1 | 0 | 0 | 0 | No | No | No | No | No | 570.0882 | Misc_Elec_EZ_Sch_1 | 0
SITE_01662 | 4 | USA_WA_Everett-Snohomish.County.AP-Paine.Field.727937_TMY3 | 0 | 1368 | 0.92498 | 8 | 1 | 4-12 (Low-Moderate Slope) | Overall Effective R-Value | 0 | 11.6926 | Ceiling Overall Effective R-Value (Assumes Uninsulated Roof) | 0 | 4.1878 | Yes | Foundation Type with Effective R-Values | 0 | Vented Crawlspace | 4.707 | 2.6329 | 2.6329 | 0 | 2.0929 | Yes | 0.68414 | 0.73004 | No | 0.23138 | 0.16307 | 0.1155 | 0.19339 | 4.7403 | Nat. Gas Furnace with No CAC | Manual | kW | 15 |  |  | Electric | kW | 15 | 35 | -30 | 0 | 0.8 | 0.091605 | 2.8 | 0.01 | 5.6 | Heat_EZ_Sch_2 | Cool_EZ_Sch_1 | No | DHW_EZ_Sch_1 | 0 | 0 | 0 | No | No | No | No | No | 553.3395 | Misc_Elec_EZ_Sch_1 | 0
SITE_01663 | 4 | USA_WA_Seattle-King.County.Intl.AP-Boeing.Field.727935_TMY3 | 0 | 810 | 0.79475 | 8 | 1 | 4-12 (Low-Moderate Slope) | Overall Effective R-Value | 0 | 11.0335 | Ceiling Overall Effective R-Value (Assumes Uninsulated Roof) | 0 | 4.965 | Yes | Foundation Type with Effective R-Values | 0 | Heated Basement | 4.707 | 0 | 0 | 0 | 1.73 | Yes | 0.91089 | 0.59953 | No | 0.37932 | 0.033158 | 0.22289 | 0.27079 | 5.295 | Nat. Gas Furnace with No CAC | Manual | kW | 15 |  |  | Electric | kW | 15 | 35 | -30 | 0 | 0.8 | 0.091605 | 0.32685 | 0.01 | 0.6537 | Heat_EZ_Sch_2 | Cool_EZ_Sch_1 | No | DHW_EZ_Sch_1 | 0 | 0 | 0 | No | No | No | No | No | 589.1939 | Misc_Elec_EZ_Sch_1 | 0
SITE_01665 | 4 | USA_WA_Everett-Snohomish.County.AP-Paine.Field.727937_TMY3 | 0 | 616 | 1.8466 | 8 | 1 | 4-12 (Low-Moderate Slope) | Overall Effective R-Value | 0 | 11.3052 | Ceiling Overall Effective R-Value (Assumes Uninsulated Roof) | 0 | 27.5634 | Yes | Foundation Type with Effective R-Values | 0 | Heated Basement | 20.9771 | 0 | 0 | 0 | 2.494 | Yes | 0.82236 | 0.58601 | No | 0.1899 | 0.1926 | 0.040078 | 0.045305 | 4.7802 | Electric Furnace with No CAC | Manual | kW | 15 |  |  | Electric | kW | 15 | 35 | -30 | 0 |  | 0.091605 | 1.4 | 0.01 | 2.8 | Heat_EZ_Sch_1 | Cool_EZ_Sch_1 | No | DHW_EZ_Sch_1 | 0 | 0 | 0 | No | No | No | No | No | 565.1115 | Misc_Elec_EZ_Sch_1 | 0
SITE_01666 | 4 | USA_OR_Portland-Hillsboro.AP.726986_TMY3 | 0 | 1331.5 | 1.0206 | 8 | 1 | 4-12 (Low-Moderate Slope) | Overall Effective R-Value | 0 | 6.7671 | Ceiling Overall Effective R-Value (Assumes Uninsulated Roof) | 0 | 3.5 | Yes | Foundation Type with Effective R-Values | 0 | Vented Crawlspace | 15.2272 | 2.6329 | 2.6329 | 0 | 2.0929 | Yes | 0.48196 | 0.71284 | No | 0.2887 | 0.17944 | 0.067132 | 0.13548 | 4.412 | Nat. Gas Furnace with No CAC | Manual | kW | 15 |  |  | Electric | kW | 15 | 35 | -30 | 0 | 0.8 | 0.091605 | 2.2404 | 0.01 | 1.424 | Heat_EZ_Sch_2 | Cool_EZ_Sch_1 | No | DHW_EZ_Sch_1 | 0 | 0 | 0 | No | No | No | No | No | 822.9821 | Misc_Elec_EZ_Sch_1 | 0
SITE_01669 | 4 | USA_OR_Portland-Hillsboro.AP.726986_TMY3 | 0 | 1080 | 0.9375 | 8 | 1 | 4-12 (Low-Moderate Slope) | Overall Effective R-Value | 0 | 11.5024 | Ceiling Overall Effective R-Value (Assumes Uninsulated Roof) | 0 | 38.5719 | Yes | Foundation Type with Effective R-Values | 0 | Vented Crawlspace | 26.0716 | 2.6329 | 2.6329 | 0 | 2.0929 | Yes | 0.52699 | 0.53758 | No | 0.16446 | 0.21995 | 0.12507 | 0.1758 | 11.3884 | Single Speed ASHP (8.5 HSPF 15 SEER) | Manual | ton | 1.5 | ton | 1.5 | Electric | kW | 15 | 35 | -30 | 0 |  | 0.091605 | 0.25 | 0.01 | 0.5 | Heat_EZ_Sch_1 | Cool_EZ_Sch_1 | No | DHW_EZ_Sch_1 | 0 | 0 | 0 | No | No | No | No | No | 391.8392 | Misc_Elec_EZ_Sch_1 | 0
SITE_01673 | 4 | USA_OR_Portland-Hillsboro.AP.726986_TMY3 | 0 | 700 | 2 | 8 | 1 | 4-12 (Low-Moderate Slope) | Overall Effective R-Value | 0 | 13.4517 | Ceiling Overall Effective R-Value (Assumes Uninsulated Roof) | 0 | 40.1761 | Yes | Foundation Type with Effective R-Values | 0 | Vented Crawlspace | 18.1327 | 0 | 0 | 0 | 2.6233 | Yes | 0.51152 | 0.63465 | No | 0.15143 | 0.10607 | 0.069983 | 0.12374 | 6.2109 | Resistance Wall Heat with No AC | Manual | kW | 15 |  |  | Electric | kW | 15 | 35 | -30 | 0 |  | 0.091605 | 0.52133 | 0.01 | 1.0427 | Heat_EZ_Sch_1 | Cool_EZ_Sch_1 | No | DHW_EZ_Sch_1 | 0 | 0 | 0 | No | No | No | No | No | 603.4691 | Misc_Elec_EZ_Sch_1 | 0
SITE_01674 | 4 | USA_OR_Portland-Hillsboro.AP.726986_TMY3 | 0 | 1068.75 | 0.87509 | 8 | 1 | 4-12 (Low-Moderate Slope) | Overall Effective R-Value | 0 | 11.0335 | Ceiling Overall Effective R-Value (Assumes Uninsulated Roof) | 0 | 20.4956 | Yes | Foundation Type with Effective R-Values | 0 | Heated Basement | 999 | 0 | 0 | 0 | 9.0909 | Yes | 0.76679 | 0.68771 | No | 0.18527 | 0.11057 | 0.37455 | 0.30458 | 5.3651 | Electric Furnace with No CAC | Manual | kW | 15 |  |  | Electric | kW | 15 | 35 | -30 | 0 |  | 0.091605 | 0.25 | 0.01 | 0.5 | Heat_EZ_Sch_1 | Cool_EZ_Sch_1 | No | DHW_EZ_Sch_1 | 0 | 0 | 0 | No | No | No | No | No | 874.2384 | Misc_Elec_EZ_Sch_1 | 0
SITE_01675 | 4 | USA_OR_Portland-Hillsboro.AP.726986_TMY3 | 0 | 754 | 0.055206 | 8 | 1 | 4-12 (Low-Moderate Slope) | Overall Effective R-Value | 0 | 15.8972 | Ceiling Overall Effective R-Value (Assumes Uninsulated Roof) | 0 | 3.5 | Yes | Foundation Type with Effective R-Values | 0 | Heated Basement | 999 | 0 | 0 | 0 | 999 | Yes | 0.82236 | 0.54897 | No | 6.6874 | 0.008246 | 0.008246 | 0.008246 | 5.0779 | Resistance Wall Heat with No AC | Manual | kW | 15 |  |  | Electric | kW | 15 | 35 | -30 | 0 |  | 0.091605 | 0.52133 | 0.01 | 1.0427 | Heat_EZ_Sch_1 | Cool_EZ_Sch_1 | No | DHW_EZ_Sch_1 | 0 | 0 | 0 | No | No | No | No | No | 522.9167 | Misc_Elec_EZ_Sch_1 | 0
SITE_01676 | 4 | USA_OR_Portland-Hillsboro.AP.726986_TMY3 | 0 | 927 | 1.1632 | 8 | 1 | 4-12 (Low-Moderate Slope) | Overall Effective R-Value | 0 | 11.9488 | Ceiling Overall Effective R-Value (Assumes Uninsulated Roof) | 0 | 5.31 | Yes | Foundation Type with Effective R-Values | 0 | Slab | 18.1327 | 2.6329 | 2.6329 | 0 | 999 | Yes | 0.52699 | 0.6083 | No | 0.14597 | 0.12114 | 0.088087 | 0.12457 | 4.9446 | Resistance Wall Heat with No AC | Manual | kW | 15 |  |  | Electric | kW | 15 | 35 | -30 | 0 |  | 0.091605 | 0.52133 | 0.01 | 1.0427 | Heat_EZ_Sch_1 | Cool_EZ_Sch_1 | No | DHW_EZ_Sch_1 | 0 | 0 | 0 | No | No | No | No | No | 879.1797 | Misc_Elec_EZ_Sch_1 | 0
SITE_01677 | 4 | USA_WA_Seattle-King.County.Intl.AP-Boeing.Field.727935_TMY3 | 0 | 704 | 0.56392 | 8 | 1 | 4-12 (Low-Moderate Slope) | Overall Effective R-Value | 0 | 4.0373 | Ceiling Overall Effective R-Value (Assumes Uninsulated Roof) | 0 | 3.5 | Yes | Foundation Type with Effective R-Values | 0 | Heated Basement | 999 | 2.6329 | 2.6329 | 0 | 999 | Yes | 0.55551 | 0.55724 | No | 0.15038 | 0.27198 | 0.40704 | 0.1954 | 6.0488 | Nat. Gas Furnace with No CAC | Manual | kW | 15 |  |  | Electric | kW | 15 | 35 | -30 | 0 | 0.85766 | 0.091605 | 0.25 | 0.01 | 0.5 | Heat_EZ_Sch_2 | Cool_EZ_Sch_1 | No | DHW_EZ_Sch_1 | 0 | 0 | 0 | No | No | No | No | No | 565.6037 | Misc_Elec_EZ_Sch_1 | 0
SITE_01680 | 4 | USA_WA_Renton.Muni.AP.727934_TMY3 | 0 | 1149 | 0.71073 | 8 | 1 | 4-12 (Low-Moderate Slope) | Overall Effective R-Value | 0 | 11.0335 | Ceiling Overall Effective R-Value (Assumes Uninsulated Roof) | 0 | 3.5 | Yes | Foundation Type with Effective R-Values | 0 | Heated Basement | 4.7448 | 0 | 0 | 0 | 1.73 | Yes | 0.94673 | 0.65936 | No | 0.34288 | 0.16847 | 0.24111 | 0.51089 | 5.1243 | Nat. Gas Furnace with No CAC | Manual | kW | 20 |  |  | Electric | kW | 15 | 35 | -30 | 0 | 0.8 | 0.091605 | 0.25 | 0.01 | 0.5 | Heat_EZ_Sch_2 | Cool_EZ_Sch_1 | No | DHW_EZ_Sch_1 | 0 | 0 | 0 | No | No | No | No | No | 513.2981 | Misc_Elec_EZ_Sch_1 | 0
SITE_01681 | 4 | USA_OR_Astoria.Rgnl.AP.727910_TMY3 | 0 | 1304 | 0.98773 | 8 | 1 | 4-12 (Low-Moderate Slope) | Overall Effective R-Value | 0 | 16.9014 | Ceiling Overall Effective R-Value (Assumes Uninsulated Roof) | 0 | 29.0321 | Yes | Foundation Type with Effective R-Values | 0 | Heated Basement | 26.9066 | 0 | 0 | 0 | 999 | Yes | 0.51152 | 0.53781 | No | 0.12743 | 0.34661 | 0.05286 | 0.42118 | 4.3384 | Single Speed ASHP (8.5 HSPF 15 SEER) | Manual | ton | 2.8333 | ton | 2.8333 | Electric | kW | 15 | 35 | -30 | 0 |  | 0.091605 | 0.25 | 0.01 | 0.5 | Heat_EZ_Sch_1 | Cool_EZ_Sch_1 | No | DHW_EZ_Sch_1 | 0 | 0 | 0 | No | No | No | No | No | 890.4645 | Misc_Elec_EZ_Sch_1 | 0
SITE_01682 | 4 | USA_WA_Seattle-King.County.Intl.AP-Boeing.Field.727935_TMY3 | 0 | 1120 | 1.0625 | 8 | 1 | 4-12 (Low-Moderate Slope) | Overall Effective R-Value | 0 | 9.4266 | Ceiling Overall Effective R-Value (Assumes Uninsulated Roof) | 0 | 11.2891 | Yes | Foundation Type with Effective R-Values | 0 | Vented Crawlspace | 11.3712 | 0 | 0 | 0 | 2.1915 | Yes | 0.74418 | 0.7528 | No | 0.24036 | 0.043912 | 0.049307 | 0.23484 | 7.1408 | Electric Furnace with No CAC | Manual | kW | 15 |  |  | Electric | kW | 15 | 35 | -30 | 0 |  | 0.17053 | 5.6856 | 0.01 | 100 | Heat_EZ_Sch_1 | Cool_EZ_Sch_1 | No | DHW_EZ_Sch_1 | 0 | 0 | 0 | No | No | No | No | No | 397.627 | Misc_Elec_EZ_Sch_1 | 0
SITE_01683 | 4 | USA_WA_Seattle-King.County.Intl.AP-Boeing.Field.727935_TMY3 | 0 | 1144 | 1.0114 | 8 | 1 | 4-12 (Low-Moderate Slope) | Overall Effective R-Value | 0 | 16.3106 | Ceiling Overall Effective R-Value (Assumes Uninsulated Roof) | 0 | 11.2891 | Yes | Foundation Type with Effective R-Values | 0 | Vented Crawlspace | 15.3273 | 0 | 0 | 0 | 2.0929 | Yes | 0.75 | 0.7528 | No | 0.18081 | 0.2009 | 0.050448 | 0.015835 | 10.5836 | Electric Furnace with No CAC | Manual | kW | 15 |  |  | Electric | kW | 15 | 35 | -30 | 0 |  | 0.17053 | 7.6636 | 0.01 | 100 | Heat_EZ_Sch_1 | Cool_EZ_Sch_1 | No | DHW_EZ_Sch_1 | 0 | 0 | 0 | No | No | No | No | No | 620.2133 | Misc_Elec_EZ_Sch_1 | 0
SITE_01684 | 4 | USA_WA_Olympia.Rgnl.AP.727920_TMY3 | 0 | 728 | 0.875 | 8 | 1 | 4-12 (Low-Moderate Slope) | Overall Effective R-Value | 0 | 11.3052 | Ceiling Overall Effective R-Value (Assumes Uninsulated Roof) | 0 | 11.2891 | Yes | Foundation Type with Effective R-Values | 0 | Vented Crawlspace | 7.2464 | 0 | 0 | 0 | 2.0929 | Yes | 0.75 | 0.7528 | No | 0.055005 | 0.00052946 | 0.19656 | 0.22318 | 8.3924 | Electric Furnace with No CAC | Manual | kW | 15 |  |  | Electric | kW | 15 | 35 | -30 | 0 |  | 0.17053 | 3.6232 | 0.01 | 100 | Heat_EZ_Sch_1 | Cool_EZ_Sch_1 | No | DHW_EZ_Sch_1 | 0 | 0 | 0 | No | No | No | No | No | 660.6276 | Misc_Elec_EZ_Sch_1 | 0
SITE_01685 | 4 | USA_WA_Seattle-King.County.Intl.AP-Boeing.Field.727935_TMY3 | 0 | 1040 | 0.9875 | 8 | 1 | 4-12 (Low-Moderate Slope) | Overall Effective R-Value | 0 | 11.2688 | Ceiling Overall Effective R-Value (Assumes Uninsulated Roof) | 0 | 10.5746 | Yes | Foundation Type with Effective R-Values | 0 | Vented Crawlspace | 9.3223 | 0 | 0 | 0 | 2.0929 | Yes | 0.57752 | 0.57221 | No | 0.03887 | 0.24728 | 0.042141 | 0.05855 | 11.0514 | Single Speed ASHP (8.5 HSPF 15 SEER) | Manual | ton | 1.8 | ton | 1.8 | Electric | kW | 15 | 35 | -30 | 0 |  | 0.17053 | 4.6611 | 0.01 | 100 | Heat_EZ_Sch_1 | Cool_EZ_Sch_1 | No | DHW_EZ_Sch_1 | 0 | 0 | 0 | No | No | No | No | No | 616.4358 | Misc_Elec_EZ_Sch_1 | 0
SITE_01686 | 4 | USA_WA_Olympia.Rgnl.AP.727920_TMY3 | 0 | 2047 | 1.0625 | 8 | 1 | 4-12 (Low-Moderate Slope) | Overall Effective R-Value | 0 | 16.3106 | Ceiling Overall Effective R-Value (Assumes Uninsulated Roof) | 0 | 24.0342 | Yes | Foundation Type with Effective R-Values | 0 | Vented Crawlspace | 23.5886 | 0 | 0 | 0 | 2.0929 | Yes | 0.48 | 0.49917 | No | 0.13756 | 0.21063 | 0.11224 | 0.1369 | 6.1039 | Nat. Gas Furnace with No CAC | Manual | kW | 15 |  |  | Electric | kW | 15 | 35 | -30 | 0 | 0.8036 | 0.12716 | 11.7943 | 0.01 | 100 | Heat_EZ_Sch_2 | Cool_EZ_Sch_1 | No | DHW_EZ_Sch_1 | 0 | 0 | 0 | No | No | No | No | No | 840.3519 | Misc_Elec_EZ_Sch_1 | 0
SITE_01687 | 4 | USA_WA_Olympia.Rgnl.AP.727920_TMY3 | 0 | 1455 | 0.9457 | 8 | 1 | 4-12 (Low-Moderate Slope) | Overall Effective R-Value | 0 | 16.3106 | Ceiling Overall Effective R-Value (Assumes Uninsulated Roof) | 0 | 10.5746 | Yes | Foundation Type with Effective R-Values | 0 | Vented Crawlspace | 15.63 | 0 | 0 | 0 | 2.0929 | Yes | 0.75 | 0.7528 | No | 0.083316 | 0.053157 | 0.25547 | 0.24509 | 7.3256 | Electric Furnace with No CAC | Manual | kW | 15 |  |  | Electric | kW | 15 | 35 | -30 | 0 |  | 0.17053 | 7.815 | 0.01 | 100 | Heat_EZ_Sch_1 | Cool_EZ_Sch_1 | No | DHW_EZ_Sch_1 | 0 | 0 | 0 | No | No | No | No | No | 375.831 | Misc_Elec_EZ_Sch_1 | 0
SITE_01688 | 4 | USA_WA_Olympia.Rgnl.AP.727920_TMY3 | 0 | 1524 | 1.0329 | 8 | 1 | 4-12 (Low-Moderate Slope) | Overall Effective R-Value | 0 | 12.4802 | Ceiling Overall Effective R-Value (Assumes Uninsulated Roof) | 0 | 16.654 | Yes | Foundation Type with Effective R-Values | 0 | Vented Crawlspace | 26.0716 | 0 | 0 | 0 | 2.0929 | Yes | 0.75 | 0.7528 | No | 0.1416 | 0.17142 | 0.049773 | 0.00031 | 6.0356 | Electric Furnace with No CAC | Manual | kW | 15 |  |  | Electric | kW | 15 | 35 | -30 | 0 |  | 0.17053 | 13.0358 | 0.01 | 100 | Heat_EZ_Sch_1 | Cool_EZ_Sch_1 | No | DHW_EZ_Sch_1 | 0 | 0 | 0 | No | No | No | No | No | 719.7566 | Misc_Elec_EZ_Sch_1 | 0
SITE_01689 | 4 | USA_WA_Olympia.Rgnl.AP.727920_TMY3 | 0 | 1147.5 | 0.93747 | 8 | 1 | 4-12 (Low-Moderate Slope) | Overall Effective R-Value | 0 | 11.4598 | Ceiling Overall Effective R-Value (Assumes Uninsulated Roof) | 0 | 8.0481 | Yes | Foundation Type with Effective R-Values | 0 | Vented Crawlspace | 9.3223 | 0 | 0 | 0 | 2.0929 | Yes | 0.78601 | 0.64919 | No | 0.23896 | 0.12891 | 0.26323 | 0.00039362 | 13.9782 | Resistance Wall Heat with No AC | Manual | kW | 15 |  |  | Electric | kW | 15 | 35 | -30 | 0 |  | 0.17053 | 4.6611 | 0.01 | 100 | Heat_EZ_Sch_1 | Cool_EZ_Sch_1 | No | DHW_EZ_Sch_1 | 0 | 0 | 0 | No | No | No | No | No | 751.3044 | Misc_Elec_EZ_Sch_1 | 0
SITE_01690 | 4 | USA_WA_Kelso-Longview-Southwest.Washington.Rgnl.AP.727924_TMY3 | 0 | 1881.5 | 1.0625 | 8 | 1 | 4-12 (Low-Moderate Slope) | Overall Effective R-Value | 0 | 11.6926 | Ceiling Overall Effective R-Value (Assumes Uninsulated Roof) | 0 | 26.7082 | Yes | Foundation Type with Effective R-Values | 0 | Vented Crawlspace | 27.2398 | 0 | 0 | 0 | 2.0929 | Yes | 0.48 | 0.49917 | No | 0.00027122 | 0.061025 | 0.21513 | 0.061025 | 2.5111 | Electric Furnace with No CAC | Manual | kW | 15 |  |  | Electric | kW | 15 | 35 | -30 | 0 |  | 0.12716 | 13.6199 | 0.01 | 100 | Heat_EZ_Sch_1 | Cool_EZ_Sch_1 | No | DHW_EZ_Sch_1 | 0 | 0 | 0 | No | No | No | No | No | 829.2593 | Misc_Elec_EZ_Sch_1 | 0
SITE_01691 | 4 | USA_WA_Seattle-King.County.Intl.AP-Boeing.Field.727935_TMY3 | 0 | 1416 | 1.1603 | 8 | 1 | 4-12 (Low-Moderate Slope) | Overall Effective R-Value | 0 | 11.6926 | Ceiling Overall Effective R-Value (Assumes Uninsulated Roof) | 0 | 11.2891 | Yes | Foundation Type with Effective R-Values | 0 | Vented Crawlspace | 15.63 | 0 | 0 | 0 | 2.0929 | Yes | 0.74473 | 0.7528 | No | 0.12169 | 0.21366 | 0.079325 | 0.074077 | 6.1042 | Electric Furnace with No CAC | Manual | kW | 15 |  |  | Electric | kW | 15 | 35 | -30 | 0 |  | 0.17053 | 7.815 | 0.01 | 100 | Heat_EZ_Sch_1 | Cool_EZ_Sch_1 | No | DHW_EZ_Sch_1 | 0 | 0 | 0 | No | No | No | No | No | 676.3957 | Misc_Elec_EZ_Sch_1 | 0
SITE_01692 | 4 | USA_OR_Portland-Hillsboro.AP.726986_TMY3 | 0 | 840 | 0.88571 | 8 | 1 | 4-12 (Low-Moderate Slope) | Overall Effective R-Value | 0 | 11.1432 | Ceiling Overall Effective R-Value (Assumes Uninsulated Roof) | 0 | 10.5746 | Yes | Foundation Type with Effective R-Values | 0 | Vented Crawlspace | 12.2765 | 0 | 0 | 0 | 2.0929 | Yes | 0.75 | 0.7528 | No | 0.17077 | 0.20424 | 0.04396 | 0.13188 | 9.538 | Electric Furnace with No CAC | Manual | kW | 15 |  |  | Electric | kW | 15 | 35 | -30 | 0 |  | 0.17053 | 6.1383 | 0.01 | 100 | Heat_EZ_Sch_1 | Cool_EZ_Sch_1 | No | DHW_EZ_Sch_1 | 0 | 0 | 0 | No | No | No | No | No | 386.7573 | Misc_Elec_EZ_Sch_1 | 0
SITE_01693 | 4 | USA_OR_Portland-Troutdale.AP.726985_TMY3 | 0 | 1288 | 1 | 8 | 1 | 4-12 (Low-Moderate Slope) | Overall Effective R-Value | 0 | 7.1939 | Ceiling Overall Effective R-Value (Assumes Uninsulated Roof) | 0 | 9.3884 | Yes | Foundation Type with Effective R-Values | 0 | Vented Crawlspace | 9.4844 | 0 | 0 | 0 | 2.0929 | Yes | 0.76203 | 0.62099 | No | 0.065019 | 0.18094 | 0.21434 | 0.17689 | 10.2646 | Single Speed ASHP (8.5 HSPF 15 SEER) | Manual | ton | 4.5 | ton | 4.5 | Electric | kW | 15 | 35 | -30 | 0 |  | 0.17053 | 4.7422 | 0.01 | 100 | Heat_EZ_Sch_1 | Cool_EZ_Sch_1 | No | DHW_EZ_Sch_1 | 0 | 0 | 0 | No | No | No | No | No | 528.6314 | Misc_Elec_EZ_Sch_1 | 0
SITE_01694 | 4 | USA_WA_Olympia.Rgnl.AP.727920_TMY3 | 0 | 1270 | 1.0624 | 8 | 1 | 4-12 (Low-Moderate Slope) | Overall Effective R-Value | 0 | 12.4529 | Ceiling Overall Effective R-Value (Assumes Uninsulated Roof) | 0 | 11.2891 | Yes | Foundation Type with Effective R-Values | 0 | Vented Crawlspace | 13.2486 | 0 | 0 | 0 | 2.1983 | Yes | 0.75 | 0.7528 | No | 0.25379 | 0.094971 | 0.072265 | 0.087601 | 3.152 | Electric Furnace with No CAC | Manual | kW | 15 |  |  | Electric | kW | 15 | 35 | -30 | 0 |  | 0.12716 | 6.6243 | 0.01 | 100 | Heat_EZ_Sch_1 | Cool_EZ_Sch_1 | No | DHW_EZ_Sch_1 | 0 | 0 | 0 | No | No | No | No | No | 492.7486 | Misc_Elec_EZ_Sch_1 | 0
SITE_01695 | 4 | USA_OR_Eugene.AP-Sweet.Field.726930_TMY3 | 0 | 1404 | 1.0312 | 8 | 1 | 4-12 (Low-Moderate Slope) | Overall Effective R-Value | 0 | 10.4618 | Ceiling Overall Effective R-Value (Assumes Uninsulated Roof) | 0 | 10.5746 | Yes | Foundation Type with Effective R-Values | 0 | Vented Crawlspace | 11.3147 | 0 | 0 | 0 | 2.2768 | Yes | 0.75 | 0.7528 | No | 0.090411 | 0.24158 | 0.15133 | 0.061583 | 7.5288 | Single Speed ASHP (8.5 HSPF 15 SEER) | Manual | ton | 2.5 | ton | 2.5 | Electric | kW | 15 | 35 | -30 | 0 |  | 0.17053 | 5.6574 | 0.01 | 100 | Heat_EZ_Sch_1 | Cool_EZ_Sch_1 | No | DHW_EZ_Sch_1 | 0 | 0 | 0 | No | No | No | No | No | 841.4764 | Misc_Elec_EZ_Sch_1 | 0
SITE_01696 | 4 | USA_OR_Portland-Hillsboro.AP.726986_TMY3 | 0 | 1620 | 1.125 | 8 | 1 | 4-12 (Low-Moderate Slope) | Overall Effective R-Value | 0 | 15.6574 | Ceiling Overall Effective R-Value (Assumes Uninsulated Roof) | 0 | 26.7082 | Yes | Foundation Type with Effective R-Values | 0 | Vented Crawlspace | 20.258 | 0 | 0 | 0 | 2.0929 | Yes | 0.48 | 0.49917 | No | 0.10649 | 0.15057 | 0.12229 | 0.00027606 | 5.0726 | Electric Furnace with No CAC | Manual | kW | 15 |  |  | Electric | kW | 15 | 35 | -30 | 0 |  | 0.12716 | 10.129 | 0.01 | 100 | Heat_EZ_Sch_1 | Cool_EZ_Sch_1 | No | DHW_EZ_Sch_1 | 0 | 0 | 0 | No | No | No | No | No | 584.0533 | Misc_Elec_EZ_Sch_1 | 0
SITE_01697 | 4 | USA_OR_Portland-Hillsboro.AP.726986_TMY3 | 0 | 1080 | 0.875 | 8 | 1 | 4-12 (Low-Moderate Slope) | Overall Effective R-Value | 0 | 11.6926 | Ceiling Overall Effective R-Value (Assumes Uninsulated Roof) | 0 | 12.632 | Yes | Foundation Type with Effective R-Values | 0 | Vented Crawlspace | 6.3848 | 0 | 0 | 0 | 2.0929 | Yes | 0.75 | 0.7528 | No | 0.16096 | 0.10952 | 0.00084528 | 0.020407 | 10.437 | Ductless Heat Pump (10 HSPF 22 SEER) | Manual | ton | 1.5 | ton | 1.5 | Electric | kW | 15 | 35 | -30 | 0 |  | 0.17053 | 3.1924 | 0.01 | 100 | Heat_EZ_Sch_1 | Cool_EZ_Sch_1 | No | DHW_EZ_Sch_1 | 0 | 0 | 0 | No | No | No | No | No | 468.6764 | Misc_Elec_EZ_Sch_1 | 0
SITE_01698 | 4 | USA_OR_Eugene.AP-Sweet.Field.726930_TMY3 | 0 | 1996 | 1.0946 | 8 | 1 | 4-12 (Low-Moderate Slope) | Overall Effective R-Value | 0 | 16.3106 | Ceiling Overall Effective R-Value (Assumes Uninsulated Roof) | 0 | 24.0342 | Yes | Foundation Type with Effective R-Values | 0 | Vented Crawlspace | 30.1548 | 0 | 0 | 0 | 2.0929 | Yes | 0.48395 | 0.49917 | No | 0.09859 | 0.03426 | 0.21607 | 0.41782 | 3.7746 | Nat. Gas Furnace with No CAC | Manual | kW | 15 |  |  | Electric | kW | 15 | 35 | -30 | 0 | 0.8052 | 0.12716 | 15.0774 | 0.01 | 100 | Heat_EZ_Sch_2 | Cool_EZ_Sch_1 | No | DHW_EZ_Sch_1 | 0 | 0 | 0 | No | No | No | No | No | 1407.2452 | Misc_Elec_EZ_Sch_1 | 0
SITE_01699 | 4 | USA_OR_Astoria.Rgnl.AP.727910_TMY3 | 0 | 1576 | 1.0938 | 8 | 1 | 4-12 (Low-Moderate Slope) | Overall Effective R-Value | 0 | 12.4529 | Ceiling Overall Effective R-Value (Assumes Uninsulated Roof) | 0 | 11.2891 | Yes | Foundation Type with Effective R-Values | 0 | Vented Crawlspace | 20.258 | 0 | 0 | 0 | 2.0929 | Yes | 0.7453 | 0.7528 | No | 0.056597 | 0.16103 | 0.060115 | 0.087464 | 4.0841 | Electric Furnace with No CAC | Manual | kW | 15 |  |  | Electric | kW | 15 | 35 | -30 | 0 |  | 0.17053 | 10.129 | 0.01 | 100 | Heat_EZ_Sch_1 | Cool_EZ_Sch_1 | No | DHW_EZ_Sch_1 | 0 | 0 | 0 | No | No | No | No | No | 848.2317 | Misc_Elec_EZ_Sch_1 | 0
SITE_01700 | 4 | USA_OR_Portland-Hillsboro.AP.726986_TMY3 | 0 | 1352 | 0.9375 | 8 | 1 | 4-12 (Low-Moderate Slope) | Overall Effective R-Value | 0 | 9.469 | Ceiling Overall Effective R-Value (Assumes Uninsulated Roof) | 0 | 10.5746 | Yes | Foundation Type with Effective R-Values | 0 | Vented Crawlspace | 20.258 | 0 | 0 | 0 | 2.0929 | Yes | 0.7 | 0.70583 | No | 0.20428 | 0.060437 | 0.27962 | 0.084913 | 8.3752 | Electric Furnace with No CAC | Manual | kW | 15 |  |  | Electric | kW | 15 | 35 | -30 | 0 |  | 0.17053 | 10.129 | 0.01 | 100 | Heat_EZ_Sch_1 | Cool_EZ_Sch_1 | No | DHW_EZ_Sch_1 | 0 | 0 | 0 | No | No | No | No | No | 530.2643 | Misc_Elec_EZ_Sch_1 | 0
SITE_01701 | 4 | USA_WA_Tacoma.Narrows.AP.727938_TMY3 | 0 | 1404 | 1.0157 | 8 | 1 | 4-12 (Low-Moderate Slope) | Overall Effective R-Value | 0 | 11.6926 | Ceiling Overall Effective R-Value (Assumes Uninsulated Roof) | 0 | 24.0342 | Yes | Foundation Type with Effective R-Values | 0 | Vented Crawlspace | 23.5886 | 0 | 0 | 0 | 2.0929 | Yes | 0.48 | 0.49917 | No | 0.06898 | 0.13549 | 0.10708 | 0.097398 | 1.6841 | Electric Furnace with No CAC | Manual | kW | 10 |  |  | Electric | kW | 15 | 35 | -30 | 0 |  | 0.12716 | 11.7943 | 0.01 | 100 | Heat_EZ_Sch_1 | Cool_EZ_Sch_1 | No | DHW_EZ_Sch_1 | 0 | 0 | 0 | No | No | No | No | No | 552.8833 | Misc_Elec_EZ_Sch_1 | 0
SITE_01702 | 4 | USA_WA_Olympia.Rgnl.AP.727920_TMY3 | 0 | 1164 | 0.88101 | 8 | 1 | 4-12 (Low-Moderate Slope) | Overall Effective R-Value | 0 | 9.5278 | Ceiling Overall Effective R-Value (Assumes Uninsulated Roof) | 0 | 8.0481 | Yes | Foundation Type with Effective R-Values | 0 | Vented Crawlspace | 5.5819 | 0 | 0 | 0 | 2.0929 | Yes | 0.7 | 0.70583 | No | 0.00041586 | 0.023392 | 0.033919 | 0.10814 | 11.5083 | Electric Furnace with No CAC | Manual | kW | 15 |  |  | Electric | kW | 15 | 35 | -30 | 0 |  | 0.17053 | 2.7909 | 0.01 | 100 | Heat_EZ_Sch_1 | Cool_EZ_Sch_1 | No | DHW_EZ_Sch_1 | 0 | 0 | 0 | No | No | No | No | No | 475.1919 | Misc_Elec_EZ_Sch_1 | 0
SITE_01703 | 4 | USA_WA_Kelso-Longview-Southwest.Washington.Rgnl.AP.727924_TMY3 | 0 | 1344 | 0.94196 | 8 | 1 | 4-12 (Low-Moderate Slope) | Overall Effective R-Value | 0 | 7.1939 | Ceiling Overall Effective R-Value (Assumes Uninsulated Roof) | 0 | 10.5746 | Yes | Foundation Type with Effective R-Values | 0 | Vented Crawlspace | 13.5847 | 0 | 0 | 0 | 2.0929 | Yes | 1.0247 | 0.74112 | No | 0.00036197 | 0.24626 | 0.19283 | 0.25248 | 7.7667 | Electric Furnace with No CAC | Manual | kW | 15 |  |  | Electric | kW | 15 | 35 | -30 | 0 |  | 0.17053 | 6.7923 | 0.01 | 100 | Heat_EZ_Sch_1 | Cool_EZ_Sch_1 | No | DHW_EZ_Sch_1 | 0 | 0 | 0 | No | No | No | No | No | 517.193 | Misc_Elec_EZ_Sch_1 | 0
SITE_01704 | 4 | USA_OR_Eugene.AP-Sweet.Field.726930_TMY3 | 0 | 924 | 0.9563 | 8 | 1 | 4-12 (Low-Moderate Slope) | Overall Effective R-Value | 0 | 13.4517 | Ceiling Overall Effective R-Value (Assumes Uninsulated Roof) | 0 | 39.8831 | Yes | Foundation Type with Effective R-Values | 0 | Vented Crawlspace | 15.3273 | 0 | 0 | 0 | 2.0929 | Yes | 1.1 | 0.75 | No | 0.016723 | 0.1376 | 0.1376 | 0.068802 | 3.9209 | Electric Furnace with No CAC | Manual | kW | 10 |  |  | Electric | kW | 15 | 35 | -30 | 0 |  | 0.17053 | 7.6636 | 0.01 | 100 | Heat_EZ_Sch_1 | Cool_EZ_Sch_1 | No | DHW_EZ_Sch_1 | 0 | 0 | 0 | No | No | No | No | No | 419.0611 | Misc_Elec_EZ_Sch_1 | 0
SITE_01705 | 4 | USA_WA_Tacoma.Narrows.AP.727938_TMY3 | 0 | 1512 | 1 | 8 | 1 | 4-12 (Low-Moderate Slope) | Overall Effective R-Value | 0 | 10.9377 | Ceiling Overall Effective R-Value (Assumes Uninsulated Roof) | 0 | 10.5746 | Yes | Foundation Type with Effective R-Values | 0 | Vented Crawlspace | 26.0716 | 0 | 0 | 0 | 2.0929 | Yes | 0.75 | 0.7528 | No | 0.15097 | 0.15929 | 0.10309 | 0.20717 | 7.8456 | Single Speed ASHP (8.5 HSPF 15 SEER) | Manual | ton | 2.5833 | ton | 2.5833 | Electric | kW | 15 | 35 | -30 | 0 |  | 0.17053 | 13.0358 | 0.01 | 100 | Heat_EZ_Sch_1 | Cool_EZ_Sch_1 | No | DHW_EZ_Sch_1 | 0 | 0 | 0 | No | No | No | No | No | 563.376 | Misc_Elec_EZ_Sch_1 | 0
SITE_01707 | 4 | USA_WA_Toledo-South.Lewis.County.AP-Carlson.Meml.Field.727926_TMY3 | 0 | 1144 | 1.0938 | 8 | 1 | 4-12 (Low-Moderate Slope) | Overall Effective R-Value | 0 | 11.6926 | Ceiling Overall Effective R-Value (Assumes Uninsulated Roof) | 0 | 10.5746 | Yes | Foundation Type with Effective R-Values | 0 | Vented Crawlspace | 29.4925 | 0 | 0 | 0 | 2.0929 | Yes | 0.75 | 0.7528 | No | 0.076624 | 0.21078 | 0.15751 | 0.00033789 | 6.9817 | Electric Furnace with No CAC | Manual | kW | 15 |  |  | Electric | kW | 15 | 35 | -30 | 0 |  | 0.17053 | 14.7463 | 0.01 | 100 | Heat_EZ_Sch_1 | Cool_EZ_Sch_1 | No | DHW_EZ_Sch_1 | 0 | 0 | 0 | No | No | No | No | No | 479.4138 | Misc_Elec_EZ_Sch_1 | 0
SITE_01709 | 4 | USA_WA_Everett-Snohomish.County.AP-Paine.Field.727937_TMY3 | 0 | 1144 | 1.0938 | 8 | 1 | 4-12 (Low-Moderate Slope) | Overall Effective R-Value | 0 | 11.9815 | Ceiling Overall Effective R-Value (Assumes Uninsulated Roof) | 0 | 11.2891 | Yes | Foundation Type with Effective R-Values | 0 | Vented Crawlspace | 12.9581 | 0 | 0 | 0 | 2.0929 | Yes | 0.75 | 0.7528 | No | 0.039128 | 0.078595 | 0.12048 | 0.198 | 3.7331 | Nat. Gas Furnace with No CAC | Manual | kW | 15 |  |  | Electric | kW | 15 | 35 | -30 | 0 | 0.8036 | 0.17053 | 6.479 | 0.01 | 100 | Heat_EZ_Sch_2 | Cool_EZ_Sch_1 | No | DHW_EZ_Sch_1 | 0 | 0 | 0 | No | No | No | No | No | 454.3374 | Misc_Elec_EZ_Sch_1 | 0
SITE_01715 | 4 | USA_WA_Toledo-South.Lewis.County.AP-Carlson.Meml.Field.727926_TMY3 | 0 | 1248 | 0.9375 | 8 | 1 | 4-12 (Low-Moderate Slope) | Overall Effective R-Value | 0 | 9.8086 | Ceiling Overall Effective R-Value (Assumes Uninsulated Roof) | 0 | 22.0452 | Yes | Foundation Type with Effective R-Values | 0 | Vented Crawlspace | 18.9282 | 0 | 0 | 0 | 2.0929 | Yes | 1.0099 | 0.75128 | No | 0.10554 | 0.045114 | 0.060598 | 0.24945 | 6.3748 | Nat. Gas Furnace with No CAC | Manual | kW | 15 |  |  | Electric | kW | 15 | 35 | -30 | 0 | 0.8 | 0.17053 | 9.4641 | 0.01 | 100 | Heat_EZ_Sch_2 | Cool_EZ_Sch_1 | No | DHW_EZ_Sch_1 | 0 | 0 | 0 | No | No | No | No | No | 522.2186 | Misc_Elec_EZ_Sch_1 | 0
SITE_01719 | 4 | USA_OR_Astoria.Rgnl.AP.727910_TMY3 | 0 | 936 | 0.875 | 8 | 1 | 4-12 (Low-Moderate Slope) | Overall Effective R-Value | 0 | 11.6926 | Ceiling Overall Effective R-Value (Assumes Uninsulated Roof) | 0 | 11.2891 | Yes | Foundation Type with Effective R-Values | 0 | Vented Crawlspace | 9.6792 | 0 | 0 | 0 | 2.0929 | Yes | 1.176 | 0.75032 | No | 0.21178 | 0.061497 | 0.026704 | 0.15824 | 21.6361 | Nat. Gas Furnace with No CAC | Manual | kW | 15 |  |  | Electric | kW | 15 | 35 | -30 | 0 | 0.95 | 0.17053 | 4.8396 | 0.01 | 100 | Heat_EZ_Sch_2 | Cool_EZ_Sch_1 | No | DHW_EZ_Sch_1 | 0 | 0 | 0 | No | No | No | No | No | 518.1434 | Misc_Elec_EZ_Sch_1 | 0
SITE_01721 | 4 | USA_WA_Tacoma.Narrows.AP.727938_TMY3 | 0 | 1430 | 1.0352 | 8 | 1 | 4-12 (Low-Moderate Slope) | Overall Effective R-Value | 0 | 16.9014 | Ceiling Overall Effective R-Value (Assumes Uninsulated Roof) | 0 | 41.6409 | Yes | Foundation Type with Effective R-Values | 0 | Vented Crawlspace | 13.2486 | 0 | 0 | 0 | 2.0929 | Yes | 0.75 | 0.7528 | No | 0.00031931 | 0.13037 | 0.09499 | 0.13189 | 3.9651 | Electric Furnace with No CAC | Manual | kW | 15 |  |  | Electric | kW | 15 | 35 | -30 | 0 |  | 0.17053 | 6.6243 | 0.01 | 100 | Heat_EZ_Sch_1 | Cool_EZ_Sch_1 | No | DHW_EZ_Sch_1 | 0 | 0 | 0 | No | No | No | No | No | 459.7341 | Misc_Elec_EZ_Sch_1 | 0
SITE_01722 | 4 | USA_WA_Everett-Snohomish.County.AP-Paine.Field.727937_TMY3 | 0 | 893 | 0.91223 | 8 | 1 | 4-12 (Low-Moderate Slope) | Overall Effective R-Value | 0 | 9.3469 | Ceiling Overall Effective R-Value (Assumes Uninsulated Roof) | 0 | 8.0481 | Yes | Foundation Type with Effective R-Values | 0 | Vented Crawlspace | 9.3223 | 0 | 0 | 0 | 2.0929 | Yes | 0.55 | 0.56493 | No | 0.30557 | 0.15367 | 0.053305 | 0.14036 | 21.7622 | Electric Furnace with No CAC | Manual | kW | 15 |  |  | Electric | kW | 15 | 35 | -30 | 0 |  | 0.17053 | 4.6611 | 0.01 | 100 | Heat_EZ_Sch_1 | Cool_EZ_Sch_1 | No | DHW_EZ_Sch_1 | 0 | 0 | 0 | No | No | No | No | No | 427.7153 | Misc_Elec_EZ_Sch_1 | 0
SITE_01724 | 4 | USA_WA_Everett-Snohomish.County.AP-Paine.Field.727937_TMY3 | 0 | 1680 | 0.925 | 8 | 1 | 4-12 (Low-Moderate Slope) | Overall Effective R-Value | 0 | 4.3012 | Ceiling Overall Effective R-Value (Assumes Uninsulated Roof) | 0 | 11.2891 | Yes | Foundation Type with Effective R-Values | 0 | Vented Crawlspace | 11.3712 | 0 | 0 | 0 | 2.0929 | Yes | 0.7822 | 0.71645 | No | 0.053576 | 0.084255 | 0.23683 | 0.089365 | 8.383 | Electric Furnace with No CAC | Manual | kW | 15 |  |  | Electric | kW | 15 | 35 | -30 | 0 |  | 0.17053 | 5.6856 | 0.01 | 100 | Heat_EZ_Sch_1 | Cool_EZ_Sch_1 | No | DHW_EZ_Sch_1 | 0 | 0 | 0 | No | No | No | No | No | 542.2595 | Misc_Elec_EZ_Sch_1 | 0
SITE_01725 | 4 | USA_WA_Tacoma-JB.Lewis-McChord-McChord.Field.742060_TMY3 | 0 | 754 | 0.90269 | 8 | 1 | 4-12 (Low-Moderate Slope) | Overall Effective R-Value | 0 | 11.3052 | Ceiling Overall Effective R-Value (Assumes Uninsulated Roof) | 0 | 11.2891 | Yes | Foundation Type with Effective R-Values | 0 | Vented Crawlspace | 11.3712 | 0 | 0 | 0 | 6.806 | Yes | 0.75 | 0.7528 | No | 0.054632 | 0.0005043 | 0.1737 | 0.10926 | 11.2323 | Electric Furnace with No CAC | Manual | kW | 10 |  |  | Electric | kW | 15 | 35 | -30 | 0 |  | 0.17053 | 5.6856 | 0.01 | 100 | Heat_EZ_Sch_1 | Cool_EZ_Sch_1 | No | DHW_EZ_Sch_1 | 0 | 0 | 0 | No | No | No | No | No | 497.7634 | Misc_Elec_EZ_Sch_1 | 0
SITE_01727 | 4 | USA_WA_Everett-Snohomish.County.AP-Paine.Field.727937_TMY3 | 0 | 1024 | 0.9375 | 8 | 1 | 4-12 (Low-Moderate Slope) | Overall Effective R-Value | 0 | 9.469 | Ceiling Overall Effective R-Value (Assumes Uninsulated Roof) | 0 | 8.0481 | Yes | Foundation Type with Effective R-Values | 0 | Vented Crawlspace | 9.3223 | 0 | 0 | 0 | 2.3583 | Yes | 1.1145 | 0.75 | No | 0.070862 | 0.00041667 | 0.24644 | 0.16447 | 12.6485 | Electric Furnace with No CAC | Manual | kW | 15 |  |  | Electric | kW | 15 | 35 | -30 | 0 |  | 0.17053 | 4.6611 | 0.01 | 100 | Heat_EZ_Sch_1 | Cool_EZ_Sch_1 | No | DHW_EZ_Sch_1 | 0 | 0 | 0 | No | No | No | No | No | 362.6718 | Misc_Elec_EZ_Sch_1 | 0
SITE_01736 | 4 | USA_WA_Tacoma.Narrows.AP.727938_TMY3 | 0 | 816 | 2.546 | 8 | 1 | 4-12 (Low-Moderate Slope) | Overall Effective R-Value | 0 | 16.0572 | Ceiling Overall Effective R-Value (Assumes Uninsulated Roof) | 0 | 12.796 | Yes | Foundation Type with Effective R-Values | 0 | Slab | 23.4417 | 2.6329 | 2.6329 | 0 | 999 | Yes | 0.52699 | 0.75901 | No | 0.00017188 | 0.00017188 | 0.24039 | 0.21163 | 5.3979 | Single Speed ASHP (8.5 HSPF 15 SEER) | Manual | ton | 1.7833 | ton | 1.7833 | Electric | kW | 15 | 35 | -30 | 0 |  | 0.091605 | 1.9091 | 0.01 | 3.8182 | Heat_EZ_Sch_1 | Cool_EZ_Sch_1 | No | DHW_EZ_Sch_1 | 0 | 0 | 0 | No | No | No | No | No | 1108.2109 | Misc_Elec_EZ_Sch_1 | 0
SITE_01739 | 4 | USA_WA_Tacoma-JB.Lewis-McChord-McChord.Field.742060_TMY3 | 0 | 625 | 1 | 8 | 1 | 4-12 (Low-Moderate Slope) | Overall Effective R-Value | 0 | 11.41 | Ceiling Overall Effective R-Value (Assumes Uninsulated Roof) | 0 | 34.6072 | Yes | Foundation Type with Effective R-Values | 0 | Slab | 999 | 2.6329 | 2.6329 | 0 | 999 | Yes | 0.52699 | 0.59698 | No | 0.0005 | 0.29389 | 0.0005 | 0.096667 | 2.9228 | Resistance Wall Heat with No AC | Manual | kW | 10 |  |  | Electric | kW | 15 | 35 | -30 | 0 |  | 0.091605 | 0.52133 | 0.01 | 1.0427 | Heat_EZ_Sch_1 | Cool_EZ_Sch_1 | No | DHW_EZ_Sch_1 | 0 | 0 | 0 | No | No | No | No | No | 359.6144 | Misc_Elec_EZ_Sch_1 | 0
SITE_01746 | 4 | USA_WA_Olympia.Rgnl.AP.727920_TMY3 | 0 | 960 | 1.0375 | 8 | 1 | 4-12 (Low-Moderate Slope) | Overall Effective R-Value | 0 | 11.3052 | Ceiling Overall Effective R-Value (Assumes Uninsulated Roof) | 0 | 10.5746 | Yes | Foundation Type with Effective R-Values | 0 | Vented Crawlspace | 13.8173 | 0 | 0 | 0 | 2.0929 | Yes | 0.75 | 0.7528 | No | 0.066564 | 0.20138 | 0.1236 | 0.14434 | 7.7578 | Electric Furnace with No CAC | Manual | kW | 15 |  |  | Electric | kW | 15 | 35 | -30 | 0 |  | 0.17053 | 6.9086 | 0.01 | 100 | Heat_EZ_Sch_1 | Cool_EZ_Sch_1 | No | DHW_EZ_Sch_1 | 0 | 0 | 0 | No | No | No | No | No | 478.9903 | Misc_Elec_EZ_Sch_1 | 0
SITE_01756 | 4 | USA_WA_Tacoma-JB.Lewis-McChord-McChord.Field.742060_TMY3 | 0 | 1696 | 1.0625 | 8 | 1 | 4-12 (Low-Moderate Slope) | Overall Effective R-Value | 0 | 11.6926 | Ceiling Overall Effective R-Value (Assumes Uninsulated Roof) | 0 | 24.0342 | Yes | Foundation Type with Effective R-Values | 0 | Vented Crawlspace | 23.5886 | 0 | 0 | 0 | 2.0929 | Yes | 0.68028 | 0.68731 | No | 0.00028567 | 0.00028567 | 0.19033 | 0.19807 | 2.6315 | Electric Furnace with No CAC | Manual | kW | 15 |  |  | Electric | kW | 15 | 35 | -30 | 0 |  | 0.12716 | 11.7943 | 0.01 | 100 | Heat_EZ_Sch_1 | Cool_EZ_Sch_1 | No | DHW_EZ_Sch_1 | 0 | 0 | 0 | No | No | No | No | No | 733.3707 | Misc_Elec_EZ_Sch_1 | 0
SITE_01761 | 4 | USA_WA_Tacoma-JB.Lewis-McChord-McChord.Field.742060_TMY3 | 0 | 1136 | 0.99032 | 8 | 1 | 4-12 (Low-Moderate Slope) | Overall Effective R-Value | 0 | 16.3106 | Ceiling Overall Effective R-Value (Assumes Uninsulated Roof) | 0 | 39.8831 | Yes | Foundation Type with Effective R-Values | 0 | Vented Crawlspace | 20.9771 | 0 | 0 | 0 | 2.0929 | Yes | 0.38 | 0.40524 | No | 0.085848 | 0.13916 | 0.17945 | 0.0003745 | 4.113 | Single Speed ASHP (8.5 HSPF 15 SEER) | Manual | ton | 4.5 | ton | 4.5 | Electric | kW | 15 | 35 | -30 | 0 |  | 0.17053 | 10.4886 | 0.01 | 100 | Heat_EZ_Sch_1 | Cool_EZ_Sch_1 | No | DHW_EZ_Sch_1 | 0 | 0 | 0 | No | No | No | No | No | 488.5299 | Misc_Elec_EZ_Sch_1 | 0
SITE_01763 | 4 | USA_WA_Tacoma-JB.Lewis-McChord-McChord.Field.742060_TMY3 | 0 | 924 | 0.9375 | 8 | 1 | 4-12 (Low-Moderate Slope) | Overall Effective R-Value | 0 | 7.752 | Ceiling Overall Effective R-Value (Assumes Uninsulated Roof) | 0 | 8.0481 | Yes | Foundation Type with Effective R-Values | 0 | Vented Crawlspace | 6.5683 | 0 | 0 | 0 | 2.0929 | Yes | 0.55 | 0.56493 | No | 0.15437 | 0.11529 | 0.11609 | 0.15358 | 11.2514 | Electric Furnace with No CAC | Manual | kW | 15 |  |  | Electric | kW | 15 | 35 | -30 | 0 |  | 0.17053 | 3.2842 | 0.01 | 100 | Heat_EZ_Sch_1 | Cool_EZ_Sch_1 | No | DHW_EZ_Sch_1 | 0 | 0 | 0 | No | No | No | No | No | 494.4745 | Misc_Elec_EZ_Sch_1 | 0
SITE_01764 | 4 | USA_WA_Kelso-Longview-Southwest.Washington.Rgnl.AP.727924_TMY3 | 0 | 764 | 0.875 | 8 | 1 | 4-12 (Low-Moderate Slope) | Overall Effective R-Value | 0 | 10.4907 | Ceiling Overall Effective R-Value (Assumes Uninsulated Roof) | 0 | 8.0481 | Yes | Foundation Type with Effective R-Values | 0 | Vented Crawlspace | 4.707 | 0 | 0 | 0 | 2.0929 | Yes | 1.1719 | 0.74373 | No | 0.0051684 | 0.12562 | 0.17529 | 0.13635 | 12.7144 | Electric Furnace with No CAC | Manual | kW | 15 |  |  | Electric | kW | 15 | 35 | -30 | 0 |  | 0.17053 | 2.3535 | 0.01 | 100 | Heat_EZ_Sch_1 | Cool_EZ_Sch_1 | No | DHW_EZ_Sch_1 | 0 | 0 | 0 | No | No | No | No | No | 911.0078 | Misc_Elec_EZ_Sch_1 | 0
SITE_01787 | 4 | USA_OR_Portland-Hillsboro.AP.726986_TMY3 | 0 | 499 | 0.95391 | 8 | 1 | 4-12 (Low-Moderate Slope) | Overall Effective R-Value | 0 | 7.2213 | Ceiling Overall Effective R-Value (Assumes Uninsulated Roof) | 0 | 3.5 | Yes | Foundation Type with Effective R-Values | 0 | Vented Crawlspace | 18.1327 | 0 | 0 | 0 | 2.1708 | Yes | 0.91194 | 0.27421 | No | 0.10266 | 0.30447 | 0.00058662 | 0.00058662 | 10.7946 | Resistance Wall Heat with No AC | Manual | kW | 15 |  |  | Electric | kW | 15 | 35 | -30 | 0 |  | 0.091605 | 0.52133 | 0.01 | 1.0427 | Heat_EZ_Sch_1 | Cool_EZ_Sch_1 | No | DHW_EZ_Sch_1 | 0 | 0 | 0 | No | No | No | No | No | 388.6606 | Misc_Elec_EZ_Sch_1 | 0
SITE_01788 | 4 | USA_OR_Portland-Hillsboro.AP.726986_TMY3 | 0 | 1449 | 1 | 8 | 1 | 4-12 (Low-Moderate Slope) | Overall Effective R-Value | 0 | 12.4134 | Ceiling Overall Effective R-Value (Assumes Uninsulated Roof) | 0 | 34.6072 | Yes | Foundation Type with Effective R-Values | 0 | Vented Crawlspace | 18.1327 | 0 | 0 | 0 | 2.7568 | Yes | 0.23385 | 0.49701 | No | 0.060841 | 0.00032838 | 0.12542 | 0.2077 | 9.2827 | Ductless Heat Pump (10 HSPF 22 SEER) | Manual | ton | 1.7545 | ton | 1.7545 | Electric | kW | 15 | 35 | -30 | 0 |  | 0.091605 | 0.52133 | 0.01 | 1.0427 | Heat_EZ_Sch_1 | Cool_EZ_Sch_1 | No | DHW_EZ_Sch_1 | 0 | 0 | 0 | No | No | No | No | No | 582.5525 | Misc_Elec_EZ_Sch_1 | 0
SITE_01790 | 4 | USA_OR_Portland-Hillsboro.AP.726986_TMY3 | 0 | 1817 | 1.1425 | 8 | 1 | 4-12 (Low-Moderate Slope) | Overall Effective R-Value | 0 | 19.9934 | Ceiling Overall Effective R-Value (Assumes Uninsulated Roof) | 0 | 40.8586 | Yes | Foundation Type with Effective R-Values | 0 | Vented Crawlspace | 33.0254 | 0 | 0 | 0 | 6.7382 | Yes | 0.51152 | 0.54897 | No | 0.10352 | 0.064165 | 0.064165 | 0.2229 | 7.2217 | Nat. Gas Furnace with No CAC | Manual | kW | 15 |  |  | Electric | kW | 15 | 35 | -30 | 0 | 0.95 | 0.091605 | 4.0976 | 0.01 | 8.1951 | Heat_EZ_Sch_2 | Cool_EZ_Sch_1 | No | DHW_EZ_Sch_1 | 0 | 0 | 0 | No | No | No | No | No | 671.1809 | Misc_Elec_EZ_Sch_1 | 0
SITE_01793 | 4 | USA_OR_Portland-Troutdale.AP.726985_TMY3 | 0 | 1056 | 1.75 | 8 | 1 | 4-12 (Low-Moderate Slope) | Overall Effective R-Value | 0 | 11.3052 | Ceiling Overall Effective R-Value (Assumes Uninsulated Roof) | 0 | 45.7413 | Yes | Foundation Type with Effective R-Values | 0 | Slab | 4.7919 | 2.6329 | 2.6329 | 0 | 999 | Yes | 0.62251 | 0.5838 | No | 0.1147 | 0.13856 | 0.041672 | 0.065545 | 7.7999 | Ductless Heat Pump (10 HSPF 22 SEER) | Manual | ton | 1.25 | ton | 1.25 | Electric | kW | 15 | 35 | -30 | 0 |  | 0.091605 | 0.52133 | 0.01 | 1.0427 | Heat_EZ_Sch_1 | Cool_EZ_Sch_1 | No | DHW_EZ_Sch_1 | 0 | 0 | 0 | No | No | No | No | No | 575.3477 | Misc_Elec_EZ_Sch_1 | 0
SITE_01796 | 4 | USA_WA_Everett-Snohomish.County.AP-Paine.Field.727937_TMY3 | 0 | 535 | 2 | 8 | 1 | 4-12 (Low-Moderate Slope) | Overall Effective R-Value | 0 | 11.6926 | Ceiling Overall Effective R-Value (Assumes Uninsulated Roof) | 0 | 27.5634 | Yes | Foundation Type with Effective R-Values | 0 | Vented Crawlspace | 33.0254 | 0 | 0 | 0 | 9.525 | Yes | 0.82788 | 0.5838 | No | 0.00027021 | 0.00027021 | 0.050589 | 0.21016 | 7.9508 | Resistance Wall Heat with No AC | Manual | kW | 10 |  |  | Electric | kW | 15 | 35 | -30 | 0 |  | 0.091605 | 0.52133 | 0.01 | 1.0427 | Heat_EZ_Sch_1 | Cool_EZ_Sch_1 | No | DHW_EZ_Sch_1 | 0 | 0 | 0 | No | No | No | No | No | 428.8589 | Misc_Elec_EZ_Sch_1 | 0
SITE_01802 | 4 | USA_WA_Everett-Snohomish.County.AP-Paine.Field.727937_TMY3 | 0 | 455 | 1.8753 | 8 | 1 | 4-12 (Low-Moderate Slope) | Overall Effective R-Value | 0 | 11.6926 | Ceiling Overall Effective R-Value (Assumes Uninsulated Roof) | 0 | 10.7229 | Yes | Foundation Type with Effective R-Values | 0 | Vented Crawlspace | 9.3346 | 0 | 0 | 0 | 2.0929 | Yes | 0.51905 | 0.77504 | No | 0.057898 | 0.057898 | 0.11692 | 0.21987 | 6.3991 | Resistance Wall Heat with No AC | Manual | kW | 10 |  |  | Electric | kW | 15 | 35 | -30 | 0 |  | 0.091605 | 0.52133 | 0.01 | 1.0427 | Heat_EZ_Sch_1 | Cool_EZ_Sch_1 | No | DHW_EZ_Sch_1 | 0 | 0 | 0 | No | No | No | No | No | 675.1017 | Misc_Elec_EZ_Sch_1 | 0
SITE_01805 | 4 | USA_OR_Portland-Hillsboro.AP.726986_TMY3 | 0 | 532 | 1.3736 | 8 | 1 | 4-12 (Low-Moderate Slope) | Overall Effective R-Value | 0 | 11.0335 | Ceiling Overall Effective R-Value (Assumes Uninsulated Roof) | 0 | 3.5 | Yes | Foundation Type with Effective R-Values | 0 | Vented Crawlspace | 18.2258 | 0 | 0 | 0 | 2.1708 | Yes | 0.73145 | 0.75386 | No | 0.10913 | 0.3186 | 0.1051 | 0.27404 | 9.6152 | Resistance Wall Heat with No AC | Manual | kW | 15 |  |  | Electric | kW | 15 | 35 | -30 | 0 |  | 0.091605 | 0.52133 | 0.01 | 1.0427 | Heat_EZ_Sch_1 | Cool_EZ_Sch_1 | No | DHW_EZ_Sch_1 | 0 | 0 | 0 | No | No | No | No | No | 531.4717 | Misc_Elec_EZ_Sch_1 | 0
SITE_01818 | 4 | USA_WA_Everett-Snohomish.County.AP-Paine.Field.727937_TMY3 | 0 | 936 | 1.5 | 8 | 1 | 4-12 (Low-Moderate Slope) | Overall Effective R-Value | 0 | 17.5367 | Ceiling Overall Effective R-Value (Assumes Uninsulated Roof) | 0 | 20.4956 | Yes | Foundation Type with Effective R-Values | 0 | Vented Crawlspace | 20.258 | 0 | 0 | 0 | 2.0929 | Yes | 0.52699 | 0.56223 | No | 0.12765 | 0.028617 | 0.10593 | 0.11341 | 16.4135 | Nat. Gas Furnace with No CAC | Manual | kW | 15 |  |  | Electric | kW | 15 | 35 | -30 | 0 | 0.8 | 0.091605 | 0.25 | 0.01 | 0.5 | Heat_EZ_Sch_2 | Cool_EZ_Sch_1 | No | DHW_EZ_Sch_1 | 0 | 0 | 0 | No | No | No | No | No | 567.8516 | Misc_Elec_EZ_Sch_1 | 0
SITE_01820 | 4 | USA_OR_Portland-Hillsboro.AP.726986_TMY3 | 0 | 1512 | 1.0382 | 8 | 1 | 4-12 (Low-Moderate Slope) | Overall Effective R-Value | 0 | 17.5367 | Ceiling Overall Effective R-Value (Assumes Uninsulated Roof) | 0 | 9.5289 | Yes | Foundation Type with Effective R-Values | 0 | Vented Crawlspace | 13.8173 | 0 | 0 | 0 | 2.0929 | Yes | 0.74605 | 0.74388 | No | 0.049843 | 0.074356 | 0.15026 | 0.10786 | 7.084 | Electric Furnace with No CAC | Manual | kW | 15 |  |  | Electric | kW | 15 | 35 | -30 | 0 |  | 0.17053 | 6.9086 | 0.01 | 100 | Heat_EZ_Sch_1 | Cool_EZ_Sch_1 | No | DHW_EZ_Sch_1 | 0 | 0 | 0 | No | No | No | No | No | 624.6644 | Misc_Elec_EZ_Sch_1 | 0
SITE_01821 | 4 | USA_OR_Salem.Muni.AP-McNary.Field.726940_TMY3 | 0 | 1196 | 1.1125 | 8 | 1 | 4-12 (Low-Moderate Slope) | Overall Effective R-Value | 0 | 11.6926 | Ceiling Overall Effective R-Value (Assumes Uninsulated Roof) | 0 | 11.2891 | Yes | Foundation Type with Effective R-Values | 0 | Vented Crawlspace | 13.8173 | 0 | 0 | 0 | 2.0929 | Yes | 0.73993 | 0.7528 | No | 0.091223 | 0.21058 | 0.14413 | 0.15767 | 3.1696 | Single Speed ASHP (8.5 HSPF 15 SEER) | Manual | ton | 2.3167 | ton | 2.3167 | Electric | kW | 15 | 35 | -30 | 0 |  | 0.12716 | 6.9086 | 0.01 | 100 | Heat_EZ_Sch_1 | Cool_EZ_Sch_1 | No | DHW_EZ_Sch_1 | 0 | 0 | 0 | No | No | No | No | No | 451.4642 | Misc_Elec_EZ_Sch_1 | 0
SITE_01822 | 4 | USA_OR_Aurora.State.AP-Lematta.Field.726959_TMY3 | 0 | 1380 | 1.2817 | 8 | 1 | 4-12 (Low-Moderate Slope) | Overall Effective R-Value | 0 | 7.1939 | Ceiling Overall Effective R-Value (Assumes Uninsulated Roof) | 0 | 10.5746 | Yes | Foundation Type with Effective R-Values | 0 | Vented Crawlspace | 11.3147 | 0 | 0 | 0 | 2.0929 | Yes | 1.0027 | 0.74194 | No | 0.16547 | 0.2505 | 0.10377 | 0.045214 | 9.2135 | Electric Furnace with No CAC | Manual | kW | 15 |  |  | Electric | kW | 15 | 35 | -30 | 0 |  | 0.17053 | 5.6574 | 0.01 | 100 | Heat_EZ_Sch_1 | Cool_EZ_Sch_1 | No | DHW_EZ_Sch_1 | 0 | 0 | 0 | No | No | No | No | No | 754.3522 | Misc_Elec_EZ_Sch_1 | 0
SITE_01823 | 4 | USA_OR_Aurora.State.AP-Lematta.Field.726959_TMY3 | 0 | 960 | 0.9375 | 8 | 1 | 4-12 (Low-Moderate Slope) | Overall Effective R-Value | 0 | 12.9425 | Ceiling Overall Effective R-Value (Assumes Uninsulated Roof) | 0 | 8.0481 | Yes | Foundation Type with Effective R-Values | 0 | Vented Crawlspace | 8.1308 | 0 | 0 | 0 | 2.0929 | Yes | 0.65961 | 0.59391 | No | 0.12432 | 0.097063 | 0.10334 | 0.11804 | 11.4594 | Electric Furnace with No CAC | Manual | kW | 15 |  |  | Electric | kW | 15 | 35 | -30 | 0 |  | 0.17053 | 4.0654 | 0.01 | 100 | Heat_EZ_Sch_1 | Cool_EZ_Sch_1 | No | DHW_EZ_Sch_1 | 0 | 0 | 0 | No | No | No | No | No | 510.7565 | Misc_Elec_EZ_Sch_1 | 0
SITE_01824 | 4 | USA_OR_Portland-Hillsboro.AP.726986_TMY3 | 0 | 1690 | 1.0625 | 8 | 1 | 4-12 (Low-Moderate Slope) | Overall Effective R-Value | 0 | 11.6926 | Ceiling Overall Effective R-Value (Assumes Uninsulated Roof) | 0 | 11.2891 | Yes | Foundation Type with Effective R-Values | 0 | Vented Crawlspace | 14.3818 | 0 | 0 | 0 | 2.0929 | Yes | 0.75 | 0.7528 | No | 0.070849 | 0.061528 | 0.082912 | 0.10358 | 5.2978 | Electric Furnace with No CAC | Manual | kW | 15 |  |  | Electric | kW | 15 | 35 | -30 | 0 |  | 0.17053 | 7.1909 | 0.01 | 100 | Heat_EZ_Sch_1 | Cool_EZ_Sch_1 | No | DHW_EZ_Sch_1 | 0 | 0 | 0 | No | No | No | No | No | 632.7345 | Misc_Elec_EZ_Sch_1 | 0
SITE_01825 | 4 | USA_OR_Eugene.AP-Sweet.Field.726930_TMY3 | 0 | 1125 | 1.0626 | 8 | 1 | 4-12 (Low-Moderate Slope) | Overall Effective R-Value | 0 | 11.9815 | Ceiling Overall Effective R-Value (Assumes Uninsulated Roof) | 0 | 12.632 | Yes | Foundation Type with Effective R-Values | 0 | Vented Crawlspace | 13.8173 | 0 | 0 | 0 | 2.0929 | Yes | 0.75 | 0.7528 | No | 0.042381 | 0.074508 | 0.10232 | 0.1686 | 3.2022 | Electric Furnace with No CAC | Manual | kW | 15 |  |  | Electric | kW | 15 | 35 | -30 | 0 |  | 0.12716 | 6.9086 | 0.01 | 100 | Heat_EZ_Sch_1 | Cool_EZ_Sch_1 | No | DHW_EZ_Sch_1 | 0 | 0 | 0 | No | No | No | No | No | 684.5942 | Misc_Elec_EZ_Sch_1 | 0
SITE_01826 | 4 | USA_OR_Eugene.AP-Sweet.Field.726930_TMY3 | 0 | 1423.5 | 1 | 8 | 1 | 4-12 (Low-Moderate Slope) | Overall Effective R-Value | 0 | 11.6335 | Ceiling Overall Effective R-Value (Assumes Uninsulated Roof) | 0 | 11.2891 | Yes | Foundation Type with Effective R-Values | 0 | Vented Crawlspace | 31.7764 | 0 | 0 | 0 | 2.0929 | Yes | 0.74539 | 0.7528 | No | 0.18447 | 0.0048086 | 0.20555 | 0.2306 | 4.3581 | Electric Furnace with No CAC | Manual | kW | 15 |  |  | Electric | kW | 15 | 35 | -30 | 0 |  | 0.17053 | 15.8882 | 0.01 | 100 | Heat_EZ_Sch_1 | Cool_EZ_Sch_1 | No | DHW_EZ_Sch_1 | 0 | 0 | 0 | No | No | No | No | No | 609.1266 | Misc_Elec_EZ_Sch_1 | 0
SITE_01827 | 4 | USA_OR_Eugene.AP-Sweet.Field.726930_TMY3 | 0 | 1040 | 1.0625 | 8 | 1 | 4-12 (Low-Moderate Slope) | Overall Effective R-Value | 0 | 9.2436 | Ceiling Overall Effective R-Value (Assumes Uninsulated Roof) | 0 | 39.8831 | Yes | Foundation Type with Effective R-Values | 0 | Vented Crawlspace | 19.3649 | 0 | 0 | 0 | 2.1915 | Yes | 0.39724 | 0.41176 | No | 0.0034201 | 0.30641 | 0.027208 | 0.044461 | 4.0455 | Electric Furnace with No CAC | Manual | kW | 10 |  |  | Electric | kW | 15 | 35 | -30 | 0 |  | 0.17053 | 9.6825 | 0.01 | 100 | Heat_EZ_Sch_1 | Cool_EZ_Sch_1 | No | DHW_EZ_Sch_1 | 0 | 0 | 0 | No | No | No | No | No | 510.0388 | Misc_Elec_EZ_Sch_1 | 0
SITE_01828 | 4 | USA_OR_Portland-Hillsboro.AP.726986_TMY3 | 0 | 1248 | 1 | 8 | 1 | 4-12 (Low-Moderate Slope) | Overall Effective R-Value | 0 | 12.4802 | Ceiling Overall Effective R-Value (Assumes Uninsulated Roof) | 0 | 24.0342 | Yes | Foundation Type with Effective R-Values | 0 | Vented Crawlspace | 18.8592 | 0 | 0 | 0 | 2.0929 | Yes | 0.49316 | 0.49917 | No | 0.079859 | 0.072733 | 0.24189 | 0.17893 | 3.0154 | Single Speed ASHP (8.5 HSPF 15 SEER) | Manual | ton | 2 | ton | 2 | Electric | kW | 15 | 35 | -30 | 0 |  | 0.12716 | 9.4296 | 0.01 | 100 | Heat_EZ_Sch_1 | Cool_EZ_Sch_1 | No | DHW_EZ_Sch_1 | 0 | 0 | 0 | No | No | No | No | No | 646.275 | Misc_Elec_EZ_Sch_1 | 0
SITE_01829 | 4 | USA_WA_Hoquiam-Bowerman.AP.727923_TMY3 | 0 | 1430 | 1.0076 | 8 | 1 | 4-12 (Low-Moderate Slope) | Overall Effective R-Value | 0 | 11.3052 | Ceiling Overall Effective R-Value (Assumes Uninsulated Roof) | 0 | 21.3658 | Yes | Foundation Type with Effective R-Values | 0 | Vented Crawlspace | 23.5886 | 0 | 0 | 0 | 2.0929 | Yes | 0.48773 | 0.49917 | No | 0.028022 | 0.082425 | 0.24951 | 0.25785 | 7.4203 | Nat. Gas Furnace with No CAC | Manual | kW | 15 |  |  | Electric | kW | 15 | 35 | -30 | 0 | 0.82068 | 0.12716 | 11.7943 | 0.01 | 100 | Heat_EZ_Sch_2 | Cool_EZ_Sch_1 | No | DHW_EZ_Sch_1 | 0 | 0 | 0 | No | No | No | No | No | 641.9422 | Misc_Elec_EZ_Sch_1 | 0
SITE_01830 | 4 | USA_WA_The.Dalles-Columbia.Gorge.Rgnl.AP.726988_TMY3 | 0 | 784 | 0.93256 | 8 | 1 | 4-12 (Low-Moderate Slope) | Overall Effective R-Value | 0 | 7.1939 | Ceiling Overall Effective R-Value (Assumes Uninsulated Roof) | 0 | 8.0481 | Yes | Foundation Type with Effective R-Values | 0 | Vented Crawlspace | 9.3223 | 0 | 0 | 0 | 2.2768 | Yes | 0.55 | 0.56493 | No | 0.14601 | 0.25718 | 0.097338 | 0.052725 | 11.7754 | Single Speed ASHP (8.5 HSPF 15 SEER) | Manual | ton | 1.9667 | ton | 1.9667 | Electric | kW | 15 | 35 | -30 | 0 |  | 0.17053 | 4.6611 | 0.01 | 100 | Heat_EZ_Sch_1 | Cool_EZ_Sch_1 | No | DHW_EZ_Sch_1 | 0 | 0 | 0 | No | No | No | No | No | 471.8336 | Misc_Elec_EZ_Sch_1 | 0
SITE_01831 | 4 | USA_WA_Port.Angeles-Fairchild.Intl.AP.727885_TMY3 | 0 | 2688 | 1.125 | 8 | 1 | 4-12 (Low-Moderate Slope) | Overall Effective R-Value | 0 | 14.0709 | Ceiling Overall Effective R-Value (Assumes Uninsulated Roof) | 0 | 10.6545 | Yes | Foundation Type with Effective R-Values | 0 | Vented Crawlspace | 19.8837 | 0 | 0 | 0 | 2.0929 | Yes | 0.48274 | 0.49917 | No | 0.18306 | 0.26478 | 0.085575 | 0.039529 | 3.367 | Single Speed ASHP (8.5 HSPF 15 SEER) | Manual | ton | 3.4167 | ton | 3.4167 | Electric | kW | 15 | 35 | -30 | 0 |  | 0.12716 | 9.9418 | 0.01 | 100 | Heat_EZ_Sch_1 | Cool_EZ_Sch_1 | No | DHW_EZ_Sch_1 | 0 | 0 | 0 | No | No | No | No | No | 549.2379 | Misc_Elec_EZ_Sch_1 | 0
SITE_01832 | 4 | USA_WA_Oak.Harbor-NAS.Whidbey.Island-Ault.Field.720749_TMY3 | 0 | 1256 | 0.92755 | 8 | 1 | 4-12 (Low-Moderate Slope) | Overall Effective R-Value | 0 | 11.6926 | Ceiling Overall Effective R-Value (Assumes Uninsulated Roof) | 0 | 11.2891 | Yes | Foundation Type with Effective R-Values | 0 | Vented Crawlspace | 11.3712 | 2.6329 | 2.6329 | 0 | 2.0929 | Yes | 0.81641 | 0.75117 | No | 0.19721 | 0.091328 | 0.091328 | 0.22953 | 7.3914 | Electric Furnace with No CAC | Manual | kW | 15 |  |  | Electric | kW | 15 | 35 | -30 | 0 |  | 0.17053 | 5.6856 | 0.01 | 100 | Heat_EZ_Sch_1 | Cool_EZ_Sch_1 | No | DHW_EZ_Sch_1 | 0 | 0 | 0 | No | No | No | No | No | 525.6829 | Misc_Elec_EZ_Sch_1 | 0
SITE_01833 | 4 | USA_OR_Aurora.State.AP-Lematta.Field.726959_TMY3 | 0 | 1144 | 1.1259 | 8 | 1 | 4-12 (Low-Moderate Slope) | Overall Effective R-Value | 0 | 11.516 | Ceiling Overall Effective R-Value (Assumes Uninsulated Roof) | 0 | 8.0481 | Yes | Foundation Type with Effective R-Values | 0 | Vented Crawlspace | 15.0296 | 0 | 0 | 0 | 2.0929 | Yes | 0.58032 | 0.57294 | No | 0.1696 | 0.087534 | 0.17233 | 0.044223 | 9.117 | Nat. Gas Furnace with No CAC | Manual | kW | 15 |  |  | Electric | kW | 15 | 35 | -30 | 0 | 0.82068 | 0.17053 | 7.5148 | 0.01 | 100 | Heat_EZ_Sch_2 | Cool_EZ_Sch_1 | No | DHW_EZ_Sch_1 | 0 | 0 | 0 | No | No | No | No | No | 493.3065 | Misc_Elec_EZ_Sch_1 | 0
SITE_01834 | 4 | USA_OR_Portland-Hillsboro.AP.726986_TMY3 | 0 | 1380 | 0.9375 | 8 | 1 | 4-12 (Low-Moderate Slope) | Overall Effective R-Value | 0 | 8.1789 | Ceiling Overall Effective R-Value (Assumes Uninsulated Roof) | 0 | 8.0481 | Yes | Foundation Type with Effective R-Values | 0 | Vented Crawlspace | 15.63 | 0 | 0 | 0 | 2.0929 | Yes | 0.55 | 0.56493 | No | 0.13639 | 0.056829 | 0.37916 | 0.022732 | 9.4664 | Electric Furnace with No CAC | Manual | kW | 15 |  |  | Electric | kW | 15 | 35 | -30 | 0 |  | 0.17053 | 7.815 | 0.01 | 100 | Heat_EZ_Sch_1 | Cool_EZ_Sch_1 | No | DHW_EZ_Sch_1 | 0 | 0 | 0 | No | No | No | No | No | 647.5497 | Misc_Elec_EZ_Sch_1 | 0
SITE_01835 | 4 | USA_OR_Salem.Muni.AP-McNary.Field.726940_TMY3 | 0 | 1314 | 0.92979 | 8 | 1 | 4-12 (Low-Moderate Slope) | Overall Effective R-Value | 0 | 6.3481 | Ceiling Overall Effective R-Value (Assumes Uninsulated Roof) | 0 | 8.0481 | Yes | Foundation Type with Effective R-Values | 0 | Vented Crawlspace | 8.3313 | 0 | 0 | 0 | 2.0929 | Yes | 0.55 | 0.57059 | No | 0.109 | 0.29237 | 0.16921 | 0.11126 | 9.4256 | Single Speed ASHP (8.5 HSPF 15 SEER) | Manual | ton | 2 | ton | 2 | Electric | kW | 15 | 35 | -30 | 0 |  | 0.17053 | 4.1657 | 0.01 | 100 | Heat_EZ_Sch_1 | Cool_EZ_Sch_1 | No | DHW_EZ_Sch_1 | 0 | 0 | 0 | No | No | No | No | No | 892.5359 | Misc_Elec_EZ_Sch_1 | 0
SITE_01836 | 4 | USA_OR_Portland-Hillsboro.AP.726986_TMY3 | 0 | 1782 | 1.0123 | 8 | 1 | 4-12 (Low-Moderate Slope) | Overall Effective R-Value | 0 | 11.6926 | Ceiling Overall Effective R-Value (Assumes Uninsulated Roof) | 0 | 10.5746 | Yes | Foundation Type with Effective R-Values | 0 | Vented Crawlspace | 11.3147 | 0 | 0 | 0 | 2.0929 | Yes | 0.93274 | 0.75173 | No | 0.21289 | 0.26579 | 0.065411 | 0.047128 | 10.5423 | Single Speed ASHP (8.5 HSPF 15 SEER) | Manual | ton | 3 | ton | 3 | Electric | kW | 15 | 35 | -30 | 0 |  | 0.17053 | 5.6574 | 0.01 | 100 | Heat_EZ_Sch_1 | Cool_EZ_Sch_1 | No | DHW_EZ_Sch_1 | 0 | 0 | 0 | No | No | No | No | No | 920.4709 | Misc_Elec_EZ_Sch_1 | 0
SITE_01837 | 4 | USA_OR_Portland-Hillsboro.AP.726986_TMY3 | 0 | 1560 | 1.0938 | 8 | 1 | 4-12 (Low-Moderate Slope) | Overall Effective R-Value | 0 | 11.6926 | Ceiling Overall Effective R-Value (Assumes Uninsulated Roof) | 0 | 11.2891 | Yes | Foundation Type with Effective R-Values | 0 | Vented Crawlspace | 13.8173 | 0 | 0 | 0 | 2.0929 | Yes | 0.75 | 0.7528 | No | 0.14078 | 0.23124 | 0.030382 | 0.024495 | 4.0746 | Single Speed ASHP (8.5 HSPF 15 SEER) | Manual | ton | 2.4333 | ton | 2.4333 | Electric | kW | 15 | 35 | -30 | 0 |  | 0.17053 | 6.9086 | 0.01 | 100 | Heat_EZ_Sch_1 | Cool_EZ_Sch_1 | No | DHW_EZ_Sch_1 | 0 | 0 | 0 | No | No | No | No | No | 636.6675 | Misc_Elec_EZ_Sch_1 | 0
SITE_01838 | 4 | USA_OR_Portland-Hillsboro.AP.726986_TMY3 | 0 | 1300 | 1.0938 | 8 | 1 | 4-12 (Low-Moderate Slope) | Overall Effective R-Value | 0 | 11.3052 | Ceiling Overall Effective R-Value (Assumes Uninsulated Roof) | 0 | 24.0342 | Yes | Foundation Type with Effective R-Values | 0 | Vented Crawlspace | 23.5886 | 0 | 0 | 0 | 2.0929 | Yes | 0.48811 | 0.49917 | No | 0.1891 | 0.049708 | 0.12959 | 0.073561 | 5.4037 | Electric Furnace with No CAC | Manual | kW | 10 |  |  | Electric | kW | 15 | 35 | -30 | 0 |  | 0.12716 | 11.7943 | 0.01 | 100 | Heat_EZ_Sch_1 | Cool_EZ_Sch_1 | No | DHW_EZ_Sch_1 | 0 | 0 | 0 | No | No | No | No | No | 927.5855 | Misc_Elec_EZ_Sch_1 | 0
SITE_01839 | 4 | USA_OR_Portland-Hillsboro.AP.726986_TMY3 | 0 | 1125 | 0.93756 | 8 | 1 | 4-12 (Low-Moderate Slope) | Overall Effective R-Value | 0 | 11.6926 | Ceiling Overall Effective R-Value (Assumes Uninsulated Roof) | 0 | 8.0481 | Yes | Foundation Type with Effective R-Values | 0 | Vented Crawlspace | 9.3223 | 0 | 0 | 0 | 2.0929 | Yes | 0.55 | 0.56493 | No | 0.13913 | 0.018412 | 0.12422 | 0.082067 | 11.6871 | Electric Furnace with No CAC | Manual | kW | 15 |  |  | Electric | kW | 15 | 35 | -30 | 0 |  | 0.17053 | 4.6611 | 0.01 | 100 | Heat_EZ_Sch_1 | Cool_EZ_Sch_1 | No | DHW_EZ_Sch_1 | 0 | 0 | 0 | No | No | No | No | No | 617.3056 | Misc_Elec_EZ_Sch_1 | 0
SITE_01840 | 4 | USA_WA_Port.Angeles-Fairchild.Intl.AP.727885_TMY3 | 0 | 1560 | 1 | 8 | 1 | 4-12 (Low-Moderate Slope) | Overall Effective R-Value | 0 | 9.469 | Ceiling Overall Effective R-Value (Assumes Uninsulated Roof) | 0 | 24.0342 | Yes | Foundation Type with Effective R-Values | 0 | Vented Crawlspace | 23.5886 | 0 | 0 | 0 | 2.0929 | Yes | 0.48419 | 0.49917 | No | 0.24479 | 0.19683 | 0.080263 | 0.032264 | 4.8008 | Electric Furnace with No CAC | Manual | kW | 15 |  |  | Electric | kW | 15 | 35 | -30 | 0 |  | 0.12716 | 11.7943 | 0.01 | 100 | Heat_EZ_Sch_1 | Cool_EZ_Sch_1 | No | DHW_EZ_Sch_1 | 0 | 0 | 0 | No | No | No | No | No | 780.4837 | Misc_Elec_EZ_Sch_1 | 0
SITE_01842 | 4 | USA_WA_Hoquiam-Bowerman.AP.727923_TMY3 | 0 | 1326.5 | 1.0625 | 8 | 1 | 4-12 (Low-Moderate Slope) | Overall Effective R-Value | 0 | 11.149 | Ceiling Overall Effective R-Value (Assumes Uninsulated Roof) | 0 | 43.3984 | Yes | Foundation Type with Effective R-Values | 0 | Vented Crawlspace | 31.7764 | 0 | 0 | 0 | 2.0929 | Yes | 0.35 | 0.37706 | No | 0.036655 | 0.011082 | 0.096908 | 0.27141 | 0.61585 | Nat. Gas Furnace with No CAC | Manual | kW | 10 |  |  | Electric | kW | 15 | 35 | -30 | 0 | 0.8036 | 0.12716 | 15.8882 | 0.01 | 100 | Heat_EZ_Sch_2 | Cool_EZ_Sch_1 | No | DHW_EZ_Sch_1 | 0 | 0 | 0 | No | No | No | No | No | 602.5743 | Misc_Elec_EZ_Sch_1 | 0
SITE_01843 | 4 | USA_OR_Salem.Muni.AP-McNary.Field.726940_TMY3 | 0 | 1443 | 1.125 | 8 | 1 | 4-12 (Low-Moderate Slope) | Overall Effective R-Value | 0 | 16.3106 | Ceiling Overall Effective R-Value (Assumes Uninsulated Roof) | 0 | 24.0342 | Yes | Foundation Type with Effective R-Values | 0 | Vented Crawlspace | 20.258 | 0 | 0 | 0 | 2.0929 | Yes | 0.48 | 0.49917 | No | 0.061851 | 0.20617 | 0.1576 | 0.11074 | 4.6721 | Single Speed ASHP (8.5 HSPF 15 SEER) | Manual | ton | 2.5 | ton | 2.5 | Electric | kW | 15 | 35 | -30 | 0 |  | 0.12716 | 10.129 | 0.01 | 100 | Heat_EZ_Sch_1 | Cool_EZ_Sch_1 | No | DHW_EZ_Sch_1 | 0 | 0 | 0 | No | No | No | No | No | 495.2335 | Misc_Elec_EZ_Sch_1 | 0
SITE_01844 | 4 | USA_OR_Portland-Hillsboro.AP.726986_TMY3 | 0 | 1716 | 1.0823 | 8 | 1 | 4-12 (Low-Moderate Slope) | Overall Effective R-Value | 0 | 11.2672 | Ceiling Overall Effective R-Value (Assumes Uninsulated Roof) | 0 | 19.5962 | Yes | Foundation Type with Effective R-Values | 0 | Vented Crawlspace | 20.258 | 0 | 0 | 0 | 2.0929 | Yes | 0.48621 | 0.49917 | No | 0.10602 | 0.16347 | 0.11875 | 0.15074 | 3.156 | Single Speed ASHP (8.5 HSPF 15 SEER) | Manual | ton | 2.5 | ton | 2.5 | Electric | kW | 15 | 35 | -30 | 0 |  | 0.12716 | 10.129 | 0.01 | 100 | Heat_EZ_Sch_1 | Cool_EZ_Sch_1 | No | DHW_EZ_Sch_1 | 0 | 0 | 0 | No | No | No | No | No | 784.0237 | Misc_Elec_EZ_Sch_1 | 0
SITE_01845 | 4 | USA_OR_Portland-Hillsboro.AP.726986_TMY3 | 0 | 1320 | 0.9375 | 8 | 1 | 4-12 (Low-Moderate Slope) | Overall Effective R-Value | 0 | 11.3052 | Ceiling Overall Effective R-Value (Assumes Uninsulated Roof) | 0 | 11.2891 | Yes | Foundation Type with Effective R-Values | 0 | Vented Crawlspace | 11.87 | 0 | 0 | 0 | 2.0929 | Yes | 0.75 | 0.7528 | No | 0.035004 | 0.2376 | 0.10961 | 0.16299 | 9.0763 | Electric Furnace with No CAC | Manual | kW | 15 |  |  | Electric | kW | 15 | 35 | -30 | 0 |  | 0.17053 | 5.935 | 0.01 | 100 | Heat_EZ_Sch_1 | Cool_EZ_Sch_1 | No | DHW_EZ_Sch_1 | 0 | 0 | 0 | No | No | No | No | No | 587.9406 | Misc_Elec_EZ_Sch_1 | 0
SITE_01846 | 4 | USA_OR_Portland-Hillsboro.AP.726986_TMY3 | 0 | 1560 | 1.0938 | 8 | 1 | 4-12 (Low-Moderate Slope) | Overall Effective R-Value | 0 | 16.3106 | Ceiling Overall Effective R-Value (Assumes Uninsulated Roof) | 0 | 24.0342 | Yes | Foundation Type with Effective R-Values | 0 | Vented Crawlspace | 21.6577 | 0 | 0 | 0 | 2.0929 | Yes | 0.48 | 0.49917 | No | 0.10431 | 0.087409 | 0.23094 | 0.42374 | 3.2083 | Single Speed ASHP (8.5 HSPF 15 SEER) | Manual | ton | 3 | ton | 3 | Electric | kW | 15 | 35 | -30 | 0 |  | 0.12716 | 10.8288 | 0.01 | 100 | Heat_EZ_Sch_1 | Cool_EZ_Sch_1 | No | DHW_EZ_Sch_1 | 0 | 0 | 0 | No | No | No | No | No | 835.0617 | Misc_Elec_EZ_Sch_1 | 0
SITE_01847 | 4 | USA_OR_Aurora.State.AP-Lematta.Field.726959_TMY3 | 0 | 1120 | 0.84375 | 8 | 1 | 4-12 (Low-Moderate Slope) | Overall Effective R-Value | 0 | 7.9593 | Ceiling Overall Effective R-Value (Assumes Uninsulated Roof) | 0 | 7.865 | Yes | Foundation Type with Effective R-Values | 0 | Vented Crawlspace | 9.3223 | 0 | 0 | 0 | 2.0929 | Yes | 0.55 | 0.56493 | No | 0.19625 | 0.031172 | 0.28467 | 0.022134 | 14.5795 | Single Speed ASHP (8.5 HSPF 15 SEER) | Manual | ton | 2 | ton | 2 | Electric | kW | 15 | 35 | -30 | 0 |  | 0.17053 | 4.6611 | 0.01 | 100 | Heat_EZ_Sch_1 | Cool_EZ_Sch_1 | No | DHW_EZ_Sch_1 | 0 | 0 | 0 | No | No | No | No | No | 388.937 | Misc_Elec_EZ_Sch_1 | 0
SITE_01848 | 4 | USA_OR_Portland-Hillsboro.AP.726986_TMY3 | 0 | 1000 | 0.9375 | 8 | 1 | 4-12 (Low-Moderate Slope) | Overall Effective R-Value | 0 | 7.1939 | Ceiling Overall Effective R-Value (Assumes Uninsulated Roof) | 0 | 11.2891 | Yes | Foundation Type with Effective R-Values | 0 | Vented Crawlspace | 13.8173 | 0 | 0 | 0 | 2.0929 | Yes | 0.75 | 0.7528 | No | 0.25884 | 0.066027 | 0.12377 | 0.031623 | 3.7459 | Single Speed ASHP (8.5 HSPF 15 SEER) | Manual | ton | 1.8833 | ton | 1.8833 | Electric | kW | 15 | 35 | -30 | 0 |  | 0.17053 | 6.9086 | 0.01 | 100 | Heat_EZ_Sch_1 | Cool_EZ_Sch_1 | No | DHW_EZ_Sch_1 | 0 | 0 | 0 | No | No | No | No | No | 414.7014 | Misc_Elec_EZ_Sch_1 | 0
SITE_01851 | 4 | USA_OR_Portland-Hillsboro.AP.726986_TMY3 | 0 | 1100 | 0.9625 | 8 | 1 | 4-12 (Low-Moderate Slope) | Overall Effective R-Value | 0 | 11.516 | Ceiling Overall Effective R-Value (Assumes Uninsulated Roof) | 0 | 19.469 | Yes | Foundation Type with Effective R-Values | 0 | Vented Crawlspace | 4.7448 | 0 | 0 | 0 | 2.0929 | Yes | 0.55214 | 0.56493 | No | 0.092944 | 0.22923 | 0.16343 | 0.048131 | 11.3056 | Nat. Gas Furnace with No CAC | Manual | kW | 15 |  |  | Electric | kW | 15 | 35 | -30 | 0 | 0.8 | 0.17053 | 2.3724 | 0.01 | 100 | Heat_EZ_Sch_2 | Cool_EZ_Sch_1 | No | DHW_EZ_Sch_1 | 0 | 0 | 0 | No | No | No | No | No | 551.7475 | Misc_Elec_EZ_Sch_1 | 0
SITE_01852 | 4 | USA_OR_Aurora.State.AP-Lematta.Field.726959_TMY3 | 0 | 1462 | 1.0938 | 8 | 1 | 4-12 (Low-Moderate Slope) | Overall Effective R-Value | 0 | 11.6926 | Ceiling Overall Effective R-Value (Assumes Uninsulated Roof) | 0 | 11.2891 | Yes | Foundation Type with Effective R-Values | 0 | Vented Crawlspace | 27.0706 | 0 | 0 | 0 | 2.0929 | Yes | 0.75 | 0.7528 | No | 0.11063 | 0.19578 | 0.11537 | 0.027669 | 4.7049 | Single Speed ASHP (8.5 HSPF 15 SEER) | Manual | ton | 4.25 | ton | 4.25 | Electric | kW | 15 | 35 | -30 | 0 |  | 0.17053 | 13.5353 | 0.01 | 100 | Heat_EZ_Sch_1 | Cool_EZ_Sch_1 | No | DHW_EZ_Sch_1 | 0 | 0 | 0 | No | No | No | No | No | 624.6061 | Misc_Elec_EZ_Sch_1 | 0
SITE_01853 | 4 | USA_OR_Salem.Muni.AP-McNary.Field.726940_TMY3 | 0 | 1404 | 1 | 8 | 1 | 4-12 (Low-Moderate Slope) | Overall Effective R-Value | 0 | 16.3106 | Ceiling Overall Effective R-Value (Assumes Uninsulated Roof) | 0 | 21.9648 | Yes | Foundation Type with Effective R-Values | 0 | Vented Crawlspace | 21.6577 | 0 | 0 | 0 | 2.0929 | Yes | 0.48 | 0.49917 | No | 0.1087 | 0.0003336 | 0.14067 | 0.18014 | 2.7633 | Single Speed ASHP (8.5 HSPF 15 SEER) | Manual | ton | 2.3833 | ton | 2.3833 | Electric | kW | 15 | 35 | -30 | 0 |  | 0.12716 | 10.8288 | 0.01 | 100 | Heat_EZ_Sch_1 | Cool_EZ_Sch_1 | No | DHW_EZ_Sch_1 | 0 | 0 | 0 | No | No | No | No | No | 567.1783 | Misc_Elec_EZ_Sch_1 | 0
SITE_01854 | 4 | USA_WA_The.Dalles-Columbia.Gorge.Rgnl.AP.726988_TMY3 | 0 | 1472 | 1.0525 | 8 | 1 | 4-12 (Low-Moderate Slope) | Overall Effective R-Value | 0 | 12.4802 | Ceiling Overall Effective R-Value (Assumes Uninsulated Roof) | 0 | 11.2891 | Yes | Foundation Type with Effective R-Values | 0 | Vented Crawlspace | 11.3712 | 0 | 0 | 0 | 2.1915 | Yes | 0.74062 | 0.7528 | No | 0.2227 | 0.25981 | 0.13667 | 0.045934 | 7.2998 | Nat. Gas Furnace with No CAC | Manual | kW | 15 |  |  | Electric | kW | 15 | 35 | -30 | 0 | 0.8 | 0.17053 | 5.6856 | 0.01 | 100 | Heat_EZ_Sch_2 | Cool_EZ_Sch_1 | No | DHW_EZ_Sch_1 | 0 | 0 | 0 | No | No | No | No | No | 639.438 | Misc_Elec_EZ_Sch_1 | 0
SITE_01855 | 4 | USA_OR_Salem.Muni.AP-McNary.Field.726940_TMY3 | 0 | 1248 | 1 | 8 | 1 | 4-12 (Low-Moderate Slope) | Overall Effective R-Value | 0 | 11.6926 | Ceiling Overall Effective R-Value (Assumes Uninsulated Roof) | 0 | 24.0342 | Yes | Foundation Type with Effective R-Values | 0 | Vented Crawlspace | 20.8919 | 0 | 0 | 0 | 2.0929 | Yes | 0.48 | 0.49917 | No | 0.24695 | 0.029486 | 0.00035384 | 0.084036 | 2.4232 | Electric Furnace with No CAC | Manual | kW | 10 |  |  | Electric | kW | 15 | 35 | -30 | 0 |  | 0.12716 | 10.446 | 0.01 | 100 | Heat_EZ_Sch_1 | Cool_EZ_Sch_1 | No | DHW_EZ_Sch_1 | 0 | 0 | 0 | No | No | No | No | No | 433.4443 | Misc_Elec_EZ_Sch_1 | 0
SITE_01856 | 4 | USA_OR_Eugene.AP-Sweet.Field.726930_TMY3 | 0 | 1716 | 1.0325 | 8 | 1 | 4-12 (Low-Moderate Slope) | Overall Effective R-Value | 0 | 16.3106 | Ceiling Overall Effective R-Value (Assumes Uninsulated Roof) | 0 | 11.2891 | Yes | Foundation Type with Effective R-Values | 0 | Vented Crawlspace | 11.1565 | 0 | 0 | 0 | 2.0929 | Yes | 0.73496 | 0.7528 | No | 0.26538 | 0.10709 | 0.24386 | 0.1286 | 5.0325 | Single Speed ASHP (8.5 HSPF 15 SEER) | Manual | ton | 2.7333 | ton | 2.7333 | Electric | kW | 15 | 35 | -30 | 0 |  | 0.17053 | 5.5783 | 0.01 | 100 | Heat_EZ_Sch_1 | Cool_EZ_Sch_1 | No | DHW_EZ_Sch_1 | 0 | 0 | 0 | No | No | No | No | No | 863.2834 | Misc_Elec_EZ_Sch_1 | 0
SITE_01857 | 4 | USA_OR_Salem.Muni.AP-McNary.Field.726940_TMY3 | 0 | 1500 | 1.0625 | 8 | 1 | 4-12 (Low-Moderate Slope) | Overall Effective R-Value | 0 | 14.45 | Ceiling Overall Effective R-Value (Assumes Uninsulated Roof) | 0 | 36.3663 | Yes | Foundation Type with Effective R-Values | 0 | Vented Crawlspace | 20.258 | 0 | 0 | 0 | 2.0929 | Yes | 0.75 | 0.7528 | No | 0.046893 | 0.101 | 0.10566 | 0.12311 | 3.4602 | Electric Furnace with No CAC | Manual | kW | 15 |  |  | Electric | kW | 15 | 35 | -30 | 0 |  | 0.12716 | 10.129 | 0.01 | 100 | Heat_EZ_Sch_1 | Cool_EZ_Sch_1 | No | DHW_EZ_Sch_1 | 0 | 0 | 0 | No | No | No | No | No | 616.5315 | Misc_Elec_EZ_Sch_1 | 0
SITE_01858 | 4 | USA_OR_Portland-Hillsboro.AP.726986_TMY3 | 0 | 1568 | 1 | 8 | 1 | 4-12 (Low-Moderate Slope) | Overall Effective R-Value | 0 | 16.3106 | Ceiling Overall Effective R-Value (Assumes Uninsulated Roof) | 0 | 11.2891 | Yes | Foundation Type with Effective R-Values | 0 | Vented Crawlspace | 13.2486 | 0 | 0 | 0 | 2.1983 | Yes | 0.74717 | 0.7528 | No | 0.22457 | 0.21676 | 0.12557 | 0.10286 | 4.2262 | Single Speed ASHP (8.5 HSPF 15 SEER) | Manual | ton | 2.5 | ton | 2.5 | Electric | kW | 15 | 35 | -30 | 0 |  | 0.17053 | 6.6243 | 0.01 | 100 | Heat_EZ_Sch_1 | Cool_EZ_Sch_1 | No | DHW_EZ_Sch_1 | 0 | 0 | 0 | No | No | No | No | No | 595.4491 | Misc_Elec_EZ_Sch_1 | 0
SITE_01859 | 4 | USA_OR_Salem.Muni.AP-McNary.Field.726940_TMY3 | 0 | 1761 | 1.063 | 8 | 1 | 4-12 (Low-Moderate Slope) | Overall Effective R-Value | 0 | 17.5367 | Ceiling Overall Effective R-Value (Assumes Uninsulated Roof) | 0 | 24.0342 | Yes | Foundation Type with Effective R-Values | 0 | Vented Crawlspace | 20.7433 | 0 | 0 | 0 | 2.0929 | Yes | 0.48 | 0.49917 | No | 0.14974 | 0.097062 | 0.03273 | 0.038821 | 5.8444 | Single Speed ASHP (8.5 HSPF 15 SEER) | Manual | ton | 3.5 | ton | 3.5 | Electric | kW | 15 | 35 | -30 | 0 |  | 0.12716 | 10.3716 | 0.01 | 100 | Heat_EZ_Sch_1 | Cool_EZ_Sch_1 | No | DHW_EZ_Sch_1 | 0 | 0 | 0 | No | No | No | No | No | 591.6106 | Misc_Elec_EZ_Sch_1 | 0
SITE_01860 | 4 | USA_OR_Salem.Muni.AP-McNary.Field.726940_TMY3 | 0 | 1404 | 1.0913 | 8 | 1 | 4-12 (Low-Moderate Slope) | Overall Effective R-Value | 0 | 17.5367 | Ceiling Overall Effective R-Value (Assumes Uninsulated Roof) | 0 | 24.0342 | Yes | Foundation Type with Effective R-Values | 0 | Vented Crawlspace | 23.5886 | 0 | 0 | 0 | 2.0929 | Yes | 0.48 | 0.49917 | No | 0.18635 | 0.0003057 | 0.23354 | 0.097719 | 3.5891 | Electric Furnace with No CAC | Manual | kW | 10 |  |  | Electric | kW | 15 | 35 | -30 | 0 |  | 0.12716 | 11.7943 | 0.01 | 100 | Heat_EZ_Sch_1 | Cool_EZ_Sch_1 | No | DHW_EZ_Sch_1 | 0 | 0 | 0 | No | No | No | No | No | 620.361 | Misc_Elec_EZ_Sch_1 | 0
SITE_01862 | 4 | USA_OR_La.Grande-Union.County.AP.726884_TMY3 | 0 | 672 | 0.90625 | 8 | 1 | 4-12 (Low-Moderate Slope) | Overall Effective R-Value | 0 | 9.469 | Ceiling Overall Effective R-Value (Assumes Uninsulated Roof) | 0 | 8.0481 | Yes | Foundation Type with Effective R-Values | 0 | Vented Crawlspace | 9.3223 | 0 | 0 | 0 | 2.0929 | Yes | 1.1 | 0.75 | No | 0.18171 | 0.10872 | 0.15996 | 0.13046 | 14.9486 | Resistance Wall Heat with No AC | Manual | kW | 15 |  |  | Electric | kW | 15 | 35 | -30 | 0 |  | 0.17053 | 4.6611 | 0.01 | 100 | Heat_EZ_Sch_1 | Cool_EZ_Sch_1 | No | DHW_EZ_Sch_1 | 0 | 0 | 0 | No | No | No | No | No | 363.2641 | Misc_Elec_EZ_Sch_1 | 0
SITE_01863 | 4 | USA_OR_Portland-Hillsboro.AP.726986_TMY3 | 0 | 810 | 0.9375 | 8 | 1 | 4-12 (Low-Moderate Slope) | Overall Effective R-Value | 0 | 10.0206 | Ceiling Overall Effective R-Value (Assumes Uninsulated Roof) | 0 | 8.0481 | Yes | Foundation Type with Effective R-Values | 0 | Vented Crawlspace | 9.3223 | 0 | 0 | 0 | 2.0929 | Yes | 1.1 | 0.75 | No | 0.052444 | 0.082376 | 0.098122 | 0.19868 | 11.5251 | Electric Furnace with No CAC | Manual | kW | 15 |  |  | Electric | kW | 15 | 35 | -30 | 0 |  | 0.17053 | 4.6611 | 0.01 | 100 | Heat_EZ_Sch_1 | Cool_EZ_Sch_1 | No | DHW_EZ_Sch_1 | 0 | 0 | 0 | No | No | No | No | No | 927.9631 | Misc_Elec_EZ_Sch_1 | 0
SITE_01864 | 4 | USA_OR_Salem.Muni.AP-McNary.Field.726940_TMY3 | 0 | 1404 | 1.0788 | 8 | 1 | 4-12 (Low-Moderate Slope) | Overall Effective R-Value | 0 | 11.3052 | Ceiling Overall Effective R-Value (Assumes Uninsulated Roof) | 0 | 24.0342 | Yes | Foundation Type with Effective R-Values | 0 | Vented Crawlspace | 23.5886 | 0 | 0 | 0 | 2.0929 | Yes | 0.48 | 0.49917 | No | 0.068719 | 0.057294 | 0.094832 | 0.25495 | 3.0494 | Electric Furnace with No CAC | Manual | kW | 15 |  |  | Electric | kW | 15 | 35 | -30 | 0 |  | 0.12716 | 11.7943 | 0.01 | 100 | Heat_EZ_Sch_1 | Cool_EZ_Sch_1 | No | DHW_EZ_Sch_1 | 0 | 0 | 0 | No | No | No | No | No | 702.1343 | Misc_Elec_EZ_Sch_1 | 0
SITE_01865 | 4 | USA_OR_Corvallis.Muni.AP.726945_TMY3 | 0 | 1568 | 1.0938 | 8 | 1 | 4-12 (Low-Moderate Slope) | Overall Effective R-Value | 0 | 13.4517 | Ceiling Overall Effective R-Value (Assumes Uninsulated Roof) | 0 | 24.0342 | Yes | Foundation Type with Effective R-Values | 0 | Vented Crawlspace | 23.5886 | 0 | 0 | 0 | 2.0929 | Yes | 0.48 | 0.49917 | No | 0.18004 | 0.17 | 0.046399 | 0.052091 | 3.0021 | Single Speed ASHP (8.5 HSPF 15 SEER) | Manual | ton | 2.8333 | ton | 2.8333 | Electric | kW | 15 | 35 | -30 | 0 |  | 0.12716 | 11.7943 | 0.01 | 100 | Heat_EZ_Sch_1 | Cool_EZ_Sch_1 | No | DHW_EZ_Sch_1 | 0 | 0 | 0 | No | No | No | No | No | 623.3076 | Misc_Elec_EZ_Sch_1 | 0
SITE_01866 | 4 | USA_WA_Port.Angeles-Fairchild.Intl.AP.727885_TMY3 | 0 | 1344 | 1.0179 | 8 | 1 | 4-12 (Low-Moderate Slope) | Overall Effective R-Value | 0 | 11.516 | Ceiling Overall Effective R-Value (Assumes Uninsulated Roof) | 0 | 8.0481 | Yes | Foundation Type with Effective R-Values | 0 | Vented Crawlspace | 9.3223 | 0 | 0 | 0 | 2.0929 | Yes | 0.64709 | 0.65613 | No | 0.070754 | 0.10005 | 0.048864 | 0.12194 | 8.5382 | Electric Furnace with No CAC | Manual | kW | 15 |  |  | Electric | kW | 15 | 35 | -30 | 0 |  | 0.17053 | 4.6611 | 0.01 | 100 | Heat_EZ_Sch_1 | Cool_EZ_Sch_1 | No | DHW_EZ_Sch_1 | 0 | 0 | 0 | No | No | No | No | No | 765.8304 | Misc_Elec_EZ_Sch_1 | 0
SITE_01867 | 4 | USA_OR_Portland-Hillsboro.AP.726986_TMY3 | 0 | 1596 | 1.0616 | 8 | 1 | 4-12 (Low-Moderate Slope) | Overall Effective R-Value | 0 | 11.6926 | Ceiling Overall Effective R-Value (Assumes Uninsulated Roof) | 0 | 11.2891 | Yes | Foundation Type with Effective R-Values | 0 | Vented Crawlspace | 11.3712 | 0 | 0 | 0 | 2.0929 | Yes | 0.73949 | 0.7528 | No | 0.3827 | 0.21631 | 0.061897 | 0.084903 | 5.0924 | Single Speed ASHP (8.5 HSPF 15 SEER) | Manual | ton | 2.65 | ton | 2.65 | Electric | kW | 15 | 35 | -30 | 0 |  | 0.17053 | 5.6856 | 0.01 | 100 | Heat_EZ_Sch_1 | Cool_EZ_Sch_1 | No | DHW_EZ_Sch_1 | 0 | 0 | 0 | No | No | No | No | No | 661.071 | Misc_Elec_EZ_Sch_1 | 0
SITE_01868 | 4 | USA_OR_Corvallis.Muni.AP.726945_TMY3 | 0 | 858 | 0.87063 | 8 | 1 | 4-12 (Low-Moderate Slope) | Overall Effective R-Value | 0 | 11.3052 | Ceiling Overall Effective R-Value (Assumes Uninsulated Roof) | 0 | 11.2891 | Yes | Foundation Type with Effective R-Values | 0 | Vented Crawlspace | 13.8173 | 0 | 0 | 0 | 2.0929 | Yes | 1.0925 | 0.7508 | No | 0.1934 | 0.14994 | 0.060667 | 0.019062 | 5.6375 | Electric Furnace with No CAC | Manual | kW | 15 |  |  | Electric | kW | 15 | 35 | -30 | 0 |  | 0.17053 | 6.9086 | 0.01 | 100 | Heat_EZ_Sch_1 | Cool_EZ_Sch_1 | No | DHW_EZ_Sch_1 | 0 | 0 | 0 | No | No | No | No | No | 757.9524 | Misc_Elec_EZ_Sch_1 | 0
SITE_01869 | 4 | USA_WA_Port.Angeles-Fairchild.Intl.AP.727885_TMY3 | 0 | 1440 | 1.0344 | 8 | 1 | 4-12 (Low-Moderate Slope) | Overall Effective R-Value | 0 | 9.469 | Ceiling Overall Effective R-Value (Assumes Uninsulated Roof) | 0 | 8.0481 | Yes | Foundation Type with Effective R-Values | 0 | Vented Crawlspace | 10.6685 | 0 | 0 | 0 | 2.0929 | Yes | 0.55597 | 0.56493 | No | 0.17367 | 0.097926 | 0.086956 | 0.19749 | 8.6913 | Electric Furnace with No CAC | Manual | kW | 15 |  |  | Electric | kW | 15 | 35 | -30 | 0 |  | 0.17053 | 5.3343 | 0.01 | 100 | Heat_EZ_Sch_1 | Cool_EZ_Sch_1 | No | DHW_EZ_Sch_1 | 0 | 0 | 0 | No | No | No | No | No | 577.1375 | Misc_Elec_EZ_Sch_1 | 0
SITE_01870 | 4 | USA_WA_Port.Angeles-Fairchild.Intl.AP.727885_TMY3 | 0 | 1404 | 0.99528 | 8 | 1 | 4-12 (Low-Moderate Slope) | Overall Effective R-Value | 0 | 13.4 | Ceiling Overall Effective R-Value (Assumes Uninsulated Roof) | 0 | 11.2891 | Yes | Foundation Type with Effective R-Values | 0 | Vented Crawlspace | 11.3712 | 0 | 0 | 0 | 2.0929 | Yes | 0.73806 | 0.7528 | No | 0.11858 | 0.015072 | 0.050149 | 0.28687 | 4.8919 | Electric Furnace with No CAC | Manual | kW | 15 |  |  | Electric | kW | 15 | 35 | -30 | 0 |  | 0.17053 | 5.6856 | 0.01 | 100 | Heat_EZ_Sch_1 | Cool_EZ_Sch_1 | No | DHW_EZ_Sch_1 | 0 | 0 | 0 | No | No | No | No | No | 736.5168 | Misc_Elec_EZ_Sch_1 | 0
SITE_01871 | 4 | USA_OR_Corvallis.Muni.AP.726945_TMY3 | 0 | 1566 | 1.0625 | 8 | 1 | 4-12 (Low-Moderate Slope) | Overall Effective R-Value | 0 | 16.3106 | Ceiling Overall Effective R-Value (Assumes Uninsulated Roof) | 0 | 24.0342 | Yes | Foundation Type with Effective R-Values | 0 | Vented Crawlspace | 21.6577 | 0 | 0 | 0 | 2.0929 | Yes | 0.48361 | 0.49917 | No | 0.18418 | 0.13989 | 0.18854 | 0.13553 | 2.6435 | Single Speed ASHP (8.5 HSPF 15 SEER) | Manual | ton | 2.7833 | ton | 2.7833 | Electric | kW | 15 | 35 | -30 | 0 |  | 0.12716 | 10.8288 | 0.01 | 100 | Heat_EZ_Sch_1 | Cool_EZ_Sch_1 | No | DHW_EZ_Sch_1 | 0 | 0 | 0 | No | No | No | No | No | 483.2938 | Misc_Elec_EZ_Sch_1 | 0
SITE_01895 | 4 | USA_WA_Olympia.Rgnl.AP.727920_TMY3 | 0 | 1000 | 1.0625 | 8 | 1 | 4-12 (Low-Moderate Slope) | Overall Effective R-Value | 0 | 11.3052 | Ceiling Overall Effective R-Value (Assumes Uninsulated Roof) | 0 | 11.2891 | Yes | Foundation Type with Effective R-Values | 0 | Vented Crawlspace | 11.3712 | 0 | 0 | 0 | 2.0929 | Yes | 0.73853 | 0.7528 | No | 0.11676 | 0.063026 | 0.091058 | 0.055534 | 5.392 | Electric Furnace with No CAC | Manual | kW | 15 |  |  | Electric | kW | 15 | 35 | -30 | 0 |  | 0.17053 | 5.6856 | 0.01 | 100 | Heat_EZ_Sch_1 | Cool_EZ_Sch_1 | No | DHW_EZ_Sch_1 | 0 | 0 | 0 | No | No | No | No | No | 632.922 | Misc_Elec_EZ_Sch_1 | 0
SITE_01896 | 4 | USA_WA_Kelso-Longview-Southwest.Washington.Rgnl.AP.727924_TMY3 | 0 | 446.5 | 0.93757 | 8 | 1 | 4-12 (Low-Moderate Slope) | Overall Effective R-Value | 0 | 8.0464 | Ceiling Overall Effective R-Value (Assumes Uninsulated Roof) | 0 | 11.2891 | Yes | Foundation Type with Effective R-Values | 0 | Vented Crawlspace | 11.3712 | 0 | 0 | 0 | 2.0929 | Yes | 1.0667 | 0.74947 | No | 0.00063095 | 0.00063095 | 0.1941 | 0.14487 | 8.2 | Resistance Wall Heat with No AC | Manual | kW | 10 |  |  | Electric | kW | 15 | 35 | -30 | 0 |  | 0.17053 | 5.6856 | 0.01 | 100 | Heat_EZ_Sch_1 | Cool_EZ_Sch_1 | No | DHW_EZ_Sch_1 | 0 | 0 | 0 | No | No | No | No | No | 1488.199 | Misc_Elec_EZ_Sch_1 | 0
SITE_01897 | 4 | USA_WA_Everett-Snohomish.County.AP-Paine.Field.727937_TMY3 | 0 | 1183 | 2.1422 | 8 | 1 | 4-12 (Low-Moderate Slope) | Overall Effective R-Value | 0 | 11.6926 | Ceiling Overall Effective R-Value (Assumes Uninsulated Roof) | 0 | 20.4222 | Yes | Foundation Type with Effective R-Values | 0 | Vented Crawlspace | 21.2539 | 0 | 0 | 0 | 2.0929 | Yes | 0.52699 | 0.54897 | No | 0.049858 | 0.00016965 | 0.2245 | 0.33287 | 8.4759 | Nat. Gas Furnace with No CAC | Manual | kW | 15 |  |  | Electric | kW | 15 | 35 | -30 | 0 | 0.8116 | 0.091605 | 0.52133 | 0.01 | 1.0427 | Heat_EZ_Sch_2 | Cool_EZ_Sch_1 | No | DHW_EZ_Sch_1 | 0 | 0 | 0 | No | No | No | No | No | 962.1493 | Misc_Elec_EZ_Sch_1 | 0
SITE_01898 | 4 | USA_WA_Seattle-King.County.Intl.AP-Boeing.Field.727935_TMY3 | 0 | 1552 | 1.1394 | 8 | 1 | 4-12 (Low-Moderate Slope) | Overall Effective R-Value | 0 | 13.5597 | Ceiling Overall Effective R-Value (Assumes Uninsulated Roof) | 0 | 6.8615 | Yes | Foundation Type with Effective R-Values | 0 | Vented Crawlspace | 9.8404 | 0 | 0 | 0 | 2.0929 | Yes | 0.52699 | 0.54181 | No | 0.17393 | 0.060916 | 0.25735 | 0.14254 | 11.2064 | Nat. Gas Furnace with No CAC | Manual | kW | 15 |  |  | Electric | kW | 15 | 35 | -30 | 0 | 0.8 | 0.091605 | 0.52133 | 0.01 | 1.0427 | Heat_EZ_Sch_2 | Cool_EZ_Sch_1 | No | DHW_EZ_Sch_1 | 0 | 0 | 0 | No | No | No | No | No | 692.8491 | Misc_Elec_EZ_Sch_1 | 0
SITE_01902 | 4 | USA_OR_Portland-Hillsboro.AP.726986_TMY3 | 0 | 992 | 1.408 | 8 | 1 | 4-12 (Low-Moderate Slope) | Overall Effective R-Value | 0 | 7.1048 | Ceiling Overall Effective R-Value (Assumes Uninsulated Roof) | 0 | 3.5 | Yes | Foundation Type with Effective R-Values | 0 | Vented Crawlspace | 18.1327 | 0 | 0 | 0 | 2.1708 | Yes | 0.93887 | 0.52211 | No | 0.18705 | 0.10445 | 0.022628 | 0.064712 | 11.1366 | Resistance Wall Heat with No AC | Manual | kW | 15 |  |  | Electric | kW | 15 | 35 | -30 | 0 |  | 0.091605 | 0.52133 | 0.01 | 1.0427 | Heat_EZ_Sch_1 | Cool_EZ_Sch_1 | No | DHW_EZ_Sch_1 | 0 | 0 | 0 | No | No | No | No | No | 719.3687 | Misc_Elec_EZ_Sch_1 | 0
SITE_01903 | 4 | USA_WA_Kelso-Longview-Southwest.Washington.Rgnl.AP.727924_TMY3 | 0 | 1286 | 1.0575 | 8 | 1 | 4-12 (Low-Moderate Slope) | Overall Effective R-Value | 0 | 16.3106 | Ceiling Overall Effective R-Value (Assumes Uninsulated Roof) | 0 | 24.7904 | Yes | Foundation Type with Effective R-Values | 0 | Vented Crawlspace | 33.8312 | 0 | 0 | 0 | 2.0929 | Yes | 0.51565 | 0.53331 | No | 0.14054 | 0.12699 | 0.088958 | 0.14673 | 7.8483 | Nat. Gas Furnace with No CAC | Manual | kW | 10 |  |  | Electric | kW | 15 | 35 | -30 | 0 | 0.8 | 0.091605 | 0.25 | 0.01 | 0.5 | Heat_EZ_Sch_2 | Cool_EZ_Sch_1 | No | DHW_EZ_Sch_1 | 0 | 0 | 0 | No | No | No | No | No | 601.6665 | Misc_Elec_EZ_Sch_1 | 0
SITE_01905 | 4 | USA_WA_Kelso-Longview-Southwest.Washington.Rgnl.AP.727924_TMY3 | 0 | 1838 | 1.8313 | 8 | 1 | 4-12 (Low-Moderate Slope) | Overall Effective R-Value | 0 | 17.45 | Ceiling Overall Effective R-Value (Assumes Uninsulated Roof) | 0 | 6.5662 | Yes | Foundation Type with Effective R-Values | 0 | Vented Crawlspace | 13.4737 | 0 | 0 | 0 | 2.0929 | Yes | 0.51905 | 0.53085 | No | 0.23805 | 0.37813 | 0.094475 | 0.044048 | 4.4147 | Single Speed ASHP (8.5 HSPF 15 SEER) | Manual | ton | 3 | ton | 3 | Electric | kW | 15 | 35 | -30 | 0 |  | 0.091605 | 4.2 | 0.01 | 8.4 | Heat_EZ_Sch_1 | Cool_EZ_Sch_1 | No | DHW_EZ_Sch_1 | 0 | 0 | 0 | No | No | No | No | No | 733.9457 | Misc_Elec_EZ_Sch_1 | 0
SITE_01907 | 4 | USA_WA_Olympia.Rgnl.AP.727920_TMY3 | 0 | 2292 | 1.0263 | 8 | 1 | 4-12 (Low-Moderate Slope) | Overall Effective R-Value | 0 | 16.6207 | Ceiling Overall Effective R-Value (Assumes Uninsulated Roof) | 0 | 6.0568 | Yes | Foundation Type with Effective R-Values | 0 | Vented Crawlspace | 20.258 | 2.6329 | 2.6329 | 0 | 2.0929 | Yes | 0.51152 | 0.71011 | No | 0.49924 | 0.19433 | 0.057295 | 0.14324 | 2.3961 | Single Speed ASHP (8.5 HSPF 15 SEER) | Manual | ton | 3.0667 | ton | 3.0667 | Electric | kW | 15 | 35 | -30 | 0 |  | 0.091605 | 0.32653 | 0.01 | 0.65306 | Heat_EZ_Sch_1 | Cool_EZ_Sch_1 | No | DHW_EZ_Sch_1 | 0 | 0 | 0 | No | No | No | No | No | 549.1859 | Misc_Elec_EZ_Sch_1 | 0
SITE_01910 | 4 | USA_WA_Tacoma.Narrows.AP.727938_TMY3 | 0 | 465 | 3.1048 | 8 | 1 | 4-12 (Low-Moderate Slope) | Overall Effective R-Value | 0 | 16.172 | Ceiling Overall Effective R-Value (Assumes Uninsulated Roof) | 0 | 34.7634 | Yes | Foundation Type with Effective R-Values | 0 | Heated Basement | 10.7186 | 0 | 0 | 0 | 1.73 | Yes | 0.82788 | 0.54897 | No | 0.0001867 | 0.0001867 | 0.17134 | 0.08137 | 6.2677 | Resistance Wall Heat with No AC | Manual | kW | 15 |  |  | Electric | kW | 15 | 35 | -30 | 0 |  | 0.091605 | 0.52133 | 0.01 | 1.0427 | Heat_EZ_Sch_1 | Cool_EZ_Sch_1 | No | DHW_EZ_Sch_1 | 0 | 0 | 0 | No | No | No | No | No | 565.0851 | Misc_Elec_EZ_Sch_1 | 0
SITE_01911 | 4 | USA_OR_Portland-Hillsboro.AP.726986_TMY3 | 0 | 878 | 1.838 | 8 | 1 | 4-12 (Low-Moderate Slope) | Overall Effective R-Value | 0 | 4.2969 | Ceiling Overall Effective R-Value (Assumes Uninsulated Roof) | 0 | 12.796 | Yes | Foundation Type with Effective R-Values | 0 | Heated Basement | 23.4417 | 0 | 0 | 0 | 2.494 | Yes | 0.58951 | 0.63074 | No | 0.1108 | 0.2674 | 0.16753 | 0.28808 | 13.884 | Nat. Gas Furnace with No CAC | Manual | kW | 20 |  |  | Electric | kW | 15 | 35 | -30 | 0 | 0.85766 | 0.091605 | 0.25 | 0.01 | 0.5 | Heat_EZ_Sch_2 | Cool_EZ_Sch_1 | No | DHW_EZ_Sch_1 | 0 | 0 | 0 | No | No | No | No | No | 834.0506 | Misc_Elec_EZ_Sch_1 | 0
SITE_01912 | 4 | USA_WA_Tacoma-JB.Lewis-McChord-McChord.Field.742060_TMY3 | 0 | 1008 | 0.95002 | 8 | 1 | 4-12 (Low-Moderate Slope) | Overall Effective R-Value | 0 | 11.7489 | Ceiling Overall Effective R-Value (Assumes Uninsulated Roof) | 0 | 40.1761 | Yes | Foundation Type with Effective R-Values | 0 | Vented Crawlspace | 17.9869 | 0 | 0 | 0 | 2.0929 | Yes | 0.73966 | 0.55054 | No | 0.28009 | 0.30371 | 0.00041442 | 0.00041442 | 13.688 | Resistance Wall Heat with No AC | Manual | kW | 15 |  |  | Electric | kW | 15 | 35 | -30 | 0 |  | 0.091605 | 0.52133 | 0.01 | 1.0427 | Heat_EZ_Sch_1 | Cool_EZ_Sch_1 | No | DHW_EZ_Sch_1 | 0 | 0 | 0 | No | No | No | No | No | 480.54 | Misc_Elec_EZ_Sch_1 | 0
SITE_01915 | 4 | USA_WA_Tacoma.Narrows.AP.727938_TMY3 | 0 | 1987 | 1.6744 | 8 | 1 | 4-12 (Low-Moderate Slope) | Overall Effective R-Value | 0 | 15.3319 | Ceiling Overall Effective R-Value (Assumes Uninsulated Roof) | 0 | 34.6072 | Yes | Foundation Type with Effective R-Values | 0 | Vented Crawlspace | 30.1548 | 2.6329 | 2.6329 | 0 | 2.0929 | Yes | 0.51152 | 0.52211 | No | 0.12872 | 0.16525 | 0.16682 | 0.1078 | 5.1614 | Nat. Gas Furnace with No CAC | Manual | kW | 15 |  |  | Electric | kW | 15 | 35 | -30 | 0 | 0.85766 | 0.091605 | 4.2 | 0.01 | 8.4 | Heat_EZ_Sch_2 | Cool_EZ_Sch_1 | No | DHW_EZ_Sch_1 | 0 | 0 | 0 | No | No | No | No | No | 775.6926 | Misc_Elec_EZ_Sch_1 | 0
SITE_01917 | 4 | USA_WA_Tacoma.Narrows.AP.727938_TMY3 | 0 | 1738 | 2.125 | 8 | 1 | 4-12 (Low-Moderate Slope) | Overall Effective R-Value | 0 | 17.5367 | Ceiling Overall Effective R-Value (Assumes Uninsulated Roof) | 0 | 29.0321 | Yes | Foundation Type with Effective R-Values | 0 | Vented Crawlspace | 24.9699 | 0 | 0 | 0 | 2.0929 | Yes | 0.51152 | 0.52823 | No | 0.069527 | 0.1246 | 0.20166 | 0.14113 | 4.5997 | Single Speed ASHP (8.5 HSPF 15 SEER) | Manual | ton | 3.8333 | ton | 3.8333 | Electric | kW | 15 | 35 | -30 | 0 |  | 0.091605 | 2.2404 | 0.01 | 1.424 | Heat_EZ_Sch_1 | Cool_EZ_Sch_1 | No | DHW_EZ_Sch_1 | 0 | 0 | 0 | No | No | No | No | No | 749.8537 | Misc_Elec_EZ_Sch_1 | 0
SITE_01918 | 4 | USA_WA_Tacoma.Narrows.AP.727938_TMY3 | 0 | 1081 | 0.93756 | 8 | 1 | 4-12 (Low-Moderate Slope) | Overall Effective R-Value | 0 | 11.516 | Ceiling Overall Effective R-Value (Assumes Uninsulated Roof) | 0 | 10.5746 | Yes | Foundation Type with Effective R-Values | 0 | Vented Crawlspace | 11.3147 | 0 | 0 | 0 | 2.2768 | Yes | 0.75 | 0.7528 | No | 0.19286 | 0.064146 | 0.11316 | 0.14385 | 12.9298 | Electric Furnace with No CAC | Manual | kW | 15 |  |  | Electric | kW | 15 | 35 | -30 | 0 |  | 0.17053 | 5.6574 | 0.01 | 100 | Heat_EZ_Sch_1 | Cool_EZ_Sch_1 | No | DHW_EZ_Sch_1 | 0 | 0 | 0 | No | No | No | No | No | 582.7165 | Misc_Elec_EZ_Sch_1 | 0
SITE_01919 | 4 | USA_WA_Toledo-South.Lewis.County.AP-Carlson.Meml.Field.727926_TMY3 | 0 | 1566 | 1.0625 | 8 | 1 | 4-12 (Low-Moderate Slope) | Overall Effective R-Value | 0 | 11.3052 | Ceiling Overall Effective R-Value (Assumes Uninsulated Roof) | 0 | 24.0342 | Yes | Foundation Type with Effective R-Values | 0 | Vented Crawlspace | 23.5886 | 0 | 0 | 0 | 2.0929 | Yes | 0.48 | 0.49917 | No | 0.11365 | 0.10318 | 0.12168 | 0.18926 | 8.7767 | Electric Furnace with No CAC | Manual | kW | 15 |  |  | Electric | kW | 15 | 35 | -30 | 0 |  | 0.12716 | 11.7943 | 0.01 | 100 | Heat_EZ_Sch_1 | Cool_EZ_Sch_1 | No | DHW_EZ_Sch_1 | 0 | 0 | 0 | No | No | No | No | No | 518.7387 | Misc_Elec_EZ_Sch_1 | 0
SITE_01920 | 4 | USA_WA_Tacoma-JB.Lewis-McChord-McChord.Field.742060_TMY3 | 0 | 1771 | 1.6129 | 8 | 1 | 4-12 (Low-Moderate Slope) | Overall Effective R-Value | 0 | 16.241 | Ceiling Overall Effective R-Value (Assumes Uninsulated Roof) | 0 | 16.8255 | Yes | Foundation Type with Effective R-Values | 0 | Heated Basement | 999 | 0 | 0 | 0 | 11.1048 | Yes | 0.5287 | 0.55487 | No | 0.29308 | 0.13295 | 0.087779 | 0.66828 | 7.4822 | Nat. Gas Furnace with No CAC | Manual | kW | 20 |  |  | Electric | kW | 15 | 35 | -30 | 0 | 0.8 | 0.091605 | 0.25 | 0.01 | 0.5 | Heat_EZ_Sch_2 | Cool_EZ_Sch_1 | No | DHW_EZ_Sch_1 | 0 | 0 | 0 | No | No | No | No | No | 1164.9481 | Misc_Elec_EZ_Sch_1 | 0
SITE_01921 | 4 | USA_OR_Portland-Hillsboro.AP.726986_TMY3 | 0 | 1252 | 1.0002 | 8 | 1 | 4-12 (Low-Moderate Slope) | Overall Effective R-Value | 0 | 11.0335 | Ceiling Overall Effective R-Value (Assumes Uninsulated Roof) | 0 | 34.6072 | Yes | Foundation Type with Effective R-Values | 0 | Vented Crawlspace | 17.9869 | 0 | 0 | 0 | 2.0929 | Yes | 0.82788 | 0.65003 | No | 0.069463 | 0.04968 | 0.04968 | 0.069463 | 2.8401 | Resistance Wall Heat with No AC | Manual | kW | 10 |  |  | Electric | kW | 15 | 35 | -30 | 0 |  | 0.091605 | 0.52133 | 0.01 | 1.0427 | Heat_EZ_Sch_1 | Cool_EZ_Sch_1 | No | DHW_EZ_Sch_1 | 0 | 0 | 0 | No | No | No | No | No | 1257.3625 | Misc_Elec_EZ_Sch_1 | 0
SITE_01923 | 4 | USA_OR_Portland-Hillsboro.AP.726986_TMY3 | 0 | 1164 | 1.764 | 8 | 1 | 4-12 (Low-Moderate Slope) | Overall Effective R-Value | 0 | 16.3106 | Ceiling Overall Effective R-Value (Assumes Uninsulated Roof) | 0 | 26.6668 | Yes | Foundation Type with Effective R-Values | 0 | Heated Basement | 23.5907 | 0 | 0 | 0 | 999 | Yes | 0.51152 | 0.58304 | No | 0.10989 | 0.085525 | 0.071417 | 0.53188 | 4.5191 | Nat. Gas Furnace with No CAC | Manual | kW | 15 |  |  | Electric | kW | 15 | 35 | -30 | 0 | 0.85766 | 0.091605 | 3.7215 | 0.01 | 7.443 | Heat_EZ_Sch_2 | Cool_EZ_Sch_1 | No | DHW_EZ_Sch_1 | 0 | 0 | 0 | No | No | No | No | No | 1152.2839 | Misc_Elec_EZ_Sch_1 | 0
SITE_01924 | 4 | USA_WA_Tacoma.Narrows.AP.727938_TMY3 | 0 | 613 | 0.93679 | 8 | 1 | 4-12 (Low-Moderate Slope) | Overall Effective R-Value | 0 | 12.8459 | Ceiling Overall Effective R-Value (Assumes Uninsulated Roof) | 0 | 14.313 | Yes | Foundation Type with Effective R-Values | 0 | Vented Crawlspace | 23.1102 | 0 | 0 | 0 | 2.0929 | Yes | 0.96562 | 0.52211 | No | 0.19565 | 0.05762 | 0.13622 | 0.00053894 | 10.5739 | Resistance Wall Heat with No AC | Manual | kW | 10 |  |  | Electric | kW | 15 | 35 | -30 | 0 |  | 0.091605 | 0.52133 | 0.01 | 1.0427 | Heat_EZ_Sch_1 | Cool_EZ_Sch_1 | No | DHW_EZ_Sch_1 | 0 | 0 | 0 | No | No | No | No | No | 687.6537 | Misc_Elec_EZ_Sch_1 | 0
SITE_01926 | 4 | USA_WA_Tacoma.Narrows.AP.727938_TMY3 | 0 | 1396 | 1 | 8 | 1 | 4-12 (Low-Moderate Slope) | Overall Effective R-Value | 0 | 16.241 | Ceiling Overall Effective R-Value (Assumes Uninsulated Roof) | 0 | 45.7413 | Yes | Foundation Type with Effective R-Values | 0 | Vented Crawlspace | 20.258 | 0 | 0 | 0 | 2.0929 | Yes | 0.68513 | 0.70441 | No | 0.15492 | 0.30005 | 0.08652 | 0.12155 | 3.155 | Electric Furnace with No CAC | Manual | kW | 15 |  |  | Electric | kW | 15 | 35 | -30 | 0 |  | 0.091605 | 3 | 0.01 | 6 | Heat_EZ_Sch_1 | Cool_EZ_Sch_1 | No | DHW_EZ_Sch_1 | 0 | 0 | 0 | No | No | No | No | No | 586.3983 | Misc_Elec_EZ_Sch_1 | 0
SITE_01927 | 4 | USA_WA_Seattle-King.County.Intl.AP-Boeing.Field.727935_TMY3 | 0 | 1360 | 1.2608 | 8 | 1 | 4-12 (Low-Moderate Slope) | Overall Effective R-Value | 0 | 11.0335 | Ceiling Overall Effective R-Value (Assumes Uninsulated Roof) | 0 | 6.4794 | Yes | Foundation Type with Effective R-Values | 0 | Vented Crawlspace | 18.1327 | 0 | 0 | 0 | 2.1708 | Yes | 0.82236 | 0.61429 | No | 0.16543 | 0.14143 | 0.20568 | 0.04136 | 7.5332 | Nat. Gas Furnace with No CAC | Manual | kW | 15 |  |  | Electric | kW | 15 | 35 | -30 | 0 | 0.8 | 0.091605 | 3 | 0.01 | 6 | Heat_EZ_Sch_2 | Cool_EZ_Sch_1 | No | DHW_EZ_Sch_1 | 0 | 0 | 0 | No | No | No | No | No | 536.7444 | Misc_Elec_EZ_Sch_1 | 0
SITE_01928 | 4 | USA_WA_Tacoma.Narrows.AP.727938_TMY3 | 0 | 2057 | 0.87822 | 8 | 1 | 4-12 (Low-Moderate Slope) | Overall Effective R-Value | 0 | 16.2905 | Ceiling Overall Effective R-Value (Assumes Uninsulated Roof) | 0 | 23.4879 | Yes | Foundation Type with Effective R-Values | 0 | Heated Basement | 18.1327 | 0 | 0 | 0 | 999 | Yes | 0.51152 | 0.53209 | No | 0.087871 | 0.25106 | 0.2664 | 0.45191 | 4.1971 | Electric Furnace with No CAC | Manual | kW | 15 |  |  | Electric | kW | 15 | 35 | -30 | 0 |  | 0.091605 | 0.25 | 0.01 | 0.5 | Heat_EZ_Sch_1 | Cool_EZ_Sch_1 | No | DHW_EZ_Sch_1 | 0 | 0 | 0 | No | No | No | No | No | 745.6951 | Misc_Elec_EZ_Sch_1 | 0
SITE_01929 | 4 | USA_WA_Tacoma.Narrows.AP.727938_TMY3 | 0 | 2297 | 1.7372 | 8 | 1 | 4-12 (Low-Moderate Slope) | Overall Effective R-Value | 0 | 11.5171 | Ceiling Overall Effective R-Value (Assumes Uninsulated Roof) | 0 | 19.0891 | Yes | Foundation Type with Effective R-Values | 0 | Vented Crawlspace | 20.7433 | 0 | 0 | 0 | 2.0929 | Yes | 0.53211 | 0.54897 | No | 0.11987 | 0.2075 | 0.28933 | 0.33098 | 5.4445 | Ductless Heat Pump (10 HSPF 22 SEER) | Manual | ton | 4 | ton | 4 | Electric | kW | 15 | 35 | -30 | 0 |  | 0.091605 | 0.52133 | 0.01 | 1.0427 | Heat_EZ_Sch_1 | Cool_EZ_Sch_1 | No | DHW_EZ_Sch_1 | 0 | 0 | 0 | No | No | No | No | No | 1002.4018 | Misc_Elec_EZ_Sch_1 | 0
SITE_01930 | 4 | USA_WA_Tacoma.Narrows.AP.727938_TMY3 | 0 | 720 | 1 | 8 | 1 | 4-12 (Low-Moderate Slope) | Overall Effective R-Value | 0 | 10.4515 | Ceiling Overall Effective R-Value (Assumes Uninsulated Roof) | 0 | 12.632 | Yes | Foundation Type with Effective R-Values | 0 | Vented Crawlspace | 26.0716 | 0 | 0 | 0 | 2.0929 | Yes | 0.52699 | 0.56717 | No | 0.11358 | 0.14557 | 0.11505 | 0.17942 | 20.9896 | Resistance Wall Heat with No AC | Manual | kW | 10 |  |  | Electric | kW | 15 | 35 | -30 | 0 |  | 0.091605 | 0.52133 | 0.01 | 1.0427 | Heat_EZ_Sch_1 | Cool_EZ_Sch_1 | No | DHW_EZ_Sch_1 | 0 | 0 | 0 | No | No | No | No | No | 462.1401 | Misc_Elec_EZ_Sch_1 | 0
SITE_01931 | 4 | USA_OR_Portland-Hillsboro.AP.726986_TMY3 | 0 | 2011 | 1.125 | 8 | 1 | 4-12 (Low-Moderate Slope) | Overall Effective R-Value | 0 | 17.5367 | Ceiling Overall Effective R-Value (Assumes Uninsulated Roof) | 0 | 40.1761 | Yes | Foundation Type with Effective R-Values | 0 | Vented Crawlspace | 33.0254 | 0 | 0 | 0 | 2.0929 | Yes | 0.52709 | 0.54655 | No | 0.32279 | 0.12106 | 0.017809 | 0.075742 | 4.5657 | Nat. Gas Furnace with No CAC | Manual | kW | 15 |  |  | Electric | kW | 15 | 35 | -30 | 0 | 0.95 | 0.091605 | 4.0976 | 0.01 | 8.1951 | Heat_EZ_Sch_2 | Cool_EZ_Sch_1 | No | DHW_EZ_Sch_1 | 0 | 0 | 0 | No | No | No | No | No | 649.3573 | Misc_Elec_EZ_Sch_1 | 0
SITE_01932 | 4 | USA_WA_Quillayute.AP.727970_TMY3 | 0 | 1529 | 0.85685 | 8 | 1 | 4-12 (Low-Moderate Slope) | Overall Effective R-Value | 0 | 11.0335 | Ceiling Overall Effective R-Value (Assumes Uninsulated Roof) | 0 | 25.8569 | Yes | Foundation Type with Effective R-Values | 0 | Heated Basement | 23.2866 | 0 | 0 | 0 | 1.73 | Yes | 0.64134 | 0.63419 | No | 0.18254 | 0.14655 | 0.32721 | 0.61626 | 4.5235 | Single Speed ASHP (8.5 HSPF 15 SEER) | Manual | ton | 3.4167 | ton | 3.4167 | Electric | kW | 15 | 35 | -30 | 0 |  | 0.091605 | 2.2404 | 0.01 | 1.424 | Heat_EZ_Sch_1 | Cool_EZ_Sch_1 | No | DHW_EZ_Sch_1 | 0 | 0 | 0 | No | No | No | No | No | 762.2104 | Misc_Elec_EZ_Sch_1 | 0
SITE_01936 | 4 | USA_WA_Tacoma.Narrows.AP.727938_TMY3 | 0 | 1408 | 1.2397 | 8 | 1 | 4-12 (Low-Moderate Slope) | Overall Effective R-Value | 0 | 16.3106 | Ceiling Overall Effective R-Value (Assumes Uninsulated Roof) | 0 | 77.327 | Yes | Foundation Type with Effective R-Values | 0 | Vented Crawlspace | 20.258 | 0 | 0 | 0 | 2.0929 | Yes | 0.51152 | 0.60647 | No | 0.12495 | 0.090549 | 0.12056 | 0.094946 | 7.4093 | Nat. Gas Furnace with No CAC | Manual | kW | 15 |  |  | Electric | kW | 15 | 35 | -30 | 0 | 0.8 | 0.091605 | 0.47059 | 0.01 | 0.94118 | Heat_EZ_Sch_2 | Cool_EZ_Sch_1 | No | DHW_EZ_Sch_1 | 0 | 0 | 0 | No | No | No | No | No | 588.0325 | Misc_Elec_EZ_Sch_1 | 0
SITE_01940 | 4 | USA_WA_Tacoma-JB.Lewis-McChord-McChord.Field.742060_TMY3 | 0 | 1554 | 0.96372 | 8 | 1 | 4-12 (Low-Moderate Slope) | Overall Effective R-Value | 0 | 10.8286 | Ceiling Overall Effective R-Value (Assumes Uninsulated Roof) | 0 | 34.6072 | Yes | Foundation Type with Effective R-Values | 0 | Vented Crawlspace | 33.0254 | 0 | 0 | 0 | 2.0929 | Yes | 0.82236 | 0.569 | No | 0.10111 | 0.16954 | 0.10068 | 0.16996 | 7.5874 | Resistance Wall Heat with No AC | Manual | kW | 15 |  |  | Electric | kW | 15 | 35 | -30 | 0 |  | 0.091605 | 0.52133 | 0.01 | 1.0427 | Heat_EZ_Sch_1 | Cool_EZ_Sch_1 | No | DHW_EZ_Sch_1 | 0 | 0 | 0 | No | No | No | No | No | 753.233 | Misc_Elec_EZ_Sch_1 | 0
SITE_01941 | 4 | USA_OR_Portland-Hillsboro.AP.726986_TMY3 | 0 | 1337 | 1.107 | 8 | 1 | 4-12 (Low-Moderate Slope) | Overall Effective R-Value | 0 | 17.5367 | Ceiling Overall Effective R-Value (Assumes Uninsulated Roof) | 0 | 19.3968 | Yes | Foundation Type with Effective R-Values | 0 | Vented Crawlspace | 20.258 | 0 | 0 | 0 | 2.0929 | Yes | 0.51152 | 0.52211 | No | 0.18554 | 0.25874 | 0.013725 | 0.00030883 | 5.9099 | Single Speed ASHP (8.5 HSPF 15 SEER) | Manual | ton | 2 | ton | 2 | Electric | kW | 15 | 35 | -30 | 0 |  | 0.091605 | 0.52133 | 0.01 | 1.0427 | Heat_EZ_Sch_1 | Cool_EZ_Sch_1 | No | DHW_EZ_Sch_1 | 0 | 0 | 0 | No | No | No | No | No | 591.3246 | Misc_Elec_EZ_Sch_1 | 0
SITE_01942 | 4 | USA_OR_Portland-Hillsboro.AP.726986_TMY3 | 0 | 774 | 2.8779 | 8 | 1 | 4-12 (Low-Moderate Slope) | Overall Effective R-Value | 0 | 16.3106 | Ceiling Overall Effective R-Value (Assumes Uninsulated Roof) | 0 | 45.7413 | Yes | Foundation Type with Effective R-Values | 0 | Vented Crawlspace | 25.4075 | 0 | 0 | 0 | 2.0929 | Yes | 0.51152 | 0.54307 | No | 0.12737 | 0.19925 | 0.00015612 | 0.0037947 | 5.3488 | Nat. Gas Furnace with No CAC | Manual | kW | 15 |  |  | Electric | kW | 15 | 35 | -30 | 0 | 0.8 | 0.091605 | 1.4 | 0.01 | 2.8 | Heat_EZ_Sch_2 | Cool_EZ_Sch_1 | No | DHW_EZ_Sch_1 | 0 | 0 | 0 | No | No | No | No | No | 912.8305 | Misc_Elec_EZ_Sch_1 | 0
SITE_01943 | 4 | USA_OR_Portland-Hillsboro.AP.726986_TMY3 | 0 | 1900 | 1.6447 | 8 | 1 | 4-12 (Low-Moderate Slope) | Overall Effective R-Value | 0 | 11.9815 | Ceiling Overall Effective R-Value (Assumes Uninsulated Roof) | 0 | 9.3884 | Yes | Foundation Type with Effective R-Values | 0 | Vented Crawlspace | 20.258 | 0 | 0 | 0 | 2.0929 | Yes | 0.52699 | 0.56626 | No | 0.17968 | 0.087883 | 0.15328 | 0.11428 | 5.2536 | Single Speed ASHP (8.5 HSPF 15 SEER) | Manual | ton | 3.5833 | ton | 3.5833 | Electric | kW | 15 | 35 | -30 | 0 |  | 0.091605 | 4.9 | 0.01 | 9.8 | Heat_EZ_Sch_1 | Cool_EZ_Sch_1 | No | DHW_EZ_Sch_1 | 0 | 0 | 0 | No | No | No | No | No | 732.5121 | Misc_Elec_EZ_Sch_1 | 0
SITE_01945 | 4 | USA_OR_Portland-Troutdale.AP.726985_TMY3 | 0 | 1160 | 1.0125 | 8 | 1 | 4-12 (Low-Moderate Slope) | Overall Effective R-Value | 0 | 4.189 | Ceiling Overall Effective R-Value (Assumes Uninsulated Roof) | 0 | 5.2895 | Yes | Foundation Type with Effective R-Values | 0 | Vented Crawlspace | 4.707 | 0 | 0 | 0 | 2.0929 | Yes | 0.69856 | 0.65261 | No | 0.087398 | 0.049653 | 0.00036248 | 0.246 | 7.6955 | Resistance Wall Heat with No AC | Manual | kW | 15 |  |  | Electric | kW | 15 | 35 | -30 | 0 |  | 0.091605 | 0.52133 | 0.01 | 1.0427 | Heat_EZ_Sch_1 | Cool_EZ_Sch_1 | No | DHW_EZ_Sch_1 | 0 | 0 | 0 | No | No | No | No | No | 702.2263 | Misc_Elec_EZ_Sch_1 | 0
SITE_01947 | 4 | USA_WA_Tacoma-JB.Lewis-McChord-McChord.Field.742060_TMY3 | 0 | 1470 | 1.0861 | 8 | 1 | 4-12 (Low-Moderate Slope) | Overall Effective R-Value | 0 | 16.2112 | Ceiling Overall Effective R-Value (Assumes Uninsulated Roof) | 0 | 25.8778 | Yes | Foundation Type with Effective R-Values | 0 | Slab | 999 | 2.6329 | 2.6329 | 0 | 999 | Yes | 0.51152 | 0.73584 | No | 0.19207 | 0.25754 | 0.00030017 | 0.046047 | 0.49232 | Ductless Heat Pump (10 HSPF 22 SEER) | Manual | ton | 1 | ton | 1 | Electric | kW | 15 | 35 | -30 | 0 |  | 0.091605 | 0.52133 | 0.01 | 1.0427 | Heat_EZ_Sch_1 | Cool_EZ_Sch_1 | No | DHW_EZ_Sch_1 | 0 | 0 | 0 | No | No | No | No | No | 519.3901 | Misc_Elec_EZ_Sch_1 | 0
SITE_01948 | 4 | USA_OR_Portland-Hillsboro.AP.726986_TMY3 | 0 | 1322 | 0.9375 | 8 | 1 | 4-12 (Low-Moderate Slope) | Overall Effective R-Value | 0 | 11.6603 | Ceiling Overall Effective R-Value (Assumes Uninsulated Roof) | 0 | 12.0038 | Yes | Foundation Type with Effective R-Values | 0 | Vented Crawlspace | 12.5322 | 0 | 0 | 0 | 2.0929 | Yes | 0.74763 | 0.54897 | No | 0.2882 | 0.19945 | 0.23694 | 0.060609 | 8.0639 | Resistance Wall Heat with No AC | Manual | kW | 15 |  |  | Electric | kW | 15 | 35 | -30 | 0 |  | 0.091605 | 0.52133 | 0.01 | 1.0427 | Heat_EZ_Sch_1 | Cool_EZ_Sch_1 | No | DHW_EZ_Sch_1 | 0 | 0 | 0 | No | No | No | No | No | 396.5778 | Misc_Elec_EZ_Sch_1 | 0
SITE_01951 | 4 | USA_WA_Port.Angeles-Fairchild.Intl.AP.727885_TMY3 | 0 | 1092 | 1.0625 | 8 | 1 | 4-12 (Low-Moderate Slope) | Overall Effective R-Value | 0 | 9.469 | Ceiling Overall Effective R-Value (Assumes Uninsulated Roof) | 0 | 24.0342 | Yes | Foundation Type with Effective R-Values | 0 | Vented Crawlspace | 21.6577 | 0 | 0 | 0 | 2.1983 | Yes | 0.48512 | 0.49917 | No | 0.07679 | 0.12668 | 0.087323 | 0.09835 | 2.5061 | Single Speed ASHP (8.5 HSPF 15 SEER) | Manual | ton | 2 | ton | 2 | Electric | kW | 15 | 35 | -30 | 0 |  | 0.12716 | 10.8288 | 0.01 | 100 | Heat_EZ_Sch_1 | Cool_EZ_Sch_1 | No | DHW_EZ_Sch_1 | 0 | 0 | 0 | No | No | No | No | No | 521.6233 | Misc_Elec_EZ_Sch_1 | 0
SITE_01952 | 4 | USA_OR_Portland-Hillsboro.AP.726986_TMY3 | 0 | 1397 | 1.1432 | 8 | 1 | 4-12 (Low-Moderate Slope) | Overall Effective R-Value | 0 | 4.3012 | Ceiling Overall Effective R-Value (Assumes Uninsulated Roof) | 0 | 12.2706 | Yes | Foundation Type with Effective R-Values | 0 | Slab | 999 | 2.6329 | 2.6329 | 0 | 999 | Yes | 0.52699 | 0.53848 | No | 0.076714 | 0.36085 | 0.13157 | 0.069664 | 4.735 | Single Speed ASHP (8.5 HSPF 15 SEER) | Manual | ton | 2.5 | ton | 2.5 | Electric | kW | 15 | 35 | -30 | 0 |  | 0.091605 | 0.25 | 0.01 | 0.5 | Heat_EZ_Sch_1 | Cool_EZ_Sch_1 | No | DHW_EZ_Sch_1 | 0 | 0 | 0 | No | No | No | No | No | 685.5897 | Misc_Elec_EZ_Sch_1 | 0
SITE_01953 | 4 | USA_OR_Portland-Hillsboro.AP.726986_TMY3 | 0 | 1394 | 1.136 | 8 | 1 | 4-12 (Low-Moderate Slope) | Overall Effective R-Value | 0 | 11.6603 | Ceiling Overall Effective R-Value (Assumes Uninsulated Roof) | 0 | 10.6545 | Yes | Foundation Type with Effective R-Values | 0 | Vented Crawlspace | 17.9869 | 0 | 0 | 0 | 2.0929 | Yes | 0.51905 | 0.7036 | No | 0.00029471 | 0.00029471 | 0.20501 | 0.29151 | 7.2793 | Resistance Wall Heat with No AC | Manual | kW | 15 |  |  | Electric | kW | 15 | 35 | -30 | 0 |  | 0.091605 | 0.52133 | 0.01 | 1.0427 | Heat_EZ_Sch_1 | Cool_EZ_Sch_1 | No | DHW_EZ_Sch_1 | 0 | 0 | 0 | No | No | No | No | No | 818.6027 | Misc_Elec_EZ_Sch_1 | 0
SITE_01954 | 4 | USA_WA_Tacoma.Narrows.AP.727938_TMY3 | 0 | 864 | 0.97251 | 8 | 1 | 4-12 (Low-Moderate Slope) | Overall Effective R-Value | 0 | 11.0335 | Ceiling Overall Effective R-Value (Assumes Uninsulated Roof) | 0 | 4.7171 | Yes | Foundation Type with Effective R-Values | 0 | Vented Crawlspace | 4.7448 | 0 | 0 | 0 | 2.0929 | Yes | 1.0025 | 0.53622 | No | 0.00043728 | 0.10385 | 0.099481 | 0.073973 | 8.6782 | Ductless Heat Pump (10 HSPF 22 SEER) | Manual | ton | 1 | ton | 1 | Electric | kW | 15 | 35 | -30 | 0 |  | 0.091605 | 0.52133 | 0.01 | 1.0427 | Heat_EZ_Sch_1 | Cool_EZ_Sch_1 | No | DHW_EZ_Sch_1 | 0 | 0 | 0 | No | No | No | No | No | 397.0855 | Misc_Elec_EZ_Sch_1 | 0
SITE_01956 | 4 | USA_OR_Portland-Hillsboro.AP.726986_TMY3 | 0 | 714 | 1.229 | 8 | 1 | 4-12 (Low-Moderate Slope) | Overall Effective R-Value | 0 | 10.9906 | Ceiling Overall Effective R-Value (Assumes Uninsulated Roof) | 0 | 14.3512 | Yes | Foundation Type with Effective R-Values | 0 | Slab | 999 | 2.6329 | 2.6329 | 0 | 999 | Yes | 0.52699 | 0.53622 | No | 0.077634 | 0.043773 | 0.12141 | 0.00038064 | 2.6802 | Ductless Heat Pump (10 HSPF 22 SEER) | Manual | ton | 2.5 | ton | 2.5 | Electric | kW | 15 | 35 | -30 | 0 |  | 0.091605 | 0.52133 | 0.01 | 1.0427 | Heat_EZ_Sch_1 | Cool_EZ_Sch_1 | No | DHW_EZ_Sch_1 | 0 | 0 | 0 | No | No | No | No | No | 574.2301 | Misc_Elec_EZ_Sch_1 | 0
SITE_01957 | 4 | USA_OR_Portland-Hillsboro.AP.726986_TMY3 | 0 | 1122 | 1.9 | 8 | 1 | 4-12 (Low-Moderate Slope) | Overall Effective R-Value | 0 | 17.3643 | Ceiling Overall Effective R-Value (Assumes Uninsulated Roof) | 0 | 29.0321 | Yes | Foundation Type with Effective R-Values | 0 | Vented Crawlspace | 18.1327 | 0 | 0 | 0 | 2.4473 | Yes | 0.51905 | 0.52548 | No | 0.12658 | 0.26919 | 0.02447 | 0.0356 | 8.0793 | Nat. Gas Furnace with No CAC | Manual | kW | 15 |  |  | Electric | kW | 15 | 35 | -30 | 0 | 0.8 | 0.091605 | 2.848 | 0.01 | 5.696 | Heat_EZ_Sch_2 | Cool_EZ_Sch_1 | No | DHW_EZ_Sch_1 | 0 | 0 | 0 | No | No | No | No | No | 793.1146 | Misc_Elec_EZ_Sch_1 | 0
SITE_01958 | 4 | USA_WA_Tacoma-JB.Lewis-McChord-McChord.Field.742060_TMY3 | 0 | 1650 | 1.1151 | 8 | 1 | 4-12 (Low-Moderate Slope) | Overall Effective R-Value | 0 | 50.3733 | Ceiling Overall Effective R-Value (Assumes Uninsulated Roof) | 0 | 25.8355 | Yes | Foundation Type with Effective R-Values | 0 | Vented Crawlspace | 26.0716 | 0 | 0 | 0 | 2.0929 | Yes | 0.51152 | 0.52211 | No | 0.24661 | 0.031354 | 1.1899 | 0.2105 | 5.0763 | Ductless Heat Pump (10 HSPF 22 SEER) | Manual | ton | 1.6667 | ton | 1.6667 | Electric | kW | 15 | 35 | -30 | 0 |  | 0.091605 | 0.52133 | 0.01 | 1.0427 | Heat_EZ_Sch_1 | Cool_EZ_Sch_1 | No | DHW_EZ_Sch_1 | 0 | 0 | 0 | No | No | No | No | No | 569.273 | Misc_Elec_EZ_Sch_1 | 0
SITE_01959 | 4 | USA_WA_Bremerton.Natl.AP.727928_TMY3 | 0 | 1003 | 2.0958 | 8 | 1 | 4-12 (Low-Moderate Slope) | Overall Effective R-Value | 0 | 16.2112 | Ceiling Overall Effective R-Value (Assumes Uninsulated Roof) | 0 | 40.1761 | Yes | Foundation Type with Effective R-Values | 0 | Vented Crawlspace | 19.4054 | 0 | 0 | 0 | 2.0929 | Yes | 0.51152 | 0.53798 | No | 0.05018 | 0.18644 | 0.11362 | 0.123 | 6.107 | Nat. Gas Furnace with No CAC | Manual | kW | 15 |  |  | Electric | kW | 15 | 35 | -30 | 0 | 0.85766 | 0.091605 | 3 | 0.01 | 6 | Heat_EZ_Sch_2 | Cool_EZ_Sch_1 | No | DHW_EZ_Sch_1 | 0 | 0 | 0 | No | No | No | No | No | 640.1958 | Misc_Elec_EZ_Sch_1 | 0
SITE_01960 | 4 | USA_OR_Portland-Hillsboro.AP.726986_TMY3 | 0 | 1587 | 1 | 8 | 1 | 4-12 (Low-Moderate Slope) | Overall Effective R-Value | 0 | 4.189 | Ceiling Overall Effective R-Value (Assumes Uninsulated Roof) | 0 | 41.9686 | Yes | Foundation Type with Effective R-Values | 0 | Vented Crawlspace | 6.4961 | 0 | 0 | 0 | 2.0929 | Yes | 0.52699 | 0.52702 | No | 0.28983 | 0.16118 | 0.00031378 | 0.06452 | 7.2828 | Resistance Wall Heat with No AC | Manual | kW | 15 |  |  | Electric | kW | 15 | 35 | -30 | 0 |  | 0.091605 | 0.52133 | 0.01 | 1.0427 | Heat_EZ_Sch_1 | Cool_EZ_Sch_1 | No | DHW_EZ_Sch_1 | 0 | 0 | 0 | No | No | No | No | No | 652.7999 | Misc_Elec_EZ_Sch_1 | 0
SITE_01961 | 4 | USA_WA_Tacoma.Narrows.AP.727938_TMY3 | 0 | 1144 | 2.4747 | 8 | 1 | 4-12 (Low-Moderate Slope) | Overall Effective R-Value | 0 | 16.3106 | Ceiling Overall Effective R-Value (Assumes Uninsulated Roof) | 0 | 51.3042 | Yes | Foundation Type with Effective R-Values | 0 | Vented Crawlspace | 18.7463 | 0 | 0 | 0 | 2.6233 | Yes | 0.51152 | 0.52962 | No | 0.045389 | 0.083118 | 0.20954 | 0.11933 | 3.7282 | Nat. Gas Furnace with No CAC | Manual | kW | 15 |  |  | Electric | kW | 15 | 35 | -30 | 0 | 0.975 | 0.091605 | 0.25 | 0.01 | 0.5 | Heat_EZ_Sch_2 | Cool_EZ_Sch_1 | No | DHW_EZ_Sch_1 | 0 | 0 | 0 | No | No | No | No | No | 924.4713 | Misc_Elec_EZ_Sch_1 | 0
SITE_01962 | 4 | USA_WA_Quillayute.AP.727970_TMY3 | 0 | 1752 | 1.0072 | 8 | 1 | 4-12 (Low-Moderate Slope) | Overall Effective R-Value | 0 | 14.0709 | Ceiling Overall Effective R-Value (Assumes Uninsulated Roof) | 0 | 49.4594 | Yes | Foundation Type with Effective R-Values | 0 | Vented Crawlspace | 20.258 | 0 | 0 | 0 | 2.0929 | Yes | 0.5253 | 0.55423 | No | 0.27274 | 0.35086 | 0.0069801 | 0.061915 | 6.2018 | Single Speed ASHP (8.5 HSPF 15 SEER) | Manual | ton | 2.4167 | ton | 2.4167 | Electric | kW | 15 | 35 | -30 | 0 |  | 0.091605 | 2.2404 | 0.01 | 1.424 | Heat_EZ_Sch_1 | Cool_EZ_Sch_1 | No | DHW_EZ_Sch_1 | 0 | 0 | 0 | No | No | No | No | No | 628.3231 | Misc_Elec_EZ_Sch_1 | 0
SITE_01963 | 4 | USA_WA_Bremerton.Natl.AP.727928_TMY3 | 0 | 1819.5 | 0.94999 | 8 | 1 | 4-12 (Low-Moderate Slope) | Overall Effective R-Value | 0 | 11.41 | Ceiling Overall Effective R-Value (Assumes Uninsulated Roof) | 0 | 16.4183 | Yes | Foundation Type with Effective R-Values | 0 | Vented Crawlspace | 4.7448 | 0 | 0 | 0 | 2.0929 | Yes | 0.58281 | 0.52667 | No | 0.09222 | 0.13474 | 0.24641 | 0.27251 | 12.0584 | Single Speed ASHP (8.5 HSPF 15 SEER) | Manual | ton | 2.8 | ton | 2.8 | Electric | kW | 15 | 35 | -30 | 0 |  | 0.091605 | 1.6 | 0.01 | 3.2 | Heat_EZ_Sch_1 | Cool_EZ_Sch_1 | No | DHW_EZ_Sch_1 | 0 | 0 | 0 | No | No | No | No | No | 420.9579 | Misc_Elec_EZ_Sch_1 | 0
SITE_01965 | 4 | USA_OR_Portland-Hillsboro.AP.726986_TMY3 | 0 | 920 | 1 | 8 | 1 | 4-12 (Low-Moderate Slope) | Overall Effective R-Value | 0 | 10.4336 | Ceiling Overall Effective R-Value (Assumes Uninsulated Roof) | 0 | 14.6229 | Yes | Foundation Type with Effective R-Values | 0 | Vented Crawlspace | 4.7448 | 0 | 0 | 0 | 2.0929 | Yes | 1.0264 | 0.49327 | No | 0.29407 | 0.26309 | 0.00041211 | 0.00041211 | 15.0028 | Resistance Wall Heat with No AC | Manual | kW | 15 |  |  | Electric | kW | 15 | 35 | -30 | 0 |  | 0.091605 | 0.52133 | 0.01 | 1.0427 | Heat_EZ_Sch_1 | Cool_EZ_Sch_1 | No | DHW_EZ_Sch_1 | 0 | 0 | 0 | No | No | No | No | No | 417.714 | Misc_Elec_EZ_Sch_1 | 0
SITE_01966 | 4 | USA_OR_Portland-Hillsboro.AP.726986_TMY3 | 0 | 812 | 0.97876 | 8 | 1 | 4-12 (Low-Moderate Slope) | Overall Effective R-Value | 0 | 11.0335 | Ceiling Overall Effective R-Value (Assumes Uninsulated Roof) | 0 | 5.64 | Yes | Foundation Type with Effective R-Values | 0 | Vented Crawlspace | 18.1327 | 2.6329 | 2.6329 | 0 | 2.1708 | Yes | 0.52699 | 0.27421 | No | 0.24202 | 0.062746 | 0.095239 | 0.00044819 | 8.789 | Resistance Wall Heat with No AC | Manual | kW | 10 |  |  | Electric | kW | 15 | 35 | -30 | 0 |  | 0.091605 | 0.52133 | 0.01 | 1.0427 | Heat_EZ_Sch_1 | Cool_EZ_Sch_1 | No | DHW_EZ_Sch_1 | 0 | 0 | 0 | No | No | No | No | No | 521.209 | Misc_Elec_EZ_Sch_1 | 0
SITE_01967 | 4 | USA_WA_Everett-Snohomish.County.AP-Paine.Field.727937_TMY3 | 0 | 1716 | 1.0625 | 8 | 1 | 4-12 (Low-Moderate Slope) | Overall Effective R-Value | 0 | 16.3106 | Ceiling Overall Effective R-Value (Assumes Uninsulated Roof) | 0 | 11.2891 | Yes | Foundation Type with Effective R-Values | 0 | Vented Crawlspace | 15.3273 | 0 | 0 | 0 | 2.0929 | Yes | 0.36663 | 0.38452 | No | 0.36065 | 0.13001 | 0.15365 | 0.10261 | 12.362 | Single Speed ASHP (8.5 HSPF 15 SEER) | Manual | ton | 3 | ton | 3 | Electric | kW | 15 | 35 | -30 | 0 |  | 0.17053 | 7.6636 | 0.01 | 100 | Heat_EZ_Sch_1 | Cool_EZ_Sch_1 | No | DHW_EZ_Sch_1 | 0 | 0 | 0 | No | No | No | No | No | 499.4486 | Misc_Elec_EZ_Sch_1 | 0
SITE_01969 | 4 | USA_OR_Portland-Hillsboro.AP.726986_TMY3 | 0 | 1368 | 2.0614 | 8 | 1 | 4-12 (Low-Moderate Slope) | Overall Effective R-Value | 0 | 16.3106 | Ceiling Overall Effective R-Value (Assumes Uninsulated Roof) | 0 | 19.0891 | Yes | Foundation Type with Effective R-Values | 0 | Heated Basement | 10.7186 | 0 | 0 | 0 | 9.9588 | Yes | 0.52012 | 0.53169 | No | 0.02433 | 0.6179 | 0.11559 | 0.23638 | 6.7295 | Nat. Gas Furnace with No CAC | Manual | kW | 20 |  |  | Electric | kW | 15 | 35 | -30 | 0 | 0.8106 | 0.091605 | 2.2404 | 0.01 | 1.424 | Heat_EZ_Sch_2 | Cool_EZ_Sch_1 | No | DHW_EZ_Sch_1 | 0 | 0 | 0 | No | No | No | No | No | 1167.7535 | Misc_Elec_EZ_Sch_1 | 0
SITE_01970 | 4 | USA_WA_Tacoma-JB.Lewis-McChord-McChord.Field.742060_TMY3 | 0 | 1664 | 1.0483 | 8 | 1 | 4-12 (Low-Moderate Slope) | Overall Effective R-Value | 0 | 16.3106 | Ceiling Overall Effective R-Value (Assumes Uninsulated Roof) | 0 | 23.1269 | Yes | Foundation Type with Effective R-Values | 0 | Vented Crawlspace | 33.0254 | 0 | 0 | 0 | 2.0929 | Yes | 0.51152 | 0.53365 | No | 0.17227 | 0.13821 | 0.13834 | 0.17214 | 4.6188 | Resistance Wall Heat with No AC | Manual | kW | 15 |  |  | Electric | kW | 15 | 35 | -30 | 0 |  | 0.091605 | 0.52133 | 0.01 | 1.0427 | Heat_EZ_Sch_1 | Cool_EZ_Sch_1 | No | DHW_EZ_Sch_1 | 0 | 0 | 0 | No | No | No | No | No | 784.4371 | Misc_Elec_EZ_Sch_1 | 0
SITE_01972 | 4 | USA_WA_Olympia.Rgnl.AP.727920_TMY3 | 0 | 851 | 0.93699 | 8 | 1 | 4-12 (Low-Moderate Slope) | Overall Effective R-Value | 0 | 11.41 | Ceiling Overall Effective R-Value (Assumes Uninsulated Roof) | 0 | 11.009 | Yes | Foundation Type with Effective R-Values | 0 | Vented Crawlspace | 18.1327 | 0 | 0 | 0 | 2.0929 | Yes | 0.51905 | 0.54897 | No | 0.17613 | 0.038903 | 0.14863 | 0.30138 | 9.0449 | Single Speed ASHP (8.5 HSPF 15 SEER) | Manual | ton | 2 | ton | 2 | Electric | kW | 15 | 35 | -30 | 0 |  | 0.091605 | 2.848 | 0.01 | 5.696 | Heat_EZ_Sch_1 | Cool_EZ_Sch_1 | No | DHW_EZ_Sch_1 | 0 | 0 | 0 | No | No | No | No | No | 426.9721 | Misc_Elec_EZ_Sch_1 | 0
SITE_01973 | 4 | USA_OR_Portland-Hillsboro.AP.726986_TMY3 | 0 | 1010 | 1 | 8 | 1 | 4-12 (Low-Moderate Slope) | Overall Effective R-Value | 0 | 11.6926 | Ceiling Overall Effective R-Value (Assumes Uninsulated Roof) | 0 | 4.965 | Yes | Foundation Type with Effective R-Values | 0 | Vented Crawlspace | 20.258 | 0 | 0 | 0 | 2.0929 | Yes | 0.52699 | 0.52211 | No | 0.17405 | 0.2337 | 0.16083 | 0.087951 | 13.5818 | Resistance Wall Heat with No AC | Manual | kW | 15 |  |  | Electric | kW | 15 | 35 | -30 | 0 |  | 0.091605 | 0.52133 | 0.01 | 1.0427 | Heat_EZ_Sch_1 | Cool_EZ_Sch_1 | No | DHW_EZ_Sch_1 | 0 | 0 | 0 | No | No | No | No | No | 472.5158 | Misc_Elec_EZ_Sch_1 | 0
SITE_01974 | 4 | USA_OR_Portland-Troutdale.AP.726985_TMY3 | 0 | 832 | 2.9808 | 8 | 1 | 4-12 (Low-Moderate Slope) | Overall Effective R-Value | 0 | 21.8235 | Ceiling Overall Effective R-Value (Assumes Uninsulated Roof) | 0 | 45.7413 | Yes | Foundation Type with Effective R-Values | 0 | Vented Crawlspace | 21.8724 | 0 | 0 | 0 | 9.525 | Yes | 0.51152 | 0.52211 | No | 0.058518 | 0.10621 | 0.041273 | 0.11881 | 3.5029 | Nat. Gas Furnace with No CAC | Manual | kW | 15 |  |  | Electric | kW | 15 | 35 | -30 | 0 | 0.85766 | 0.091605 | 0.52133 | 0.01 | 1.0427 | Heat_EZ_Sch_2 | Cool_EZ_Sch_1 | No | DHW_EZ_Sch_1 | 0 | 0 | 0 | No | No | No | No | No | 481.8903 | Misc_Elec_EZ_Sch_1 | 0
SITE_01975 | 4 | USA_OR_Astoria.Rgnl.AP.727910_TMY3 | 0 | 1228 | 1.0777 | 8 | 1 | 4-12 (Low-Moderate Slope) | Overall Effective R-Value | 0 | 17.5367 | Ceiling Overall Effective R-Value (Assumes Uninsulated Roof) | 0 | 3.7447 | Yes | Foundation Type with Effective R-Values | 0 | Vented Crawlspace | 41.6104 | 0 | 0 | 0 | 2.0929 | Yes | 0.51152 | 0.77575 | No | 0.091714 | 0.12665 | 0.12185 | 0.091645 | 5.5844 | Ductless Heat Pump (10 HSPF 22 SEER) | Manual | ton | 1 | ton | 1 | Electric | kW | 15 | 35 | -30 | 0 |  | 0.091605 | 0.52133 | 0.01 | 1.0427 | Heat_EZ_Sch_1 | Cool_EZ_Sch_1 | No | DHW_EZ_Sch_1 | 0 | 0 | 0 | No | No | No | No | No | 485.7778 | Misc_Elec_EZ_Sch_1 | 0
SITE_01976 | 4 | USA_WA_Seattle-King.County.Intl.AP-Boeing.Field.727935_TMY3 | 0 | 871 | 1.6738 | 8 | 1 | 4-12 (Low-Moderate Slope) | Overall Effective R-Value | 0 | 16.3106 | Ceiling Overall Effective R-Value (Assumes Uninsulated Roof) | 0 | 29.4107 | Yes | Foundation Type with Effective R-Values | 0 | Vented Crawlspace | 21.9308 | 0 | 0 | 0 | 2.0929 | Yes | 1.0228 | 0.58197 | No | 0.00025305 | 0.00025305 | 0.15035 | 0.48205 | 12.0792 | Nat. Gas Furnace with No CAC | Manual | kW | 15 |  |  | Electric | kW | 15 | 35 | -30 | 0 | 0.8214 | 0.091605 | 1.4 | 0.01 | 2.8 | Heat_EZ_Sch_2 | Cool_EZ_Sch_1 | No | DHW_EZ_Sch_1 | 0 | 0 | 0 | No | No | No | No | No | 601.1562 | Misc_Elec_EZ_Sch_1 | 0
SITE_01977 | 4 | USA_WA_Renton.Muni.AP.727934_TMY3 | 0 | 810 | 1.075 | 8 | 1 | 4-12 (Low-Moderate Slope) | Overall Effective R-Value | 0 | 11.6926 | Ceiling Overall Effective R-Value (Assumes Uninsulated Roof) | 0 | 9.2152 | Yes | Foundation Type with Effective R-Values | 0 | Heated Basement | 999 | 0 | 0 | 0 | 11.1048 | Yes | 0.56697 | 0.57972 | No | 0.17982 | 0.10592 | 0.10572 | 0.049396 | 5.1486 | Nat. Gas Furnace with No CAC | Manual | kW | 15 |  |  | Electric | kW | 15 | 35 | -30 | 0 | 0.803 | 0.091605 | 0.25 | 0.01 | 0.5 | Heat_EZ_Sch_2 | Cool_EZ_Sch_1 | No | DHW_EZ_Sch_1 | 0 | 0 | 0 | No | No | No | No | No | 690.6707 | Misc_Elec_EZ_Sch_1 | 0
SITE_01979 | 4 | USA_WA_Tacoma.Narrows.AP.727938_TMY3 | 0 | 945 | 1 | 8 | 1 | 4-12 (Low-Moderate Slope) | Overall Effective R-Value | 0 | 11.1869 | Ceiling Overall Effective R-Value (Assumes Uninsulated Roof) | 0 | 27.5634 | Yes | Foundation Type with Effective R-Values | 0 | Vented Crawlspace | 20.258 | 0 | 0 | 0 | 2.0929 | Yes | 0.52699 | 0.57989 | No | 0.11061 | 0.19744 | 0.35135 | 0.23687 | 19.2571 | Nat. Gas Furnace with No CAC | Manual | kW | 15 |  |  | Electric | kW | 15 | 35 | -30 | 0 | 0.8 | 0.091605 | 0.25 | 0.01 | 0.5 | Heat_EZ_Sch_2 | Cool_EZ_Sch_1 | No | DHW_EZ_Sch_1 | 0 | 0 | 0 | No | No | No | No | No | 565.1485 | Misc_Elec_EZ_Sch_1 | 0
SITE_01980 | 4 | USA_OR_Portland-Hillsboro.AP.726986_TMY3 | 0 | 1865 | 1.5205 | 8 | 1 | 4-12 (Low-Moderate Slope) | Overall Effective R-Value | 0 | 9.3121 | Ceiling Overall Effective R-Value (Assumes Uninsulated Roof) | 0 | 13.4785 | Yes | Foundation Type with Effective R-Values | 0 | Unheated Basement | 4.4757 | 0 | 0 | 0 | 1.73 | Yes | 0.70333 | 0.67335 | No | 0.1396 | 0.1571 | 0.026492 | 0.13785 | 5.6087 | Single Speed ASHP (8.5 HSPF 15 SEER) | Manual | ton | 3.0667 | ton | 3.0667 | Electric | kW | 15 | 35 | -30 | 0 |  | 0.091605 | 0.25 | 0.01 | 0.5 | Heat_EZ_Sch_1 | Cool_EZ_Sch_1 | No | DHW_EZ_Sch_1 | 0 | 0 | 0 | No | No | No | No | No | 1682.7352 | Misc_Elec_EZ_Sch_1 | 0
SITE_01981 | 4 | USA_WA_Bremerton.Natl.AP.727928_TMY3 | 0 | 995 | 1.9633 | 8 | 1 | 4-12 (Low-Moderate Slope) | Overall Effective R-Value | 0 | 11.6926 | Ceiling Overall Effective R-Value (Assumes Uninsulated Roof) | 0 | 16.9851 | Yes | Foundation Type with Effective R-Values | 0 | Heated Basement | 999 | 0 | 0 | 0 | 1.73 | Yes | 0.88205 | 0.75766 | No | 0.23372 | 0.048613 | 0.061565 | 0.085085 | 4.6488 | Electric Furnace with No CAC | Manual | kW | 15 |  |  | Electric | kW | 15 | 35 | -30 | 0 |  | 0.091605 | 0.25 | 0.01 | 0.5 | Heat_EZ_Sch_1 | Cool_EZ_Sch_1 | No | DHW_EZ_Sch_1 | 0 | 0 | 0 | No | No | No | No | No | 646.7579 | Misc_Elec_EZ_Sch_1 | 0
SITE_01983 | 4 | USA_OR_Eugene.AP-Sweet.Field.726930_TMY3 | 0 | 2347 | 1.0593 | 8 | 1 | 4-12 (Low-Moderate Slope) | Overall Effective R-Value | 0 | 16.241 | Ceiling Overall Effective R-Value (Assumes Uninsulated Roof) | 0 | 22.4144 | Yes | Foundation Type with Effective R-Values | 0 | Vented Crawlspace | 18.0782 | 0 | 0 | 0 | 2.0929 | Yes | 0.72478 | 0.59165 | No | 0.29099 | 0.19237 | 0.033809 | 0.21538 | 8.4745 | Electric Furnace with No CAC | Manual | kW | 15 |  |  | Electric | kW | 15 | 35 | -30 | 0 |  | 0.091605 | 0.52133 | 0.01 | 1.0427 | Heat_EZ_Sch_1 | Cool_EZ_Sch_1 | No | DHW_EZ_Sch_1 | 0 | 0 | 0 | No | No | No | No | No | 690.7974 | Misc_Elec_EZ_Sch_1 | 0
SITE_01984 | 4 | USA_OR_Portland-Troutdale.AP.726985_TMY3 | 0 | 1732 | 1.6308 | 8 | 1 | 4-12 (Low-Moderate Slope) | Overall Effective R-Value | 0 | 16.1046 | Ceiling Overall Effective R-Value (Assumes Uninsulated Roof) | 0 | 25.7217 | Yes | Foundation Type with Effective R-Values | 0 | Vented Crawlspace | 29.402 | 0 | 0 | 0 | 2.0929 | Yes | 0.51152 | 0.62616 | No | 0.092877 | 0.022997 | 0.17651 | 0.1613 | 8.837 | Nat. Gas Furnace with No CAC | Manual | kW | 15 |  |  | Electric | kW | 15 | 35 | -30 | 0 | 0.8 | 0.091605 | 0.47059 | 0.01 | 0.94118 | Heat_EZ_Sch_2 | Cool_EZ_Sch_1 | No | DHW_EZ_Sch_1 | 0 | 0 | 0 | No | No | No | No | No | 975.1799 | Misc_Elec_EZ_Sch_1 | 0
SITE_01985 | 4 | USA_WA_Seattle-King.County.Intl.AP-Boeing.Field.727935_TMY3 | 0 | 728 | 0.0087569 | 8 | 1 | 4-12 (Low-Moderate Slope) | Overall Effective R-Value | 0 | 11.0335 | Ceiling Overall Effective R-Value (Assumes Uninsulated Roof) | 0 | 22.0452 | Yes | Foundation Type with Effective R-Values | 0 | Heated Basement | 999 | 0 | 0 | 0 | 999 | Yes | 0.80821 | 0.61278 | No | 9.758 | 14.49 | 22.7344 | 9.4751 | 8.9583 | Resistance Wall Heat with No AC | Manual | kW | 10 |  |  | Electric | kW | 15 | 35 | -30 | 0 |  | 0.091605 | 0.52133 | 0.01 | 1.0427 | Heat_EZ_Sch_1 | Cool_EZ_Sch_1 | No | DHW_EZ_Sch_1 | 0 | 0 | 0 | No | No | No | No | No | 575.8727 | Misc_Elec_EZ_Sch_1 | 0
SITE_01987 | 4 | USA_OR_Portland-Hillsboro.AP.726986_TMY3 | 0 | 740 | 0.96875 | 8 | 1 | 4-12 (Low-Moderate Slope) | Overall Effective R-Value | 0 | 4.3012 | Ceiling Overall Effective R-Value (Assumes Uninsulated Roof) | 0 | 3.5 | Yes | Foundation Type with Effective R-Values | 0 | Slab | 999 | 2.6329 | 2.6329 | 0 | 999 | Yes | 0.52699 | 0.54897 | No | 0.19276 | 0.29804 | 0.11648 | 0.00047433 | 3.4947 | Resistance Wall Heat with No AC | Manual | kW | 15 |  |  | Electric | kW | 15 | 35 | -30 | 0 |  | 0.091605 | 0.52133 | 0.01 | 1.0427 | Heat_EZ_Sch_1 | Cool_EZ_Sch_1 | No | DHW_EZ_Sch_1 | 0 | 0 | 0 | No | No | No | No | No | 390.1928 | Misc_Elec_EZ_Sch_1 | 0
SITE_01988 | 4 | USA_OR_Portland-Troutdale.AP.726985_TMY3 | 0 | 1506 | 1.3259 | 8 | 1 | 4-12 (Low-Moderate Slope) | Overall Effective R-Value | 0 | 11.2605 | Ceiling Overall Effective R-Value (Assumes Uninsulated Roof) | 0 | 3.5 | Yes | Foundation Type with Effective R-Values | 0 | Heated Basement | 18.1327 | 0 | 0 | 0 | 11.1048 | Yes | 0.67603 | 0.63443 | No | 0.43463 | 0.19021 | 0.29394 | 0.14663 | 5.2126 | Single Speed ASHP (8.5 HSPF 15 SEER) | Manual | ton | 3 | ton | 3 | Electric | kW | 15 | 35 | -30 | 0 |  | 0.091605 | 0.25 | 0.01 | 0.5 | Heat_EZ_Sch_1 | Cool_EZ_Sch_1 | No | DHW_EZ_Sch_1 | 0 | 0 | 0 | No | No | No | No | No | 776.5395 | Misc_Elec_EZ_Sch_1 | 0
SITE_01990 | 4 | USA_OR_Portland-Hillsboro.AP.726986_TMY3 | 0 | 1693 | 1 | 8 | 1 | 4-12 (Low-Moderate Slope) | Overall Effective R-Value | 0 | 7.1939 | Ceiling Overall Effective R-Value (Assumes Uninsulated Roof) | 0 | 34.6072 | Yes | Foundation Type with Effective R-Values | 0 | Vented Crawlspace | 4.7717 | 0 | 0 | 0 | 2.0929 | Yes | 0.52278 | 0.58171 | No | 0.24484 | 0.18283 | 0.003655 | 0.046482 | 12.7471 | Resistance Wall Heat with No AC | Manual | kW | 15 |  |  | Electric | kW | 15 | 35 | -30 | 0 |  | 0.091605 | 0.52133 | 0.01 | 1.0427 | Heat_EZ_Sch_1 | Cool_EZ_Sch_1 | No | DHW_EZ_Sch_1 | 0 | 0 | 0 | No | No | No | No | No | 858.6197 | Misc_Elec_EZ_Sch_1 | 0
SITE_01991 | 4 | USA_WA_Port.Angeles-Fairchild.Intl.AP.727885_TMY3 | 0 | 684 | 0.97862 | 8 | 1 | 4-12 (Low-Moderate Slope) | Overall Effective R-Value | 0 | 5.0895 | Ceiling Overall Effective R-Value (Assumes Uninsulated Roof) | 0 | 7.9129 | Yes | Foundation Type with Effective R-Values | 0 | Vented Crawlspace | 17.9869 | 0 | 0 | 0 | 2.0929 | Yes | 0.5503 | 0.65196 | No | 0.18691 | 0.13682 | 0.064814 | 0.0029507 | 10.1926 | Resistance Wall Heat with No AC | Manual | kW | 15 |  |  | Electric | kW | 15 | 35 | -30 | 0 |  | 0.091605 | 0.52133 | 0.01 | 1.0427 | Heat_EZ_Sch_1 | Cool_EZ_Sch_1 | No | DHW_EZ_Sch_1 | 0 | 0 | 0 | No | No | No | No | No | 567.0696 | Misc_Elec_EZ_Sch_1 | 0
SITE_01992 | 4 | USA_WA_Tacoma.Narrows.AP.727938_TMY3 | 0 | 1485 | 1.7059 | 8 | 1 | 4-12 (Low-Moderate Slope) | Overall Effective R-Value | 0 | 18.3814 | Ceiling Overall Effective R-Value (Assumes Uninsulated Roof) | 0 | 21.4424 | Yes | Foundation Type with Effective R-Values | 0 | Slab | 8.3648 | 2.6329 | 2.6329 | 0 | 999 | Yes | 0.68549 | 0.66549 | No | 0.13605 | 0.17557 | 0.29378 | 0.033487 | 3.77 | Nat. Gas Furnace with No CAC | Manual | kW | 15 |  |  | Electric | kW | 15 | 35 | -30 | 0 | 0.95 | 0.091605 | 2.8 | 0.01 | 5.6 | Heat_EZ_Sch_2 | Cool_EZ_Sch_1 | No | DHW_EZ_Sch_1 | 0 | 0 | 0 | No | No | No | No | No | 818.7702 | Misc_Elec_EZ_Sch_1 | 0
SITE_01993 | 4 | USA_OR_Portland-Hillsboro.AP.726986_TMY3 | 0 | 728 | 2.6125 | 8 | 1 | 4-12 (Low-Moderate Slope) | Overall Effective R-Value | 0 | 13.668 | Ceiling Overall Effective R-Value (Assumes Uninsulated Roof) | 0 | 23.7022 | Yes | Foundation Type with Effective R-Values | 0 | Unheated Basement | 19.6201 | 0 | 0 | 0 | 1.73 | Yes | 0.94673 | 0.59548 | No | 0.16097 | 0.071784 | 0.088544 | 0.023442 | 5.1518 | Ductless Heat Pump (10 HSPF 22 SEER) | Manual | ton | 1.5 | ton | 1.5 | Electric | kW | 15 | 35 | -30 | 0 |  | 0.091605 | 0.52133 | 0.01 | 1.0427 | Heat_EZ_Sch_1 | Cool_EZ_Sch_1 | No | DHW_EZ_Sch_1 | 0 | 0 | 0 | No | No | No | No | No | 742.2978 | Misc_Elec_EZ_Sch_1 | 0
SITE_01994 | 4 | USA_WA_Quillayute.AP.727970_TMY3 | 0 | 2502 | 1.157 | 8 | 1 | 4-12 (Low-Moderate Slope) | Overall Effective R-Value | 0 | 14.7949 | Ceiling Overall Effective R-Value (Assumes Uninsulated Roof) | 0 | 21.5743 | Yes | Foundation Type with Effective R-Values | 0 | Vented Crawlspace | 26.0716 | 0 | 0 | 0 | 2.0929 | Yes | 0.51152 | 0.52211 | No | 0.24941 | 0.14175 | 0.060719 | 0.029069 | 4.1431 | Single Speed ASHP (8.5 HSPF 15 SEER) | Manual | ton | 2.3679 | ton | 2.3679 | Electric | kW | 15 | 35 | -30 | 0 |  | 0.091605 | 4 | 0.01 | 8 | Heat_EZ_Sch_1 | Cool_EZ_Sch_1 | No | DHW_EZ_Sch_1 | 0 | 0 | 0 | No | No | No | No | No | 744.6257 | Misc_Elec_EZ_Sch_1 | 0
SITE_01995 | 4 | USA_WA_Tacoma.Narrows.AP.727938_TMY3 | 0 | 1394 | 1.5376 | 8 | 1 | 4-12 (Low-Moderate Slope) | Overall Effective R-Value | 0 | 12.9355 | Ceiling Overall Effective R-Value (Assumes Uninsulated Roof) | 0 | 45.7413 | Yes | Foundation Type with Effective R-Values | 0 | Vented Crawlspace | 9.5589 | 0 | 0 | 0 | 2.0929 | Yes | 0.51152 | 0.52211 | No | 0.040872 | 0.042445 | 0.26376 | 0.10978 | 1.6303 | Electric Furnace with No CAC | Manual | kW | 15 |  |  | Electric | kW | 15 | 35 | -30 | 0 |  | 0.091605 | 2.2404 | 0.01 | 1.424 | Heat_EZ_Sch_1 | Cool_EZ_Sch_1 | No | DHW_EZ_Sch_1 | 0 | 0 | 0 | No | No | No | No | No | 835.3908 | Misc_Elec_EZ_Sch_1 | 0
SITE_01996 | 4 | USA_WA_Tacoma-JB.Lewis-McChord-McChord.Field.742060_TMY3 | 0 | 2971 | 1 | 8 | 1 | 4-12 (Low-Moderate Slope) | Overall Effective R-Value | 0 | 16.7469 | Ceiling Overall Effective R-Value (Assumes Uninsulated Roof) | 0 | 34.6072 | Yes | Foundation Type with Effective R-Values | 0 | Vented Crawlspace | 34.5783 | 0 | 0 | 0 | 2.0929 | Yes | 0.51152 | 0.53389 | No | 0.3538 | 0.94554 | 0.13534 | 0.083661 | 4.6104 | Single Speed ASHP (8.5 HSPF 15 SEER) | Manual | ton | 3.5833 | ton | 3.5833 | Electric | kW | 15 | 35 | -30 | 0 |  | 0.091605 | 0.47059 | 0.01 | 0.94118 | Heat_EZ_Sch_1 | Cool_EZ_Sch_1 | No | DHW_EZ_Sch_1 | 0 | 0 | 0 | No | No | No | No | No | 699.6666 | Misc_Elec_EZ_Sch_1 | 0
SITE_01997 | 4 | USA_OR_Astoria.Rgnl.AP.727910_TMY3 | 0 | 1171 | 1.6726 | 8 | 1 | 4-12 (Low-Moderate Slope) | Overall Effective R-Value | 0 | 11.6926 | Ceiling Overall Effective R-Value (Assumes Uninsulated Roof) | 0 | 27.5462 | Yes | Foundation Type with Effective R-Values | 0 | Vented Crawlspace | 6.67 | 0 | 0 | 0 | 7.4585 | Yes | 0.53957 | 0.52989 | No | 0.20746 | 0.0031849 | 0.18973 | 0.27782 | 6.9328 | Ductless Heat Pump (10 HSPF 22 SEER) | Manual | ton | 2 | ton | 2 | Electric | kW | 15 | 35 | -30 | 0 |  | 0.091605 | 0.52133 | 0.01 | 1.0427 | Heat_EZ_Sch_1 | Cool_EZ_Sch_1 | No | DHW_EZ_Sch_1 | 0 | 0 | 0 | No | No | No | No | No | 663.4562 | Misc_Elec_EZ_Sch_1 | 0
SITE_01998 | 4 | USA_OR_Portland-Hillsboro.AP.726986_TMY3 | 0 | 195 | 11.2192 | 8 | 1 | 4-12 (Low-Moderate Slope) | Overall Effective R-Value | 0 | 16.4028 | Ceiling Overall Effective R-Value (Assumes Uninsulated Roof) | 0 | 19.0891 | Yes | Foundation Type with Effective R-Values | 0 | Vented Crawlspace | 17.2568 | 2.6329 | 2.6329 | 0 | 999 | Yes | 0.51833 | 0.52211 | No | 0.046232 | 0.070146 | 0.0023271 | 0.0023271 | 4.4054 | Resistance Wall Heat with No AC | Manual | kW | 15 |  |  | Electric | kW | 15 | 35 | -30 | 0 |  | 0.091605 | 0.52133 | 0.01 | 1.0427 | Heat_EZ_Sch_1 | Cool_EZ_Sch_1 | No | DHW_EZ_Sch_1 | 0 | 0 | 0 | No | No | No | No | No | 817.5651 | Misc_Elec_EZ_Sch_1 | 0
SITE_01999 | 4 | USA_WA_Tacoma.Narrows.AP.727938_TMY3 | 0 | 2550 | 0.68348 | 8 | 1 | 4-12 (Low-Moderate Slope) | Overall Effective R-Value | 0 | 17.7794 | Ceiling Overall Effective R-Value (Assumes Uninsulated Roof) | 0 | 17.4933 | Yes | Foundation Type with Effective R-Values | 0 | Heated Basement | 999 | 0 | 0 | 0 | 1.73 | Yes | 0.51152 | 0.53859 | No | 0.41719 | 0.3444 | 0.93051 | 0.17468 | 3.523 | Single Speed ASHP (8.5 HSPF 15 SEER) | Manual | ton | 5.4167 | ton | 5.4167 | Electric | kW | 15 | 35 | -30 | 0 |  | 0.091605 | 0.25 | 0.01 | 0.5 | Heat_EZ_Sch_1 | Cool_EZ_Sch_1 | No | DHW_EZ_Sch_1 | 0 | 0 | 0 | No | No | No | No | No | 966.7718 | Misc_Elec_EZ_Sch_1 | 0
SITE_02000 | 4 | USA_WA_Olympia.Rgnl.AP.727920_TMY3 | 0 | 1020 | 1.8398 | 8 | 1 | 4-12 (Low-Moderate Slope) | Overall Effective R-Value | 0 | 8.4474 | Ceiling Overall Effective R-Value (Assumes Uninsulated Roof) | 0 | 43.3984 | Yes | Foundation Type with Effective R-Values | 0 | Vented Crawlspace | 24.8473 | 2.6329 | 2.6329 | 0 | 2.0929 | Yes | 0.57711 | 0.54474 | No | 0.095138 | 0.13361 | 0.19087 | 0.19273 | 9.514 | Single Speed ASHP (8.5 HSPF 15 SEER) | Manual | ton | 3.9583 | ton | 3.9583 | Electric | kW | 15 | 35 | -30 | 0 |  | 0.091605 | 0.25 | 0.01 | 0.5 | Heat_EZ_Sch_1 | Cool_EZ_Sch_1 | No | DHW_EZ_Sch_1 | 0 | 0 | 0 | No | No | No | No | No | 735.2951 | Misc_Elec_EZ_Sch_1 | 0
SITE_02002 | 4 | USA_OR_Portland-Hillsboro.AP.726986_TMY3 | 0 | 1364 | 1.6978 | 8 | 1 | 4-12 (Low-Moderate Slope) | Overall Effective R-Value | 0 | 14.3164 | Ceiling Overall Effective R-Value (Assumes Uninsulated Roof) | 0 | 6.5324 | Yes | Foundation Type with Effective R-Values | 0 | Vented Crawlspace | 4.707 | 0 | 0 | 0 | 2.0929 | Yes | 0.55318 | 0.65014 | No | 0.063998 | 0.26906 | 0.19766 | 0.098165 | 11.4909 | Nat. Gas Furnace with No CAC | Manual | kW | 20 |  |  | Electric | kW | 15 | 35 | -30 | 0 | 0.9464 | 0.091605 | 2.2404 | 0.01 | 1.424 | Heat_EZ_Sch_2 | Cool_EZ_Sch_1 | No | DHW_EZ_Sch_1 | 0 | 0 | 0 | No | No | No | No | No | 773.3135 | Misc_Elec_EZ_Sch_1 | 0
SITE_02003 | 4 | USA_OR_Portland-Hillsboro.AP.726986_TMY3 | 0 | 986 | 1.0546 | 8 | 1 | 4-12 (Low-Moderate Slope) | Overall Effective R-Value | 0 | 10.4336 | Ceiling Overall Effective R-Value (Assumes Uninsulated Roof) | 0 | 24.1446 | Yes | Foundation Type with Effective R-Values | 0 | Vented Crawlspace | 18.1327 | 0 | 0 | 0 | 2.7568 | Yes | 0.82788 | 0.52211 | No | 0.036989 | 0.036989 | 0.16224 | 0.21455 | 7.7953 | Resistance Wall Heat with No AC | Manual | kW | 15 |  |  | Electric | kW | 15 | 35 | -30 | 0 |  | 0.091605 | 0.52133 | 0.01 | 1.0427 | Heat_EZ_Sch_1 | Cool_EZ_Sch_1 | No | DHW_EZ_Sch_1 | 0 | 0 | 0 | No | No | No | No | No | 504.4304 | Misc_Elec_EZ_Sch_1 | 0
SITE_02004 | 4 | USA_WA_Hoquiam-Bowerman.AP.727923_TMY3 | 0 | 1564 | 1.1471 | 8 | 1 | 4-12 (Low-Moderate Slope) | Overall Effective R-Value | 0 | 16.3106 | Ceiling Overall Effective R-Value (Assumes Uninsulated Roof) | 0 | 50.4259 | Yes | Foundation Type with Effective R-Values | 0 | Vented Crawlspace | 27.4696 | 0 | 0 | 0 | 2.3972 | Yes | 0.51651 | 0.53523 | No | 0.064391 | 0.22882 | 0.069511 | 0.2237 | 5.1963 | Ductless Heat Pump (10 HSPF 22 SEER) | Manual | ton | 1 | ton | 1 | Electric | kW | 15 | 35 | -30 | 0 |  | 0.091605 | 0.52133 | 0.01 | 1.0427 | Heat_EZ_Sch_1 | Cool_EZ_Sch_1 | No | DHW_EZ_Sch_1 | 0 | 0 | 0 | No | No | No | No | No | 821.3439 | Misc_Elec_EZ_Sch_1 | 0
SITE_02005 | 4 | USA_WA_Tacoma-JB.Lewis-McChord-McChord.Field.742060_TMY3 | 0 | 1782 | 1.0537 | 8 | 1 | 4-12 (Low-Moderate Slope) | Overall Effective R-Value | 0 | 17.5367 | Ceiling Overall Effective R-Value (Assumes Uninsulated Roof) | 0 | 11.2891 | Yes | Foundation Type with Effective R-Values | 0 | Vented Crawlspace | 26.0716 | 0 | 0 | 0 | 2.0929 | Yes | 0.74692 | 0.7528 | No | 0.0049373 | 0.10009 | 0.17485 | 0.20662 | 4.4579 | Single Speed ASHP (8.5 HSPF 15 SEER) | Manual | ton | 2.4862 | ton | 2.4862 | Electric | kW | 15 | 35 | -30 | 0 |  | 0.12716 | 13.0358 | 0.01 | 100 | Heat_EZ_Sch_1 | Cool_EZ_Sch_1 | No | DHW_EZ_Sch_1 | 0 | 0 | 0 | No | No | No | No | No | 805.5627 | Misc_Elec_EZ_Sch_1 | 0
SITE_02006 | 4 | USA_WA_Bellingham.Intl.AP.727976_TMY3 | 0 | 1728 | 0.63411 | 8 | 1 | 4-12 (Low-Moderate Slope) | Overall Effective R-Value | 0 | 10.4336 | Ceiling Overall Effective R-Value (Assumes Uninsulated Roof) | 0 | 20.4773 | Yes | Foundation Type with Effective R-Values | 0 | Heated Basement | 20.9771 | 0 | 0 | 0 | 1.73 | Yes | 0.59631 | 0.60035 | No | 0.74247 | 0.36633 | 0.7449 | 0.27201 | 5.0162 | Single Speed ASHP (8.5 HSPF 15 SEER) | Manual | ton | 3 | ton | 3 | Electric | kW | 15 | 35 | -30 | 0 |  | 0.091605 | 0.78873 | 0.01 | 1.5775 | Heat_EZ_Sch_1 | Cool_EZ_Sch_1 | No | DHW_EZ_Sch_1 | 0 | 0 | 0 | No | No | No | No | No | 825.1486 | Misc_Elec_EZ_Sch_1 | 0
SITE_02008 | 4 | USA_OR_Portland-Troutdale.AP.726985_TMY3 | 0 | 1348 | 0.91422 | 8 | 1 | 4-12 (Low-Moderate Slope) | Overall Effective R-Value | 0 | 11.6926 | Ceiling Overall Effective R-Value (Assumes Uninsulated Roof) | 0 | 12.632 | Yes | Foundation Type with Effective R-Values | 0 | Heated Basement | 999 | 2.6329 | 2.6329 | 0 | 11.1048 | Yes | 0.52699 | 0.64941 | No | 0.38192 | 0.28996 | 0.0003724 | 0.02793 | 5.2149 | Single Speed ASHP (8.5 HSPF 15 SEER) | Manual | ton | 2.6 | ton | 2.6 | Electric | kW | 15 | 35 | -30 | 0 |  | 0.091605 | 0.25 | 0.01 | 0.5 | Heat_EZ_Sch_1 | Cool_EZ_Sch_1 | No | DHW_EZ_Sch_1 | 0 | 0 | 0 | No | No | No | No | No | 774.2784 | Misc_Elec_EZ_Sch_1 | 0
SITE_02009 | 4 | USA_OR_Portland-Hillsboro.AP.726986_TMY3 | 0 | 1008 | 0.95623 | 8 | 1 | 4-12 (Low-Moderate Slope) | Overall Effective R-Value | 0 | 11.6603 | Ceiling Overall Effective R-Value (Assumes Uninsulated Roof) | 0 | 26.6668 | Yes | Foundation Type with Effective R-Values | 0 | Vented Crawlspace | 18.1327 | 0 | 0 | 0 | 2.7568 | Yes | 0.81459 | 0.62007 | No | 0.033663 | 0.033663 | 0.29548 | 0.17279 | 14.3202 | Resistance Wall Heat with No AC | Manual | kW | 15 |  |  | Electric | kW | 15 | 35 | -30 | 0 |  | 0.091605 | 0.52133 | 0.01 | 1.0427 | Heat_EZ_Sch_1 | Cool_EZ_Sch_1 | No | DHW_EZ_Sch_1 | 0 | 0 | 0 | No | No | No | No | No | 585.6427 | Misc_Elec_EZ_Sch_1 | 0
SITE_02012 | 4 | USA_OR_Portland-Hillsboro.AP.726986_TMY3 | 0 | 1926 | 1.0625 | 8 | 1 | 4-12 (Low-Moderate Slope) | Overall Effective R-Value | 0 | 12.833 | Ceiling Overall Effective R-Value (Assumes Uninsulated Roof) | 0 | 24.0342 | Yes | Foundation Type with Effective R-Values | 0 | Vented Crawlspace | 19.481 | 0 | 0 | 0 | 2.0929 | Yes | 0.48 | 0.49917 | No | 0.24268 | 0.16742 | 0.12786 | 0.00026807 | 3.2947 | Resistance Wall Heat with No AC | Manual | kW | 15 |  |  | Electric | kW | 15 | 35 | -30 | 0 |  | 0.12716 | 9.7405 | 0.01 | 100 | Heat_EZ_Sch_1 | Cool_EZ_Sch_1 | No | DHW_EZ_Sch_1 | 0 | 0 | 0 | No | No | No | No | No | 1205.7129 | Misc_Elec_EZ_Sch_1 | 0
SITE_02013 | 4 | USA_OR_Portland-Hillsboro.AP.726986_TMY3 | 0 | 964 | 1.9199 | 8 | 1 | 4-12 (Low-Moderate Slope) | Overall Effective R-Value | 0 | 16.2112 | Ceiling Overall Effective R-Value (Assumes Uninsulated Roof) | 0 | 51.3042 | Yes | Foundation Type with Effective R-Values | 0 | Vented Crawlspace | 18.1327 | 0 | 0 | 0 | 2.3972 | Yes | 0.61331 | 0.54008 | No | 0.03738 | 0.0064392 | 0.13174 | 0.21539 | 4.0758 | Nat. Gas Furnace with No CAC | Manual | kW | 15 |  |  | Electric | kW | 15 | 35 | -30 | 0 | 0.8182 | 0.091605 | 0.47059 | 0.01 | 0.94118 | Heat_EZ_Sch_2 | Cool_EZ_Sch_1 | No | DHW_EZ_Sch_1 | 0 | 0 | 0 | No | No | No | No | No | 1210.2227 | Misc_Elec_EZ_Sch_1 | 0
SITE_02014 | 4 | USA_WA_Tacoma-JB.Lewis-McChord-McChord.Field.742060_TMY3 | 0 | 1129 | 1.3637 | 8 | 1 | 4-12 (Low-Moderate Slope) | Overall Effective R-Value | 0 | 11.0335 | Ceiling Overall Effective R-Value (Assumes Uninsulated Roof) | 0 | 16.2577 | Yes | Foundation Type with Effective R-Values | 0 | Vented Crawlspace | 18.1327 | 0 | 0 | 0 | 2.1708 | Yes | 0.53485 | 0.57105 | No | 0.16656 | 0.16813 | 0.15375 | 0.24016 | 5.1349 | Nat. Gas Furnace with No CAC | Manual | kW | 15 |  |  | Electric | kW | 15 | 35 | -30 | 0 | 0.8 | 0.091605 | 1.4 | 0.01 | 2.8 | Heat_EZ_Sch_2 | Cool_EZ_Sch_1 | No | DHW_EZ_Sch_1 | 0 | 0 | 0 | No | No | No | No | No | 722.8033 | Misc_Elec_EZ_Sch_1 | 0
SITE_02016 | 4 | USA_WA_Bremerton.Natl.AP.727928_TMY3 | 0 | 1344 | 2.125 | 8 | 1 | 4-12 (Low-Moderate Slope) | Overall Effective R-Value | 0 | 16.4028 | Ceiling Overall Effective R-Value (Assumes Uninsulated Roof) | 0 | 3.5 | Yes | Foundation Type with Effective R-Values | 0 | Slab | 999 | 2.6329 | 2.6329 | 0 | 999 | Yes | 0.51152 | 0.53469 | No | 0.058432 | 0.433 | 0.045551 | 0.095648 | 3.3562 | Single Speed ASHP (8.5 HSPF 15 SEER) | Manual | ton | 3.2396 | ton | 3.2396 | Electric | kW | 15 | 35 | -30 | 0 |  | 0.091605 | 0.52133 | 0.01 | 1.0427 | Heat_EZ_Sch_1 | Cool_EZ_Sch_1 | No | DHW_EZ_Sch_1 | 0 | 0 | 0 | No | No | No | No | No | 612.074 | Misc_Elec_EZ_Sch_1 | 0
SITE_02017 | 4 | USA_OR_Portland-Hillsboro.AP.726986_TMY3 | 0 | 1053 | 1.2346 | 8 | 1 | 4-12 (Low-Moderate Slope) | Overall Effective R-Value | 0 | 11.8174 | Ceiling Overall Effective R-Value (Assumes Uninsulated Roof) | 0 | 32.2216 | Yes | Foundation Type with Effective R-Values | 0 | Vented Crawlspace | 4.707 | 0 | 0 | 0 | 2.0929 | Yes | 0.5296 | 0.54897 | No | 0.14915 | 0.24878 | 0.062588 | 0.074982 | 7.588 | Single Speed ASHP (8.5 HSPF 15 SEER) | Manual | ton | 2 | ton | 2 | Electric | kW | 15 | 35 | -30 | 0 |  | 0.091605 | 0.25 | 0.01 | 0.5 | Heat_EZ_Sch_1 | Cool_EZ_Sch_1 | No | DHW_EZ_Sch_1 | 0 | 0 | 0 | No | No | No | No | No | 611.418 | Misc_Elec_EZ_Sch_1 | 0
SITE_02021 | 4 | USA_WA_Tacoma-JB.Lewis-McChord-McChord.Field.742060_TMY3 | 0 | 1987 | 0.99767 | 8 | 1 | 4-12 (Low-Moderate Slope) | Overall Effective R-Value | 0 | 14.0904 | Ceiling Overall Effective R-Value (Assumes Uninsulated Roof) | 0 | 57.4508 | Yes | Foundation Type with Effective R-Values | 0 | Vented Crawlspace | 33.0254 | 2.6329 | 2.6329 | 0 | 2.0929 | Yes | 0.35376 | 0.73632 | No | 0.16302 | 0.10868 | 0.16049 | 0.2419 | 4.9753 | Resistance Wall Heat with No AC | Manual | kW | 15 |  |  | Electric | kW | 15 | 35 | -30 | 0 |  | 0.091605 | 0.52133 | 0.01 | 1.0427 | Heat_EZ_Sch_1 | Cool_EZ_Sch_1 | No | DHW_EZ_Sch_1 | 0 | 0 | 0 | No | No | No | No | No | 734.7614 | Misc_Elec_EZ_Sch_1 | 0
SITE_02022 | 4 | USA_WA_Tacoma.Narrows.AP.727938_TMY3 | 0 | 1368 | 1.398 | 8 | 1 | 4-12 (Low-Moderate Slope) | Overall Effective R-Value | 0 | 11.6926 | Ceiling Overall Effective R-Value (Assumes Uninsulated Roof) | 0 | 12.632 | Yes | Foundation Type with Effective R-Values | 0 | Vented Crawlspace | 26.9066 | 0 | 0 | 0 | 2.2323 | Yes | 0.8517 | 0.57265 | No | 0.040525 | 0.015754 | 0.25058 | 0.44579 | 7.4409 | Single Speed ASHP (8.5 HSPF 15 SEER) | Manual | ton | 5 | ton | 5 | Electric | kW | 15 | 35 | -30 | 0 |  | 0.091605 | 0.25 | 0.01 | 0.5 | Heat_EZ_Sch_1 | Cool_EZ_Sch_1 | No | DHW_EZ_Sch_1 | 0 | 0 | 0 | No | No | No | No | No | 721.5456 | Misc_Elec_EZ_Sch_1 | 0
SITE_02023 | 4 | USA_WA_Tacoma.Narrows.AP.727938_TMY3 | 0 | 1361 | 0.96877 | 8 | 1 | 4-12 (Low-Moderate Slope) | Overall Effective R-Value | 0 | 9.8529 | Ceiling Overall Effective R-Value (Assumes Uninsulated Roof) | 0 | 10.6087 | Yes | Foundation Type with Effective R-Values | 0 | Vented Crawlspace | 20.258 | 0 | 0 | 0 | 2.0929 | Yes | 0.52699 | 0.75386 | No | 0.09861 | 0.060539 | 0.1569 | 0.36278 | 7.7545 | Single Speed ASHP (8.5 HSPF 15 SEER) | Manual | ton | 2.2333 | ton | 2.2333 | Electric | kW | 15 | 35 | -30 | 0 |  | 0.091605 | 2.8 | 0.01 | 5.6 | Heat_EZ_Sch_1 | Cool_EZ_Sch_1 | No | DHW_EZ_Sch_1 | 0 | 0 | 0 | No | No | No | No | No | 475.0516 | Misc_Elec_EZ_Sch_1 | 0
SITE_02024 | 4 | USA_WA_Toledo-South.Lewis.County.AP-Carlson.Meml.Field.727926_TMY3 | 0 | 882 | 1.0993 | 8 | 1 | 4-12 (Low-Moderate Slope) | Overall Effective R-Value | 0 | 4.3012 | Ceiling Overall Effective R-Value (Assumes Uninsulated Roof) | 0 | 11.2891 | Yes | Foundation Type with Effective R-Values | 0 | Vented Crawlspace | 4.7448 | 0 | 0 | 0 | 999 | Yes | 0.95353 | 0.61501 | No | 0.2194 | 0.13021 | 0.10127 | 0.11834 | 10.2285 | Resistance Wall Heat with No AC | Manual | kW | 15 |  |  | Electric | kW | 15 | 35 | -30 | 0 |  | 0.091605 | 0.52133 | 0.01 | 1.0427 | Heat_EZ_Sch_1 | Cool_EZ_Sch_1 | No | DHW_EZ_Sch_1 | 0 | 0 | 0 | No | No | No | No | No | 394.6536 | Misc_Elec_EZ_Sch_1 | 0
SITE_02025 | 4 | USA_OR_Portland-Hillsboro.AP.726986_TMY3 | 0 | 1300 | 0.48202 | 8 | 1 | 4-12 (Low-Moderate Slope) | Overall Effective R-Value | 0 | 12.1086 | Ceiling Overall Effective R-Value (Assumes Uninsulated Roof) | 0 | 41.5847 | Yes | Foundation Type with Effective R-Values | 0 | Heated Basement | 999 | 2.6329 | 2.6329 | 0 | 999 | Yes | 0.52699 | 0.54897 | No | 0.13326 | 0.00071924 | 0.47889 | 0.68927 | 6.2402 | Ductless Heat Pump (10 HSPF 22 SEER) | Manual | ton | 1.7545 | ton | 1.7545 | Electric | kW | 15 | 35 | -30 | 0 |  | 0.091605 | 0.52133 | 0.01 | 1.0427 | Heat_EZ_Sch_1 | Cool_EZ_Sch_1 | No | DHW_EZ_Sch_1 | 0 | 0 | 0 | No | No | No | No | No | 581.683 | Misc_Elec_EZ_Sch_1 | 0
SITE_02026 | 4 | USA_OR_Portland-Troutdale.AP.726985_TMY3 | 0 | 1392 | 0.78466 | 8 | 1 | 4-12 (Low-Moderate Slope) | Overall Effective R-Value | 0 | 11.9815 | Ceiling Overall Effective R-Value (Assumes Uninsulated Roof) | 0 | 16.4183 | Yes | Foundation Type with Effective R-Values | 0 | Heated Basement | 4.3632 | 0 | 0 | 0 | 1.73 | Yes | 0.54847 | 0.57161 | No | 0.62103 | 0.27266 | 0.34854 | 0.12167 | 12.7213 | Single Speed ASHP (8.5 HSPF 15 SEER) | Manual | ton | 3.8333 | ton | 3.8333 | Electric | kW | 15 | 35 | -30 | 0 |  | 0.091605 | 0.25 | 0.01 | 0.5 | Heat_EZ_Sch_1 | Cool_EZ_Sch_1 | No | DHW_EZ_Sch_1 | 0 | 0 | 0 | No | No | No | No | No | 1242.9901 | Misc_Elec_EZ_Sch_1 | 0
SITE_02027 | 4 | USA_OR_Portland-Hillsboro.AP.726986_TMY3 | 0 | 1640 | 2.1257 | 8 | 1 | 4-12 (Low-Moderate Slope) | Overall Effective R-Value | 0 | 16.3106 | Ceiling Overall Effective R-Value (Assumes Uninsulated Roof) | 0 | 23.2173 | Yes | Foundation Type with Effective R-Values | 0 | Vented Crawlspace | 19.4474 | 0 | 0 | 0 | 2.0929 | Yes | 0.51905 | 0.53012 | No | 0.24673 | 0.23534 | 0.053808 | 0.073961 | 13.5131 | Electric Furnace with No CAC | Manual | kW | 20 |  |  | Electric | kW | 15 | 35 | -30 | 0 |  | 0.091605 | 0.47059 | 0.01 | 0.94118 | Heat_EZ_Sch_1 | Cool_EZ_Sch_1 | No | DHW_EZ_Sch_1 | 0 | 0 | 0 | No | No | No | No | No | 1416.6936 | Misc_Elec_EZ_Sch_1 | 0
SITE_02030 | 4 | USA_OR_Portland-Hillsboro.AP.726986_TMY3 | 0 | 1032 | 0.96875 | 8 | 1 | 4-12 (Low-Moderate Slope) | Overall Effective R-Value | 0 | 11.0335 | Ceiling Overall Effective R-Value (Assumes Uninsulated Roof) | 0 | 19.8343 | Yes | Foundation Type with Effective R-Values | 0 | Slab | 999 | 2.6329 | 2.6329 | 0 | 999 | Yes | 0.52699 | 0.53622 | No | 0.19687 | 0.11793 | 0.12998 | 0.18482 | 7.0746 | Resistance Wall Heat with No AC | Manual | kW | 15 |  |  | Electric | kW | 15 | 35 | -30 | 0 |  | 0.091605 | 0.52133 | 0.01 | 1.0427 | Heat_EZ_Sch_1 | Cool_EZ_Sch_1 | No | DHW_EZ_Sch_1 | 0 | 0 | 0 | No | No | No | No | No | 577.3865 | Misc_Elec_EZ_Sch_1 | 0
SITE_02031 | 4 | USA_OR_Portland-Hillsboro.AP.726986_TMY3 | 0 | 1618.6 | 1.1154 | 8 | 1 | 4-12 (Low-Moderate Slope) | Overall Effective R-Value | 0 | 16.3008 | Ceiling Overall Effective R-Value (Assumes Uninsulated Roof) | 0 | 15.506 | Yes | Foundation Type with Effective R-Values | 0 | Vented Crawlspace | 26.0716 | 0 | 0 | 0 | 2.0929 | Yes | 0.53013 | 0.5389 | No | 0.17966 | 0.17278 | 0.06886 | 0.038838 | 8.7156 | Nat. Gas Furnace with No CAC | Manual | kW | 15 |  |  | Electric | kW | 15 | 35 | -30 | 0 | 0.95 | 0.091605 | 2.2404 | 0.01 | 1.424 | Heat_EZ_Sch_2 | Cool_EZ_Sch_1 | No | DHW_EZ_Sch_1 | 0 | 0 | 0 | No | No | No | No | No | 537.6318 | Misc_Elec_EZ_Sch_1 | 0
SITE_02032 | 4 | USA_WA_Tacoma.Narrows.AP.727938_TMY3 | 0 | 1152 | 0.98752 | 8 | 1 | 4-12 (Low-Moderate Slope) | Overall Effective R-Value | 0 | 11.6926 | Ceiling Overall Effective R-Value (Assumes Uninsulated Roof) | 0 | 24.0342 | Yes | Foundation Type with Effective R-Values | 0 | Vented Crawlspace | 26.0716 | 0 | 0 | 0 | 999 | Yes | 0.48 | 0.49917 | No | 0.13636 | 0.16446 | 0.046462 | 0.044286 | 1.5459 | Electric Furnace with No CAC | Manual | kW | 10 |  |  | Electric | kW | 15 | 35 | -30 | 0 |  | 0.12716 | 13.0358 | 0.01 | 100 | Heat_EZ_Sch_1 | Cool_EZ_Sch_1 | No | DHW_EZ_Sch_1 | 0 | 0 | 0 | No | No | No | No | No | 477.7657 | Misc_Elec_EZ_Sch_1 | 0
SITE_02033 | 4 | USA_WA_Bremerton.Natl.AP.727928_TMY3 | 0 | 1340 | 1.2067 | 8 | 1 | 4-12 (Low-Moderate Slope) | Overall Effective R-Value | 0 | 10.2366 | Ceiling Overall Effective R-Value (Assumes Uninsulated Roof) | 0 | 22.303 | Yes | Foundation Type with Effective R-Values | 0 | Vented Crawlspace | 26.29 | 0 | 0 | 0 | 2.4473 | Yes | 0.51152 | 0.61639 | No | 0.083164 | 0.11917 | 0.091182 | 0.00028298 | 5.051 | Electric Furnace with No CAC | Manual | kW | 15 |  |  | Electric | kW | 15 | 35 | -30 | 0 |  | 0.091605 | 0.52133 | 0.01 | 1.0427 | Heat_EZ_Sch_1 | Cool_EZ_Sch_1 | No | DHW_EZ_Sch_1 | 0 | 0 | 0 | No | No | No | No | No | 518.3169 | Misc_Elec_EZ_Sch_1 | 0
SITE_02034 | 4 | USA_OR_Portland-Hillsboro.AP.726986_TMY3 | 0 | 1749 | 1.0547 | 8 | 1 | 4-12 (Low-Moderate Slope) | Overall Effective R-Value | 0 | 16.7469 | Ceiling Overall Effective R-Value (Assumes Uninsulated Roof) | 0 | 29.0321 | Yes | Foundation Type with Effective R-Values | 0 | Vented Crawlspace | 26.0716 | 0 | 0 | 0 | 2.0929 | Yes | 0.69003 | 0.54447 | No | 0.097185 | 0.16807 | 0.13581 | 0.12945 | 3.5166 | Nat. Gas Furnace with No CAC | Manual | kW | 15 |  |  | Electric | kW | 15 | 35 | -30 | 0 | 0.8 | 0.091605 | 4.0976 | 0.01 | 8.1951 | Heat_EZ_Sch_2 | Cool_EZ_Sch_1 | No | DHW_EZ_Sch_1 | 0 | 0 | 0 | No | No | No | No | No | 578.1934 | Misc_Elec_EZ_Sch_1 | 0
SITE_02035 | 4 | USA_OR_Portland-Hillsboro.AP.726986_TMY3 | 0 | 2651 | 1.8627 | 8 | 1 | 4-12 (Low-Moderate Slope) | Overall Effective R-Value | 0 | 16.9664 | Ceiling Overall Effective R-Value (Assumes Uninsulated Roof) | 0 | 27.3503 | Yes | Foundation Type with Effective R-Values | 0 | Heated Basement | 14.5876 | 0 | 0 | 0 | 1.73 | Yes | 0.51491 | 0.52512 | No | 0.098065 | 0.224 | 0.30404 | 0.21211 | 4.7989 | Single Speed ASHP (8.5 HSPF 15 SEER) | Manual | ton | 6 | ton | 6 | Electric | kW | 15 | 35 | -30 | 0 |  | 0.091605 | 0.47863 | 0.01 | 0.95726 | Heat_EZ_Sch_1 | Cool_EZ_Sch_1 | No | DHW_EZ_Sch_1 | 0 | 0 | 0 | No | No | No | No | No | 1061.8712 | Misc_Elec_EZ_Sch_1 | 0
SITE_02037 | 4 | USA_WA_Olympia.Rgnl.AP.727920_TMY3 | 0 | 1750 | 1 | 8 | 1 | 4-12 (Low-Moderate Slope) | Overall Effective R-Value | 0 | 16.728 | Ceiling Overall Effective R-Value (Assumes Uninsulated Roof) | 0 | 26.7082 | Yes | Foundation Type with Effective R-Values | 0 | Vented Crawlspace | 20.258 | 0 | 0 | 0 | 2.0929 | Yes | 0.48 | 0.49917 | No | 0.038845 | 0.018343 | 0.3096 | 0.21664 | 1.6119 | Single Speed ASHP (8.5 HSPF 15 SEER) | Manual | ton | 3 | ton | 3 | Electric | kW | 15 | 35 | -30 | 0 |  | 0.12716 | 10.129 | 0.01 | 100 | Heat_EZ_Sch_1 | Cool_EZ_Sch_1 | No | DHW_EZ_Sch_1 | 0 | 0 | 0 | No | No | No | No | No | 547.2772 | Misc_Elec_EZ_Sch_1 | 0
SITE_02038 | 4 | USA_OR_Portland-Hillsboro.AP.726986_TMY3 | 0 | 2481 | 1.0733 | 8 | 1 | 4-12 (Low-Moderate Slope) | Overall Effective R-Value | 0 | 16.0572 | Ceiling Overall Effective R-Value (Assumes Uninsulated Roof) | 0 | 34.6072 | Yes | Foundation Type with Effective R-Values | 0 | Vented Crawlspace | 20.258 | 0 | 0 | 0 | 2.0929 | Yes | 0.81782 | 0.72687 | No | 0.16086 | 0.27568 | 0.12839 | 0.29354 | 11.9266 | Nat. Gas Furnace with No CAC | Manual | kW | 20 |  |  | Electric | kW | 15 | 35 | -30 | 0 | 0.8 | 0.091605 | 2.2404 | 0.01 | 1.424 | Heat_EZ_Sch_2 | Cool_EZ_Sch_1 | No | DHW_EZ_Sch_1 | 0 | 0 | 0 | No | No | No | No | No | 1017.7816 | Misc_Elec_EZ_Sch_1 | 0
SITE_02039 | 4 | USA_OR_Portland-Hillsboro.AP.726986_TMY3 | 0 | 1666 | 0.94995 | 8 | 1 | 4-12 (Low-Moderate Slope) | Overall Effective R-Value | 0 | 9.978 | Ceiling Overall Effective R-Value (Assumes Uninsulated Roof) | 0 | 15.0746 | Yes | Foundation Type with Effective R-Values | 0 | Vented Crawlspace | 17.9869 | 0 | 0 | 0 | 6.9962 | Yes | 0.82236 | 0.55971 | No | 0.13575 | 0.14881 | 0.13575 | 0.14881 | 7.5975 | Single Speed ASHP (8.5 HSPF 15 SEER) | Manual | ton | 2.5 | ton | 2.5 | Electric | kW | 15 | 35 | -30 | 0 |  | 0.091605 | 1.6 | 0.01 | 3.2 | Heat_EZ_Sch_1 | Cool_EZ_Sch_1 | No | DHW_EZ_Sch_1 | 0 | 0 | 0 | No | No | No | No | No | 737.1761 | Misc_Elec_EZ_Sch_1 | 0
SITE_02040 | 4 | USA_WA_Tacoma.Narrows.AP.727938_TMY3 | 0 | 1716 | 0.9697 | 8 | 1 | 4-12 (Low-Moderate Slope) | Overall Effective R-Value | 0 | 16.3106 | Ceiling Overall Effective R-Value (Assumes Uninsulated Roof) | 0 | 11.2891 | Yes | Foundation Type with Effective R-Values | 0 | Vented Crawlspace | 11.3712 | 0 | 0 | 0 | 2.1915 | Yes | 0.75 | 0.7528 | No | 0.0060506 | 0.0060506 | 0.25102 | 0.26105 | 8.9673 | Single Speed ASHP (8.5 HSPF 15 SEER) | Manual | ton | 2.769 | ton | 2.769 | Electric | kW | 15 | 35 | -30 | 0 |  | 0.17053 | 5.6856 | 0.01 | 100 | Heat_EZ_Sch_1 | Cool_EZ_Sch_1 | No | DHW_EZ_Sch_1 | 0 | 0 | 0 | No | No | No | No | No | 533.0803 | Misc_Elec_EZ_Sch_1 | 0
SITE_02041 | 4 | USA_WA_Seattle-King.County.Intl.AP-Boeing.Field.727935_TMY3 | 0 | 1355 | 1.0163 | 8 | 1 | 4-12 (Low-Moderate Slope) | Overall Effective R-Value | 0 | 12.2584 | Ceiling Overall Effective R-Value (Assumes Uninsulated Roof) | 0 | 6.2342 | Yes | Foundation Type with Effective R-Values | 0 | Vented Crawlspace | 20.258 | 0 | 0 | 0 | 2.0929 | Yes | 0.52699 | 0.52211 | No | 0.00033412 | 0.21927 | 0.23147 | 0.19611 | 13.8143 | Nat. Gas Furnace with No CAC | Manual | kW | 15 |  |  | Electric | kW | 15 | 35 | -30 | 0 | 0.8182 | 0.091605 | 2.2404 | 0.01 | 1.424 | Heat_EZ_Sch_2 | Cool_EZ_Sch_1 | No | DHW_EZ_Sch_1 | 0 | 0 | 0 | No | No | No | No | No | 666.0412 | Misc_Elec_EZ_Sch_1 | 0
SITE_02042 | 4 | USA_WA_Tacoma.Narrows.AP.727938_TMY3 | 0 | 1014 | 2.3613 | 8 | 1 | 4-12 (Low-Moderate Slope) | Overall Effective R-Value | 0 | 16.172 | Ceiling Overall Effective R-Value (Assumes Uninsulated Roof) | 0 | 22.0452 | Yes | Foundation Type with Effective R-Values | 0 | Vented Crawlspace | 24.5008 | 0 | 0 | 0 | 2.4473 | Yes | 0.51152 | 0.53082 | No | 0.079195 | 0.11697 | 0.25269 | 0.093741 | 5.6996 | Nat. Gas Furnace with No CAC | Manual | kW | 15 |  |  | Electric | kW | 15 | 35 | -30 | 0 | 0.8116 | 0.091605 | 1.3861 | 0.01 | 2.7723 | Heat_EZ_Sch_2 | Cool_EZ_Sch_1 | No | DHW_EZ_Sch_1 | 0 | 0 | 0 | No | No | No | No | No | 530.8855 | Misc_Elec_EZ_Sch_1 | 0
SITE_02043 | 4 | USA_WA_Seattle-King.County.Intl.AP-Boeing.Field.727935_TMY3 | 0 | 511 | 2.057 | 8 | 1 | 4-12 (Low-Moderate Slope) | Overall Effective R-Value | 0 | 11.6603 | Ceiling Overall Effective R-Value (Assumes Uninsulated Roof) | 0 | 34.7172 | Yes | Foundation Type with Effective R-Values | 0 | Vented Crawlspace | 18.1327 | 0 | 0 | 0 | 2.7568 | Yes | 0.5258 | 0.59909 | No | 0.19663 | 0.11087 | 0.025296 | 0.025296 | 11.6522 | Resistance Wall Heat with No AC | Manual | kW | 15 |  |  | Electric | kW | 15 | 35 | -30 | 0 |  | 0.091605 | 0.52133 | 0.01 | 1.0427 | Heat_EZ_Sch_1 | Cool_EZ_Sch_1 | No | DHW_EZ_Sch_1 | 0 | 0 | 0 | No | No | No | No | No | 807.3612 | Misc_Elec_EZ_Sch_1 | 0
SITE_02045 | 4 | USA_WA_Tacoma.Narrows.AP.727938_TMY3 | 0 | 1477 | 1.9956 | 8 | 1 | 4-12 (Low-Moderate Slope) | Overall Effective R-Value | 0 | 12.4802 | Ceiling Overall Effective R-Value (Assumes Uninsulated Roof) | 0 | 20.9463 | Yes | Foundation Type with Effective R-Values | 0 | Vented Crawlspace | 20.258 | 0 | 0 | 0 | 2.0929 | Yes | 0.51152 | 0.55909 | No | 0.096886 | 0.041652 | 0.37528 | 0.16018 | 4.8168 | Nat. Gas Furnace with No CAC | Manual | kW | 15 |  |  | Electric | kW | 15 | 35 | -30 | 0 | 0.8116 | 0.091605 | 0.78873 | 0.01 | 1.5775 | Heat_EZ_Sch_2 | Cool_EZ_Sch_1 | No | DHW_EZ_Sch_1 | 0 | 0 | 0 | No | No | No | No | No | 912.0348 | Misc_Elec_EZ_Sch_1 | 0
SITE_02047 | 4 | USA_WA_Tacoma.Narrows.AP.727938_TMY3 | 0 | 1041 | 2.0836 | 8 | 1 | 4-12 (Low-Moderate Slope) | Overall Effective R-Value | 0 | 11.8582 | Ceiling Overall Effective R-Value (Assumes Uninsulated Roof) | 0 | 10.712 | Yes | Foundation Type with Effective R-Values | 0 | Heated Basement | 26.0716 | 0 | 0 | 0 | 1.73 | Yes | 0.73135 | 0.61153 | No | 0.18519 | 0.1707 | 0.16141 | 0.20891 | 9.7821 | Nat. Gas Furnace with No CAC | Manual | kW | 20 |  |  | Electric | kW | 15 | 35 | -30 | 0 | 0.8 | 0.091605 | 2.8 | 0.01 | 5.6 | Heat_EZ_Sch_2 | Cool_EZ_Sch_1 | No | DHW_EZ_Sch_1 | 0 | 0 | 0 | No | No | No | No | No | 898.5673 | Misc_Elec_EZ_Sch_1 | 0
SITE_02049 | 4 | USA_WA_Tacoma-JB.Lewis-McChord-McChord.Field.742060_TMY3 | 0 | 1333 | 0.96999 | 8 | 1 | 4-12 (Low-Moderate Slope) | Overall Effective R-Value | 0 | 11.6603 | Ceiling Overall Effective R-Value (Assumes Uninsulated Roof) | 0 | 12.8404 | Yes | Foundation Type with Effective R-Values | 0 | Vented Crawlspace | 11.0945 | 0 | 0 | 0 | 4.7027 | Yes | 0.51905 | 0.63401 | No | 0.28614 | 0.074122 | 0.11883 | 0.13763 | 10.9472 | Nat. Gas Furnace with No CAC | Manual | kW | 15 |  |  | Electric | kW | 15 | 35 | -30 | 0 | 0.8 | 0.091605 | 0.65116 | 0.01 | 1.3023 | Heat_EZ_Sch_2 | Cool_EZ_Sch_1 | No | DHW_EZ_Sch_1 | 0 | 0 | 0 | No | No | No | No | No | 847.1579 | Misc_Elec_EZ_Sch_1 | 0
SITE_02050 | 4 | USA_WA_Tacoma.Narrows.AP.727938_TMY3 | 0 | 1796 | 0.92915 | 8 | 1 | 4-12 (Low-Moderate Slope) | Overall Effective R-Value | 0 | 9.469 | Ceiling Overall Effective R-Value (Assumes Uninsulated Roof) | 0 | 26.6668 | Yes | Foundation Type with Effective R-Values | 0 | Vented Crawlspace | 4.7448 | 0 | 0 | 0 | 2.0929 | Yes | 0.75979 | 0.72103 | No | 0.15831 | 0.20888 | 0.27951 | 0.15182 | 15.42 | Nat. Gas Furnace with No CAC | Manual | kW | 20 |  |  | Electric | kW | 15 | 35 | -30 | 0 | 0.8152 | 0.091605 | 2.848 | 0.01 | 5.696 | Heat_EZ_Sch_2 | Cool_EZ_Sch_1 | No | DHW_EZ_Sch_1 | 0 | 0 | 0 | No | No | No | No | No | 739.7558 | Misc_Elec_EZ_Sch_1 | 0
SITE_02052 | 4 | USA_WA_Renton.Muni.AP.727934_TMY3 | 0 | 1448 | 0.94993 | 8 | 1 | 4-12 (Low-Moderate Slope) | Overall Effective R-Value | 0 | 4.2972 | Ceiling Overall Effective R-Value (Assumes Uninsulated Roof) | 0 | 6.1718 | Yes | Foundation Type with Effective R-Values | 0 | Heated Basement | 999 | 0 | 0 | 0 | 9.0909 | Yes | 0.52907 | 0.55951 | No | 0.40068 | 0.46518 | 0.043082 | 0.062389 | 7.4962 | Nat. Gas Furnace with No CAC | Manual | kW | 20 |  |  | Electric | kW | 15 | 35 | -30 | 0 | 0.925 | 0.091605 | 0.25 | 0.01 | 0.5 | Heat_EZ_Sch_2 | Cool_EZ_Sch_1 | No | DHW_EZ_Sch_1 | 0 | 0 | 0 | No | No | No | No | No | 875.448 | Misc_Elec_EZ_Sch_1 | 0
SITE_02053 | 4 | USA_WA_Seattle-King.County.Intl.AP-Boeing.Field.727935_TMY3 | 0 | 1610 | 1.0326 | 8 | 1 | 4-12 (Low-Moderate Slope) | Overall Effective R-Value | 0 | 11.0335 | Ceiling Overall Effective R-Value (Assumes Uninsulated Roof) | 0 | 7.326 | Yes | Foundation Type with Effective R-Values | 0 | Slab | 999 | 2.6329 | 2.6329 | 0 | 999 | Yes | 0.5847 | 0.54897 | No | 0.034762 | 0.034762 | 0.46948 | 0.45191 | 4.5946 | Nat. Gas Furnace with No CAC | Manual | kW | 15 |  |  | Electric | kW | 15 | 35 | -30 | 0 | 0.8 | 0.091605 | 0.25 | 0.01 | 0.5 | Heat_EZ_Sch_2 | Cool_EZ_Sch_1 | No | DHW_EZ_Sch_1 | 0 | 0 | 0 | No | No | No | No | No | 623.0502 | Misc_Elec_EZ_Sch_1 | 0
SITE_02054 | 4 | USA_OR_Portland-Hillsboro.AP.726986_TMY3 | 0 | 605 | 1 | 8 | 1 | 4-12 (Low-Moderate Slope) | Overall Effective R-Value | 0 | 11.0335 | Ceiling Overall Effective R-Value (Assumes Uninsulated Roof) | 0 | 11.5898 | Yes | Foundation Type with Effective R-Values | 0 | Vented Crawlspace | 18.1327 | 0 | 0 | 0 | 2.1708 | Yes | 0.52699 | 0.53622 | No | 0.12811 | 0.085617 | 0.11281 | 0.10092 | 9.5267 | Resistance Wall Heat with No AC | Manual | kW | 10 |  |  | Electric | kW | 15 | 35 | -30 | 0 |  | 0.091605 | 0.52133 | 0.01 | 1.0427 | Heat_EZ_Sch_1 | Cool_EZ_Sch_1 | No | DHW_EZ_Sch_1 | 0 | 0 | 0 | No | No | No | No | No | 617.7615 | Misc_Elec_EZ_Sch_1 | 0
SITE_02056 | 4 | USA_OR_Portland-Hillsboro.AP.726986_TMY3 | 0 | 1260 | 1 | 8 | 1 | 4-12 (Low-Moderate Slope) | Overall Effective R-Value | 0 | 10.4515 | Ceiling Overall Effective R-Value (Assumes Uninsulated Roof) | 0 | 26.6668 | Yes | Foundation Type with Effective R-Values | 0 | Vented Crawlspace | 26.0716 | 0 | 0 | 0 | 2.0929 | Yes | 0.58574 | 0.73927 | No | 0.25355 | 0.32835 | 0.058985 | 0.048225 | 16.1355 | Nat. Gas Furnace with No CAC | Manual | kW | 15 |  |  | Electric | kW | 15 | 35 | -30 | 0 | 0.8 | 0.091605 | 0.25 | 0.01 | 0.5 | Heat_EZ_Sch_2 | Cool_EZ_Sch_1 | No | DHW_EZ_Sch_1 | 0 | 0 | 0 | No | No | No | No | No | 541.9744 | Misc_Elec_EZ_Sch_1 | 0
SITE_02057 | 4 | USA_OR_Portland-Hillsboro.AP.726986_TMY3 | 0 | 1008 | 1 | 8 | 1 | 4-12 (Low-Moderate Slope) | Overall Effective R-Value | 0 | 16.7916 | Ceiling Overall Effective R-Value (Assumes Uninsulated Roof) | 0 | 14.313 | Yes | Foundation Type with Effective R-Values | 0 | Vented Crawlspace | 4.707 | 0 | 0 | 0 | 2.0929 | Yes | 1.0038 | 0.72954 | No | 0.00039371 | 0.00039371 | 0.34641 | 0.18073 | 8.0769 | Ductless Heat Pump (10 HSPF 22 SEER) | Manual | ton | 1.5 | ton | 1.5 | Electric | kW | 15 | 35 | -30 | 0 |  | 0.091605 | 0.52133 | 0.01 | 1.0427 | Heat_EZ_Sch_1 | Cool_EZ_Sch_1 | No | DHW_EZ_Sch_1 | 0 | 0 | 0 | No | No | No | No | No | 578.4983 | Misc_Elec_EZ_Sch_1 | 0
SITE_02058 | 4 | USA_OR_Portland-Hillsboro.AP.726986_TMY3 | 0 | 1821 | 0.9375 | 8 | 1 | 4-12 (Low-Moderate Slope) | Overall Effective R-Value | 0 | 11.6138 | Ceiling Overall Effective R-Value (Assumes Uninsulated Roof) | 0 | 20.4956 | Yes | Foundation Type with Effective R-Values | 0 | Unheated Basement | 24.3328 | 0 | 0 | 0 | 1.73 | Yes | 0.90303 | 0.56362 | No | 0.27873 | 0.21776 | 0.17228 | 0.1012 | 5.2036 | Resistance Wall Heat with No AC | Manual | kW | 15 |  |  | Electric | kW | 15 | 35 | -30 | 0 |  | 0.091605 | 0.52133 | 0.01 | 1.0427 | Heat_EZ_Sch_1 | Cool_EZ_Sch_1 | No | DHW_EZ_Sch_1 | 0 | 0 | 0 | No | No | No | No | No | 808.9024 | Misc_Elec_EZ_Sch_1 | 0
SITE_02061 | 4 | USA_WA_Tacoma-JB.Lewis-McChord-McChord.Field.742060_TMY3 | 0 | 1440 | 2.1488 | 8 | 1 | 4-12 (Low-Moderate Slope) | Overall Effective R-Value | 0 | 14.4054 | Ceiling Overall Effective R-Value (Assumes Uninsulated Roof) | 0 | 40.1761 | Yes | Foundation Type with Effective R-Values | 0 | Vented Crawlspace | 33.0254 | 0 | 0 | 0 | 2.0929 | Yes | 0.51152 | 0.52752 | No | 0.28697 | 0.1111 | 0.05787 | 0.16205 | 3.4978 | Nat. Gas Furnace with No CAC | Manual | kW | 15 |  |  | Electric | kW | 15 | 35 | -30 | 0 | 0.8214 | 0.091605 | 0.52133 | 0.01 | 1.0427 | Heat_EZ_Sch_2 | Cool_EZ_Sch_1 | No | DHW_EZ_Sch_1 | 0 | 0 | 0 | No | No | No | No | No | 1008.939 | Misc_Elec_EZ_Sch_1 | 0
SITE_02062 | 4 | USA_WA_Tacoma-JB.Lewis-McChord-McChord.Field.742060_TMY3 | 0 | 1861 | 0.93733 | 8 | 1 | 4-12 (Low-Moderate Slope) | Overall Effective R-Value | 0 | 12.4134 | Ceiling Overall Effective R-Value (Assumes Uninsulated Roof) | 0 | 38.7843 | Yes | Foundation Type with Effective R-Values | 0 | Vented Crawlspace | 15.2272 | 0 | 0 | 0 | 2.0929 | Yes | 0.52004 | 0.54382 | No | 0.15629 | 0.086965 | 0.23966 | 0.36698 | 6.6235 | Nat. Gas Furnace with No CAC | Manual | kW | 15 |  |  | Electric | kW | 15 | 35 | -30 | 0 | 0.8 | 0.091605 | 4.0976 | 0.01 | 8.1951 | Heat_EZ_Sch_2 | Cool_EZ_Sch_1 | No | DHW_EZ_Sch_1 | 0 | 0 | 0 | No | No | No | No | No | 830.0557 | Misc_Elec_EZ_Sch_1 | 0
SITE_02064 | 4 | USA_WA_Tacoma-JB.Lewis-McChord-McChord.Field.742060_TMY3 | 0 | 1379 | 1.0327 | 8 | 1 | 4-12 (Low-Moderate Slope) | Overall Effective R-Value | 0 | 11.6603 | Ceiling Overall Effective R-Value (Assumes Uninsulated Roof) | 0 | 6.235 | Yes | Foundation Type with Effective R-Values | 0 | Vented Crawlspace | 33.0254 | 0 | 0 | 0 | 2.0929 | Yes | 0.52671 | 0.52211 | No | 0.11806 | 0.24061 | 0.010865 | 0.089635 | 11.2396 | Ductless Heat Pump (10 HSPF 22 SEER) | Manual | ton | 5 | ton | 5 | Electric | kW | 15 | 35 | -30 | 0 |  | 0.091605 | 0.52133 | 0.01 | 1.0427 | Heat_EZ_Sch_1 | Cool_EZ_Sch_1 | No | DHW_EZ_Sch_1 | 0 | 0 | 0 | No | No | No | No | No | 469.3551 | Misc_Elec_EZ_Sch_1 | 0
SITE_02067 | 4 | USA_OR_Portland-Hillsboro.AP.726986_TMY3 | 0 | 864 | 2.263 | 8 | 1 | 4-12 (Low-Moderate Slope) | Overall Effective R-Value | 0 | 16.3211 | Ceiling Overall Effective R-Value (Assumes Uninsulated Roof) | 0 | 51.3042 | Yes | Foundation Type with Effective R-Values | 0 | Heated Basement | 21.2371 | 0 | 0 | 0 | 15.9006 | Yes | 0.51152 | 0.60057 | No | 0.35313 | 0.072974 | 0.026465 | 0.019522 | 5.7012 | Nat. Gas Furnace with No CAC | Manual | kW | 15 |  |  | Electric | kW | 15 | 35 | -30 | 0 | 0.803 | 0.091605 | 4 | 0.01 | 8 | Heat_EZ_Sch_2 | Cool_EZ_Sch_1 | No | DHW_EZ_Sch_1 | 0 | 0 | 0 | No | No | No | No | No | 819.1964 | Misc_Elec_EZ_Sch_1 | 0