## Model Out
Date/Time | Month | Day | HOD | Run Label | Outdoor Air Temperature [F] | Mains Water Temp[F] | Interior Lights Elec [W] | Interior Equip Misc Elec [W] | Interior Equip Misc Nat Gas [Btu/h] | Living Zone Air Temperature [F] | Fans Elec [W] | Cooling Elec [W] | ASHP Compressor Heat Elec [W] | ASHP Defrost Elec [W] | ASHP Crankcase Heater Elec [W] | ASHP Backup Heat Elec [W]
01/01 01:00:00 | 01 | 01 | 01 | USA_ID_Boise-AP-Gowen-Field-ANGB.726810_AMY_2024EPW | 32.9075 | 51.0528 | 0 | 47.9846 | 0 | 70.0617 | 89.0748 | 0 | 1899.3447 | 96.5046 | 75.8284 | 4299.2828
01/01 02:00:00 | 01 | 01 | 02 | USA_ID_Boise-AP-Gowen-Field-ANGB.726810_AMY_2024EPW | 32 | 51.0528 | 0 | 47.027 | 0 | 70.0434 | 116.1373 | 0 | 2432.1427 | 126.6366 | 50.0042 | 3530.0045
01/01 03:00:00 | 01 | 01 | 03 | USA_ID_Boise-AP-Gowen-Field-ANGB.726810_AMY_2024EPW | 30.9275 | 51.0528 | 0 | 44.1597 | 0 | 70.0362 | 115.3716 | 0 | 2373.3588 | 122.0797 | 60.4888 | 3658.4602
01/01 04:00:00 | 01 | 01 | 04 | USA_ID_Boise-AP-Gowen-Field-ANGB.726810_AMY_2024EPW | 30.02 | 51.0528 | 0 | 42.8957 | 0 | 70.0906 | 124.8211 | 0 | 2654.6761 | 137.0568 | 38.1311 | 4699.6772
01/01 05:00:00 | 01 | 01 | 05 | USA_ID_Boise-AP-Gowen-Field-ANGB.726810_AMY_2024EPW | 30.02 | 51.0528 | 0 | 43.457 | 0 | 70.0709 | 146.5999 | 0 | 2985.1256 | 159.0127 | 33.3333 | 5143.3479
01/01 06:00:00 | 01 | 01 | 06 | USA_ID_Boise-AP-Gowen-Field-ANGB.726810_AMY_2024EPW | 30.02 | 51.0528 | 0 | 42.2599 | 0 | 70.0681 | 146.5155 | 0 | 2979.3032 | 165.6295 | 33.3333 | 5343.7487
01/01 07:00:00 | 01 | 01 | 07 | USA_ID_Boise-AP-Gowen-Field-ANGB.726810_AMY_2024EPW | 30.02 | 51.0528 | 0 | 42.4095 | 0 | 70.0614 | 151.8737 | 0 | 3029.2308 | 168.2747 | 33.3333 | 5584.5945
01/01 08:00:00 | 01 | 01 | 08 | USA_ID_Boise-AP-Gowen-Field-ANGB.726810_AMY_2024EPW | 30.02 | 51.0528 | 0 | 45.3637 | 0 | 70.0557 | 159.8677 | 0 | 3090.8983 | 171.484 | 33.3333 | 5809.4599
01/01 09:00:00 | 01 | 01 | 09 | USA_ID_Boise-AP-Gowen-Field-ANGB.726810_AMY_2024EPW | 29.435 | 51.0528 | 0 | 50.3554 | 0 | 70.0459 | 151.2916 | 0 | 2973.217 | 160.5153 | 36.1111 | 5946.5484
01/01 10:00:00 | 01 | 01 | 10 | USA_ID_Boise-AP-Gowen-Field-ANGB.726810_AMY_2024EPW | 29.525 | 51.0528 | 0 | 60.6668 | 0 | 70.0307 | 130.1855 | 0 | 2776.3605 | 154.8541 | 23.6307 | 4967.9002
01/01 11:00:00 | 01 | 01 | 11 | USA_ID_Boise-AP-Gowen-Field-ANGB.726810_AMY_2024EPW | 32.165 | 51.0528 | 0 | 59.9967 | 0 | 70.023 | 114.1115 | 0 | 2311.0731 | 106.756 | 66.6667 | 4019.3552
01/01 12:00:00 | 01 | 01 | 12 | USA_ID_Boise-AP-Gowen-Field-ANGB.726810_AMY_2024EPW | 36.71 | 51.0528 | 0 | 73.1026 | 0 | 70.0308 | 111.9627 | 0 | 2167.0794 | 118.5465 | 77.9436 | 2863.5181
01/01 13:00:00 | 01 | 01 | 13 | USA_ID_Boise-AP-Gowen-Field-ANGB.726810_AMY_2024EPW | 40.0925 | 51.0528 | 0 | 86.7003 | 0 | 70.0574 | 97.323 | 0 | 2010.1026 | 164.8963 | 62.2142 | 4103.2643
01/01 14:00:00 | 01 | 01 | 14 | USA_ID_Boise-AP-Gowen-Field-ANGB.726810_AMY_2024EPW | 42.6575 | 51.0528 | 0 | 72.2911 | 0 | 70.0566 | 85.2073 | 0 | 2257.9881 | 0 | 67.0147 | 1550.8495
01/01 15:00:00 | 01 | 01 | 15 | USA_ID_Boise-AP-Gowen-Field-ANGB.726810_AMY_2024EPW | 45.1325 | 51.0528 | 0 | 66.6177 | 0 | 70.0532 | 78.0876 | 0 | 2052.8946 | 0 | 75.7727 | 1916.3453
01/01 16:00:00 | 01 | 01 | 16 | USA_ID_Boise-AP-Gowen-Field-ANGB.726810_AMY_2024EPW | 46.04 | 51.0528 | 0 | 76.0535 | 0 | 70.0267 | 71.2895 | 0 | 1968.1179 | 0 | 78.7193 | 1333.9461
01/01 17:00:00 | 01 | 01 | 17 | USA_ID_Boise-AP-Gowen-Field-ANGB.726810_AMY_2024EPW | 43.895 | 51.0528 | 0 | 92.3697 | 0 | 70.0285 | 63.9958 | 0 | 1855.3726 | 0 | 77.7071 | 1487.683
01/01 18:00:00 | 01 | 01 | 18 | USA_ID_Boise-AP-Gowen-Field-ANGB.726810_AMY_2024EPW | 39.8375 | 51.0528 | 0 | 83.7901 | 0 | 70.1035 | 105.4383 | 0 | 2312.8949 | 100.5063 | 57.3595 | 4326.4061
01/01 19:00:00 | 01 | 01 | 19 | USA_ID_Boise-AP-Gowen-Field-ANGB.726810_AMY_2024EPW | 36.38 | 51.0528 | 0 | 77.155 | 0 | 70.1064 | 113.8173 | 0 | 2446.0926 | 140.7365 | 54.0145 | 4279.9809
01/01 20:00:00 | 01 | 01 | 20 | USA_ID_Boise-AP-Gowen-Field-ANGB.726810_AMY_2024EPW | 34.475 | 51.0528 | 0 | 60.4999 | 0 | 70.0707 | 129.6459 | 0 | 2702.202 | 159.3604 | 35.4957 | 4383.1301
01/01 21:00:00 | 01 | 01 | 21 | USA_ID_Boise-AP-Gowen-Field-ANGB.726810_AMY_2024EPW | 33.98 | 51.0528 | 0 | 56.3372 | 0 | 70.0979 | 133.0134 | 0 | 2732.0712 | 151.5111 | 42.1943 | 5382.0251
01/01 22:00:00 | 01 | 01 | 22 | USA_ID_Boise-AP-Gowen-Field-ANGB.726810_AMY_2024EPW | 33.4925 | 51.0528 | 0 | 67.0333 | 0 | 70.088 | 137.9397 | 0 | 2745.1821 | 152.7643 | 41.1268 | 4252.2873
01/01 23:00:00 | 01 | 01 | 23 | USA_ID_Boise-AP-Gowen-Field-ANGB.726810_AMY_2024EPW | 33.5675 | 51.0528 | 0 | 64.573 | 0 | 70.0619 | 137.2317 | 0 | 2816.101 | 163.948 | 32.5998 | 4740.1085
01/01 24:00:00 | 01 | 01 | 24 | USA_ID_Boise-AP-Gowen-Field-ANGB.726810_AMY_2024EPW | 33.98 | 51.0528 | 0 | 56.1505 | 0 | 70.0723 | 143.8144 | 0 | 2964.6119 | 149.5301 | 33.3333 | 5014.1365
01/02 01:00:00 | 01 | 02 | 01 | USA_ID_Boise-AP-Gowen-Field-ANGB.726810_AMY_2024EPW | 33.4925 | 50.9204 | 0 | 35.3822 | 0 | 70.068 | 147.7375 | 0 | 3039.8342 | 135.8783 | 33.3333 | 5135.0125
01/02 02:00:00 | 01 | 02 | 02 | USA_ID_Boise-AP-Gowen-Field-ANGB.726810_AMY_2024EPW | 32.495 | 50.9204 | 0 | 34.6761 | 0 | 70.0621 | 155.6327 | 0 | 3092.0033 | 149.4951 | 33.3333 | 5444.4747
01/02 03:00:00 | 01 | 02 | 03 | USA_ID_Boise-AP-Gowen-Field-ANGB.726810_AMY_2024EPW | 30.9275 | 50.9204 | 0 | 32.5618 | 0 | 70.0553 | 156.1637 | 0 | 3105.6214 | 142.8383 | 33.3333 | 5982.9265
01/02 04:00:00 | 01 | 02 | 04 | USA_ID_Boise-AP-Gowen-Field-ANGB.726810_AMY_2024EPW | 29.435 | 50.9204 | 0 | 31.6298 | 0 | 70.0249 | 141.0629 | 0 | 2971.8719 | 113.4726 | 36.1111 | 5384.2002
01/02 05:00:00 | 01 | 02 | 05 | USA_ID_Boise-AP-Gowen-Field-ANGB.726810_AMY_2024EPW | 28.94 | 50.9204 | 0 | 32.0437 | 0 | 70.0521 | 161.6442 | 0 | 3339.272 | 124.6921 | 19.4444 | 6734.1478
01/02 06:00:00 | 01 | 02 | 06 | USA_ID_Boise-AP-Gowen-Field-ANGB.726810_AMY_2024EPW | 27.8675 | 50.9204 | 0 | 31.161 | 0 | 70.0368 | 162.5961 | 0 | 3183.1418 | 138.5448 | 33.3333 | 6991.1049
01/02 07:00:00 | 01 | 02 | 07 | USA_ID_Boise-AP-Gowen-Field-ANGB.726810_AMY_2024EPW | 27.545 | 50.9204 | 0 | 31.2713 | 0 | 70.0314 | 162.5961 | 0 | 3154.6957 | 153.0291 | 33.3333 | 7291.9801
01/02 08:00:00 | 01 | 02 | 08 | USA_ID_Boise-AP-Gowen-Field-ANGB.726810_AMY_2024EPW | 26.3825 | 50.9204 | 0 | 33.4496 | 0 | 70.009 | 141.525 | 0 | 2977.9892 | 135.7219 | 33.3333 | 6032.3368
01/02 09:00:00 | 01 | 02 | 09 | USA_ID_Boise-AP-Gowen-Field-ANGB.726810_AMY_2024EPW | 24.98 | 50.9204 | 0 | 37.1303 | 0 | 70.0324 | 154.4663 | 0 | 3091.727 | 101.5593 | 41.6667 | 6623.4934
01/02 10:00:00 | 01 | 02 | 10 | USA_ID_Boise-AP-Gowen-Field-ANGB.726810_AMY_2024EPW | 24.98 | 50.9204 | 0 | 44.7336 | 0 | 69.9924 | 122.2905 | 0 | 2938.8048 | 75.8945 | 16.6667 | 4820.7831
01/02 11:00:00 | 01 | 02 | 11 | USA_ID_Boise-AP-Gowen-Field-ANGB.726810_AMY_2024EPW | 26.6375 | 50.9204 | 0 | 44.2394 | 0 | 70.0099 | 133.0258 | 0 | 2897.3997 | 89.9718 | 41.6667 | 4949.3864
01/02 12:00:00 | 01 | 02 | 12 | USA_ID_Boise-AP-Gowen-Field-ANGB.726810_AMY_2024EPW | 29.1125 | 50.9204 | 0 | 53.9033 | 0 | 70.0285 | 150.4197 | 0 | 3092.5642 | 121.8499 | 33.3333 | 5961.545
01/02 13:00:00 | 01 | 02 | 13 | USA_ID_Boise-AP-Gowen-Field-ANGB.726810_AMY_2024EPW | 31.0925 | 50.9204 | 0 | 63.9298 | 0 | 70.0174 | 126.9146 | 0 | 2734.9306 | 115.4677 | 41.6667 | 4630.5499
01/02 14:00:00 | 01 | 02 | 14 | USA_ID_Boise-AP-Gowen-Field-ANGB.726810_AMY_2024EPW | 34.73 | 50.9204 | 0 | 53.3049 | 0 | 70.0324 | 119.993 | 0 | 2613.9074 | 113.8018 | 33.2196 | 4159.0989
01/02 15:00:00 | 01 | 02 | 15 | USA_ID_Boise-AP-Gowen-Field-ANGB.726810_AMY_2024EPW | 38.6 | 50.9204 | 0 | 49.1215 | 0 | 70.0593 | 151.7714 | 0 | 2997.4077 | 151.2909 | 36.1111 | 5036.5942
01/02 16:00:00 | 01 | 02 | 16 | USA_ID_Boise-AP-Gowen-Field-ANGB.726810_AMY_2024EPW | 39.4325 | 50.9204 | 0 | 56.0792 | 0 | 70.0489 | 135.4286 | 0 | 2694.5022 | 170.8796 | 31.9201 | 4325.3667
01/02 17:00:00 | 01 | 02 | 17 | USA_ID_Boise-AP-Gowen-Field-ANGB.726810_AMY_2024EPW | 38.435 | 50.9204 | 0 | 68.1102 | 0 | 70.0581 | 130.7233 | 0 | 2655.6732 | 170.1293 | 34.0018 | 4558.0166
01/02 18:00:00 | 01 | 02 | 18 | USA_ID_Boise-AP-Gowen-Field-ANGB.726810_AMY_2024EPW | 36.8675 | 50.9204 | 0 | 61.7839 | 0 | 70.1294 | 153.3516 | 0 | 3067.8377 | 160.9909 | 23.4359 | 4668.736
01/02 19:00:00 | 01 | 02 | 19 | USA_ID_Boise-AP-Gowen-Field-ANGB.726810_AMY_2024EPW | 34.8875 | 50.9204 | 0 | 56.8914 | 0 | 70.0584 | 141.6922 | 0 | 2921.2556 | 122.2177 | 31.2736 | 4746.5036
01/02 20:00:00 | 01 | 02 | 20 | USA_ID_Boise-AP-Gowen-Field-ANGB.726810_AMY_2024EPW | 33.98 | 50.9204 | 0 | 44.6105 | 0 | 70.0451 | 137.2582 | 0 | 2859.1 | 112.3267 | 29.8785 | 4395.8755
01/02 21:00:00 | 01 | 02 | 21 | USA_ID_Boise-AP-Gowen-Field-ANGB.726810_AMY_2024EPW | 32.9075 | 50.9204 | 0 | 41.5411 | 0 | 70.0615 | 158.8332 | 0 | 3184.2615 | 116.0166 | 33.3333 | 5255.7443
01/02 22:00:00 | 01 | 02 | 22 | USA_ID_Boise-AP-Gowen-Field-ANGB.726810_AMY_2024EPW | 32 | 50.9204 | 0 | 49.428 | 0 | 70.0584 | 162.5961 | 0 | 3260.3877 | 94.0189 | 33.3333 | 5318.2568
01/02 23:00:00 | 01 | 02 | 23 | USA_ID_Boise-AP-Gowen-Field-ANGB.726810_AMY_2024EPW | 32 | 50.9204 | 0 | 47.6139 | 0 | 70.0838 | 160.9528 | 0 | 3273.4955 | 90.7996 | 30.5556 | 5070.7265
01/02 24:00:00 | 01 | 02 | 24 | USA_ID_Boise-AP-Gowen-Field-ANGB.726810_AMY_2024EPW | 32 | 50.9204 | 0 | 41.4034 | 0 | 70.0292 | 128.2213 | 0 | 2688.2204 | 143.3972 | 28.9923 | 4571.356
01/03 01:00:00 | 01 | 03 | 01 | USA_ID_Boise-AP-Gowen-Field-ANGB.726810_AMY_2024EPW | 32 | 50.7911 | 0 | 35.8015 | 0 | 70.0562 | 151.6219 | 0 | 2984.1387 | 202.9146 | 27.7778 | 5709.5758
01/03 02:00:00 | 01 | 03 | 02 | USA_ID_Boise-AP-Gowen-Field-ANGB.726810_AMY_2024EPW | 32 | 50.7911 | 0 | 35.087 | 0 | 70.0498 | 141.1666 | 0 | 2804.6141 | 177.2448 | 34.3669 | 5753.5613
01/03 03:00:00 | 01 | 03 | 03 | USA_ID_Boise-AP-Gowen-Field-ANGB.726810_AMY_2024EPW | 31.415 | 50.7911 | 0 | 32.9477 | 0 | 70.0402 | 144.1931 | 0 | 2917.5236 | 179.4421 | 33.3333 | 6709.122
01/03 04:00:00 | 01 | 03 | 04 | USA_ID_Boise-AP-Gowen-Field-ANGB.726810_AMY_2024EPW | 30.92 | 50.7911 | 0 | 32.0046 | 0 | 70.0883 | 162.4459 | 0 | 3191.0175 | 195.4273 | 22.2222 | 6537.246
01/03 05:00:00 | 01 | 03 | 05 | USA_ID_Boise-AP-Gowen-Field-ANGB.726810_AMY_2024EPW | 30.92 | 50.7911 | 0 | 32.4234 | 0 | 70.0657 | 143.3556 | 0 | 2887.2502 | 173.002 | 26.6714 | 5089.4223
01/03 06:00:00 | 01 | 03 | 06 | USA_ID_Boise-AP-Gowen-Field-ANGB.726810_AMY_2024EPW | 31.505 | 50.7911 | 0 | 31.5302 | 0 | 70.029 | 145.6754 | 0 | 2893.4874 | 184.9612 | 36.1111 | 6713.9761
01/03 07:00:00 | 01 | 03 | 07 | USA_ID_Boise-AP-Gowen-Field-ANGB.726810_AMY_2024EPW | 32 | 50.7911 | 0 | 31.6418 | 0 | 70.052 | 145.4306 | 0 | 2867.4541 | 195.0811 | 36.1111 | 6183.6407
01/03 08:00:00 | 01 | 03 | 08 | USA_ID_Boise-AP-Gowen-Field-ANGB.726810_AMY_2024EPW | 32 | 50.7911 | 0 | 33.846 | 0 | 70.0387 | 142.3955 | 0 | 2859.5316 | 189.5282 | 25 | 5981.0234
01/03 09:00:00 | 01 | 03 | 09 | USA_ID_Boise-AP-Gowen-Field-ANGB.726810_AMY_2024EPW | 32 | 50.7911 | 0 | 37.5703 | 0 | 70.0569 | 151.1909 | 0 | 2904.7645 | 189.7136 | 38.8889 | 6455.6599
01/03 10:00:00 | 01 | 03 | 10 | USA_ID_Boise-AP-Gowen-Field-ANGB.726810_AMY_2024EPW | 32 | 50.7911 | 0 | 45.2636 | 0 | 70.0141 | 134.3947 | 0 | 2832.0662 | 185.8607 | 25 | 5258.6191
01/03 11:00:00 | 01 | 03 | 11 | USA_ID_Boise-AP-Gowen-Field-ANGB.726810_AMY_2024EPW | 32.585 | 50.7911 | 0 | 44.7637 | 0 | 70.0227 | 132.9319 | 0 | 2839.4649 | 161.0881 | 25 | 5060.5859
01/03 12:00:00 | 01 | 03 | 12 | USA_ID_Boise-AP-Gowen-Field-ANGB.726810_AMY_2024EPW | 33.5675 | 50.7911 | 0 | 54.542 | 0 | 70.0455 | 143.7183 | 0 | 3033.027 | 134.3805 | 22.2222 | 5466.9618
01/03 13:00:00 | 01 | 03 | 13 | USA_ID_Boise-AP-Gowen-Field-ANGB.726810_AMY_2024EPW | 33.98 | 50.7911 | 0 | 64.6873 | 0 | 70.0252 | 129.071 | 0 | 2857.6557 | 72.3331 | 26.6732 | 4609.5162
01/03 14:00:00 | 01 | 03 | 14 | USA_ID_Boise-AP-Gowen-Field-ANGB.726810_AMY_2024EPW | 33.98 | 50.7911 | 0 | 53.9366 | 0 | 70.0492 | 150.614 | 0 | 3160.411 | 69.9403 | 36.1111 | 5399.5016
01/03 15:00:00 | 01 | 03 | 15 | USA_ID_Boise-AP-Gowen-Field-ANGB.726810_AMY_2024EPW | 34.565 | 50.7911 | 0 | 49.7036 | 0 | 70.0407 | 130.3442 | 0 | 2890.258 | 83.6775 | 25 | 5018.1236
01/03 16:00:00 | 01 | 03 | 16 | USA_ID_Boise-AP-Gowen-Field-ANGB.726810_AMY_2024EPW | 35.06 | 50.7911 | 0 | 56.7437 | 0 | 70.033 | 136.5865 | 0 | 2945.3326 | 45.4677 | 35.3208 | 4316.8152
01/03 17:00:00 | 01 | 03 | 17 | USA_ID_Boise-AP-Gowen-Field-ANGB.726810_AMY_2024EPW | 35.06 | 50.7911 | 0 | 68.9173 | 0 | 70.0318 | 122.3226 | 0 | 2837.9158 | 23.8795 | 25.9762 | 3909.4151
01/03 18:00:00 | 01 | 03 | 18 | USA_ID_Boise-AP-Gowen-Field-ANGB.726810_AMY_2024EPW | 35.06 | 50.7911 | 0 | 62.516 | 0 | 70.0928 | 152.9696 | 0 | 3221.4281 | 101.7991 | 17.2652 | 5681.6888
01/03 19:00:00 | 01 | 03 | 19 | USA_ID_Boise-AP-Gowen-Field-ANGB.726810_AMY_2024EPW | 34.475 | 50.7911 | 0 | 57.5655 | 0 | 70.0758 | 147.8933 | 0 | 2954.9312 | 155.9134 | 36.1111 | 6003.4549
01/03 20:00:00 | 01 | 03 | 20 | USA_ID_Boise-AP-Gowen-Field-ANGB.726810_AMY_2024EPW | 33.4925 | 50.7911 | 0 | 45.1391 | 0 | 70.0356 | 148.5461 | 0 | 2993.1613 | 173.9235 | 30.5556 | 6358.3814
01/03 21:00:00 | 01 | 03 | 21 | USA_ID_Boise-AP-Gowen-Field-ANGB.726810_AMY_2024EPW | 33.08 | 50.7911 | 0 | 42.0333 | 0 | 70.0655 | 155.9376 | 0 | 3024.9996 | 198.0662 | 30.5556 | 6497.7161
01/03 22:00:00 | 01 | 03 | 22 | USA_ID_Boise-AP-Gowen-Field-ANGB.726810_AMY_2024EPW | 33.08 | 50.7911 | 0 | 50.0137 | 0 | 70.0268 | 156.1489 | 0 | 2986.476 | 202.095 | 33.3333 | 6925.1856
01/03 23:00:00 | 01 | 03 | 23 | USA_ID_Boise-AP-Gowen-Field-ANGB.726810_AMY_2024EPW | 33.08 | 50.7911 | 0 | 48.1781 | 0 | 70.0377 | 127.7391 | 0 | 2733.2017 | 169.657 | 33.3333 | 5268.1156
01/03 24:00:00 | 01 | 03 | 24 | USA_ID_Boise-AP-Gowen-Field-ANGB.726810_AMY_2024EPW | 33.08 | 50.7911 | 0 | 41.894 | 0 | 70.0153 | 134.3484 | 0 | 2741.7556 | 171.3536 | 41.6667 | 4606.3231
01/04 01:00:00 | 01 | 04 | 01 | USA_ID_Boise-AP-Gowen-Field-ANGB.726810_AMY_2024EPW | 33.08 | 50.6649 | 0 | 79.1578 | 0 | 70.0623 | 156.6642 | 0 | 3031.439 | 189.4608 | 25 | 6262.5982
01/04 02:00:00 | 01 | 04 | 02 | USA_ID_Boise-AP-Gowen-Field-ANGB.726810_AMY_2024EPW | 33.5675 | 50.6649 | 0 | 77.5781 | 0 | 70.0162 | 131.3365 | 0 | 2642.7597 | 161.9435 | 42.3948 | 4800.6435
01/04 03:00:00 | 01 | 04 | 03 | USA_ID_Boise-AP-Gowen-Field-ANGB.726810_AMY_2024EPW | 33.98 | 50.6649 | 0 | 72.848 | 0 | 70.0318 | 152.8588 | 0 | 2964.0868 | 191.6861 | 33.3333 | 5992.1785
01/04 04:00:00 | 01 | 04 | 04 | USA_ID_Boise-AP-Gowen-Field-ANGB.726810_AMY_2024EPW | 33.98 | 50.6649 | 0 | 70.7628 | 0 | 70.0246 | 135.5377 | 0 | 2849.6542 | 175.9376 | 25 | 5360.1508
01/04 05:00:00 | 01 | 04 | 05 | USA_ID_Boise-AP-Gowen-Field-ANGB.726810_AMY_2024EPW | 33.4925 | 50.6649 | 0 | 71.6888 | 0 | 70.0517 | 162.5961 | 0 | 3136.0496 | 153.3866 | 33.3333 | 6508.1147
01/04 06:00:00 | 01 | 04 | 06 | USA_ID_Boise-AP-Gowen-Field-ANGB.726810_AMY_2024EPW | 33.08 | 50.6649 | 0 | 69.714 | 0 | 70.0368 | 162.5961 | 0 | 3164.6398 | 139.6678 | 33.3333 | 6940.3765
01/04 07:00:00 | 01 | 04 | 07 | USA_ID_Boise-AP-Gowen-Field-ANGB.726810_AMY_2024EPW | 33.08 | 50.6649 | 0 | 69.9608 | 0 | 70.0172 | 144.9755 | 0 | 3023.962 | 132.8204 | 25 | 6456.371
01/04 08:00:00 | 01 | 04 | 08 | USA_ID_Boise-AP-Gowen-Field-ANGB.726810_AMY_2024EPW | 33.08 | 50.6649 | 0 | 74.8342 | 0 | 70 | 135.5532 | 0 | 2843.5207 | 123.7484 | 41.6667 | 4854.2433
01/04 09:00:00 | 01 | 04 | 09 | USA_ID_Boise-AP-Gowen-Field-ANGB.726810_AMY_2024EPW | 32.495 | 50.6649 | 0 | 83.0687 | 0 | 70.0383 | 162.5961 | 0 | 3192.909 | 126.7932 | 33.3333 | 6673.6418
01/04 10:00:00 | 01 | 04 | 10 | USA_ID_Boise-AP-Gowen-Field-ANGB.726810_AMY_2024EPW | 31.415 | 50.6649 | 0 | 100.0788 | 0 | 69.9992 | 120.8982 | 0 | 2753.993 | 100.7748 | 25 | 4894.2106
01/04 11:00:00 | 01 | 04 | 11 | USA_ID_Boise-AP-Gowen-Field-ANGB.726810_AMY_2024EPW | 31.505 | 50.6649 | 0 | 98.9734 | 0 | 70.0363 | 126.4404 | 0 | 2822.4557 | 104.661 | 18.1218 | 5132.6668
01/04 12:00:00 | 01 | 04 | 12 | USA_ID_Boise-AP-Gowen-Field-ANGB.726810_AMY_2024EPW | 33.6575 | 50.6649 | 0 | 120.5936 | 0 | 70.0132 | 133.031 | 0 | 2833.8617 | 111.1543 | 41.6667 | 4439.6256
01/04 13:00:00 | 01 | 04 | 13 | USA_ID_Boise-AP-Gowen-Field-ANGB.726810_AMY_2024EPW | 37.6925 | 50.6649 | 0 | 143.0251 | 0 | 70.044 | 142.6382 | 0 | 2908.4124 | 149.1594 | 25.4187 | 5384.3946
01/04 14:00:00 | 01 | 04 | 14 | USA_ID_Boise-AP-Gowen-Field-ANGB.726810_AMY_2024EPW | 41.09 | 50.6649 | 0 | 119.2549 | 0 | 70.0298 | 124.0364 | 0 | 2780.6713 | 80.3362 | 30.2008 | 3891.3801
01/04 15:00:00 | 01 | 04 | 15 | USA_ID_Boise-AP-Gowen-Field-ANGB.726810_AMY_2024EPW | 42.5675 | 50.6649 | 0 | 109.8957 | 0 | 70.0358 | 125.1126 | 0 | 3005.2205 | 0 | 37.1163 | 3065.0141
01/04 16:00:00 | 01 | 04 | 16 | USA_ID_Boise-AP-Gowen-Field-ANGB.726810_AMY_2024EPW | 42.98 | 50.6649 | 0 | 125.4616 | 0 | 70.0767 | 120.936 | 0 | 3026.1491 | 0 | 35.779 | 2962.3835
01/04 17:00:00 | 01 | 04 | 17 | USA_ID_Boise-AP-Gowen-Field-ANGB.726810_AMY_2024EPW | 42.4925 | 50.6649 | 0 | 152.3776 | 0 | 70.052 | 113.8314 | 0 | 2907.9209 | 0 | 38.0642 | 2754.0334
01/04 18:00:00 | 01 | 04 | 18 | USA_ID_Boise-AP-Gowen-Field-ANGB.726810_AMY_2024EPW | 41.495 | 50.6649 | 0 | 138.2243 | 0 | 70.0533 | 105.3502 | 0 | 2664.9594 | 20.2343 | 43.6601 | 2704.3637
01/04 19:00:00 | 01 | 04 | 19 | USA_ID_Boise-AP-Gowen-Field-ANGB.726810_AMY_2024EPW | 40.415 | 50.6649 | 0 | 127.2787 | 0 | 70.0746 | 146.646 | 0 | 2908.563 | 181.727 | 33.3333 | 4862.7126
01/04 20:00:00 | 01 | 04 | 20 | USA_ID_Boise-AP-Gowen-Field-ANGB.726810_AMY_2024EPW | 39.92 | 50.6649 | 0 | 99.8036 | 0 | 70.0752 | 145.0557 | 0 | 2913.6092 | 170.7691 | 33.3333 | 4815.4776
01/04 21:00:00 | 01 | 04 | 21 | USA_ID_Boise-AP-Gowen-Field-ANGB.726810_AMY_2024EPW | 39.92 | 50.6649 | 0 | 92.9366 | 0 | 70.0581 | 127.6093 | 0 | 2592.4416 | 164.2248 | 38.4292 | 3940.5523
01/04 22:00:00 | 01 | 04 | 22 | USA_ID_Boise-AP-Gowen-Field-ANGB.726810_AMY_2024EPW | 39.92 | 50.6649 | 0 | 110.5815 | 0 | 70.0814 | 134.3865 | 0 | 2813.2868 | 163.4952 | 33.3333 | 4667.0151
01/04 23:00:00 | 01 | 04 | 23 | USA_ID_Boise-AP-Gowen-Field-ANGB.726810_AMY_2024EPW | 39.4325 | 50.6649 | 0 | 106.5228 | 0 | 70.0584 | 127.2655 | 0 | 2605.4691 | 154.5866 | 38.6972 | 3906.2708
01/04 24:00:00 | 01 | 04 | 24 | USA_ID_Boise-AP-Gowen-Field-ANGB.726810_AMY_2024EPW | 38.435 | 50.6649 | 0 | 92.6287 | 0 | 70.0632 | 130.8416 | 0 | 2653.6045 | 154.5454 | 45.2471 | 4752.0692
01/05 01:00:00 | 01 | 05 | 01 | USA_ID_Boise-AP-Gowen-Field-ANGB.726810_AMY_2024EPW | 37.94 | 50.5418 | 0 | 38.2101 | 0 | 70.0826 | 142.6568 | 0 | 2779.5565 | 188.3018 | 34.9212 | 4447.7107
01/05 02:00:00 | 01 | 05 | 02 | USA_ID_Boise-AP-Gowen-Field-ANGB.726810_AMY_2024EPW | 37.94 | 50.5418 | 0 | 37.4476 | 0 | 70.0538 | 150.261 | 0 | 2803.7105 | 225.8202 | 31.4163 | 5199.2026
01/05 03:00:00 | 01 | 05 | 03 | USA_ID_Boise-AP-Gowen-Field-ANGB.726810_AMY_2024EPW | 37.4525 | 50.5418 | 0 | 35.1644 | 0 | 70.0548 | 150.7941 | 0 | 2795.5404 | 231.5746 | 31.8542 | 5228.6962
01/05 04:00:00 | 01 | 05 | 04 | USA_ID_Boise-AP-Gowen-Field-ANGB.726810_AMY_2024EPW | 37.04 | 50.5418 | 0 | 34.1578 | 0 | 70.0643 | 162.2996 | 0 | 2938.8927 | 245.3773 | 33.3333 | 5663.5725
01/05 05:00:00 | 01 | 05 | 05 | USA_ID_Boise-AP-Gowen-Field-ANGB.726810_AMY_2024EPW | 36.455 | 50.5418 | 0 | 34.6048 | 0 | 70.0638 | 162.4533 | 0 | 2970.0186 | 231.348 | 33.3333 | 5625.756
01/05 06:00:00 | 01 | 05 | 06 | USA_ID_Boise-AP-Gowen-Field-ANGB.726810_AMY_2024EPW | 35.96 | 50.5418 | 0 | 33.6516 | 0 | 70.0638 | 141.3021 | 0 | 2764.7942 | 216.7924 | 25.4802 | 5230.0772
01/05 07:00:00 | 01 | 05 | 07 | USA_ID_Boise-AP-Gowen-Field-ANGB.726810_AMY_2024EPW | 35.96 | 50.5418 | 0 | 33.7707 | 0 | 70.085 | 161.8584 | 0 | 3000.5632 | 228.6446 | 30.5556 | 6022.047
01/05 08:00:00 | 01 | 05 | 08 | USA_ID_Boise-AP-Gowen-Field-ANGB.726810_AMY_2024EPW | 35.96 | 50.5418 | 0 | 36.1231 | 0 | 70.0787 | 139.8769 | 0 | 2723.0788 | 201.9393 | 35.3802 | 4969.9835
01/05 09:00:00 | 01 | 05 | 09 | USA_ID_Boise-AP-Gowen-Field-ANGB.726810_AMY_2024EPW | 35.4725 | 50.5418 | 0 | 40.098 | 0 | 70.0553 | 141.4128 | 0 | 2714.4148 | 209.206 | 30.0426 | 5465.6156
01/05 10:00:00 | 01 | 05 | 10 | USA_ID_Boise-AP-Gowen-Field-ANGB.726810_AMY_2024EPW | 34.475 | 50.5418 | 0 | 48.3089 | 0 | 70.0373 | 165.306 | 0 | 3023.1042 | 236.3402 | 30.5556 | 7623.4751
01/05 11:00:00 | 01 | 05 | 11 | USA_ID_Boise-AP-Gowen-Field-ANGB.726810_AMY_2024EPW | 34.565 | 50.5418 | 0 | 47.7753 | 0 | 70.0386 | 153.365 | 0 | 2995.4657 | 226.6006 | 16.9442 | 7117.8807
01/05 12:00:00 | 01 | 05 | 12 | USA_ID_Boise-AP-Gowen-Field-ANGB.726810_AMY_2024EPW | 36.62 | 50.5418 | 0 | 58.2116 | 0 | 69.9967 | 159.0102 | 0 | 3073.2365 | 201.0311 | 25 | 7936.9
01/05 13:00:00 | 01 | 05 | 13 | USA_ID_Boise-AP-Gowen-Field-ANGB.726810_AMY_2024EPW | 39.0125 | 50.5418 | 0 | 69.0394 | 0 | 70.0263 | 116.5678 | 0 | 2643.7326 | 198.5904 | 0.10991 | 5049.9978
01/05 14:00:00 | 01 | 05 | 14 | USA_ID_Boise-AP-Gowen-Field-ANGB.726810_AMY_2024EPW | 40.505 | 50.5418 | 0 | 57.5654 | 0 | 70.0044 | 159.8033 | 0 | 3028.0483 | 235.9059 | 20.2824 | 8261.0915
01/05 15:00:00 | 01 | 05 | 15 | USA_ID_Boise-AP-Gowen-Field-ANGB.726810_AMY_2024EPW | 41.585 | 50.5418 | 0 | 53.0476 | 0 | 69.9895 | 157.1084 | 0 | 3548.6263 | 0 | 23.0612 | 5593.5003
01/05 16:00:00 | 01 | 05 | 16 | USA_ID_Boise-AP-Gowen-Field-ANGB.726810_AMY_2024EPW | 42.08 | 50.5418 | 0 | 60.5614 | 0 | 70.0458 | 139.4787 | 0 | 3187.6774 | 0 | 35.1093 | 3916.7393
01/05 17:00:00 | 01 | 05 | 17 | USA_ID_Boise-AP-Gowen-Field-ANGB.726810_AMY_2024EPW | 42.08 | 50.5418 | 0 | 73.5539 | 0 | 70.0304 | 121.5644 | 0 | 2960.3411 | 0 | 30.8274 | 3143.5177
01/05 18:00:00 | 01 | 05 | 18 | USA_ID_Boise-AP-Gowen-Field-ANGB.726810_AMY_2024EPW | 40.91 | 50.5418 | 0 | 66.722 | 0 | 70.0615 | 136.3754 | 0 | 2887.4351 | 140.6944 | 26.555 | 4607.753
01/05 19:00:00 | 01 | 05 | 19 | USA_ID_Boise-AP-Gowen-Field-ANGB.726810_AMY_2024EPW | 38.36 | 50.5418 | 0 | 61.4385 | 0 | 70.0781 | 155.8029 | 0 | 2914.6647 | 234.5803 | 30.5556 | 6059.3732
01/05 20:00:00 | 01 | 05 | 20 | USA_ID_Boise-AP-Gowen-Field-ANGB.726810_AMY_2024EPW | 35.9675 | 50.5418 | 0 | 48.1761 | 0 | 70.0417 | 124.0745 | 0 | 2446.6579 | 195.5862 | 35.129 | 4569.0228
01/05 21:00:00 | 01 | 05 | 21 | USA_ID_Boise-AP-Gowen-Field-ANGB.726810_AMY_2024EPW | 33.9875 | 50.5418 | 0 | 44.8613 | 0 | 70.0623 | 161.8453 | 0 | 3015.4387 | 210.5789 | 33.3333 | 5657.2693
01/05 22:00:00 | 01 | 05 | 22 | USA_ID_Boise-AP-Gowen-Field-ANGB.726810_AMY_2024EPW | 31.91 | 50.5418 | 0 | 53.3786 | 0 | 70.0682 | 158.4626 | 0 | 3046.7608 | 196.0009 | 30.5556 | 6015.8067
01/05 23:00:00 | 01 | 05 | 23 | USA_ID_Boise-AP-Gowen-Field-ANGB.726810_AMY_2024EPW | 30.4325 | 50.5418 | 0 | 51.4195 | 0 | 70.0385 | 159.4952 | 0 | 3097.1258 | 183.3739 | 30.5556 | 7169.801
01/05 24:00:00 | 01 | 05 | 24 | USA_ID_Boise-AP-Gowen-Field-ANGB.726810_AMY_2024EPW | 31.0925 | 50.5418 | 0 | 44.7126 | 0 | 70.0509 | 173.4358 | 0 | 3274.9689 | 202.5523 | 22.2222 | 7567.1134
01/06 01:00:00 | 01 | 06 | 01 | USA_ID_Boise-AP-Gowen-Field-ANGB.726810_AMY_2024EPW | 32 | 50.422 | 0 | 47.2283 | 0 | 70.0228 | 165.306 | 0 | 3087.3325 | 208.5284 | 30.5556 | 8134.4056
01/06 02:00:00 | 01 | 06 | 02 | USA_ID_Boise-AP-Gowen-Field-ANGB.726810_AMY_2024EPW | 31.415 | 50.422 | 0 | 46.2858 | 0 | 70.0136 | 137.4964 | 0 | 2749.9438 | 182.9329 | 35.9548 | 4918.0011
01/06 03:00:00 | 01 | 06 | 03 | USA_ID_Boise-AP-Gowen-Field-ANGB.726810_AMY_2024EPW | 31.505 | 50.422 | 0 | 43.4637 | 0 | 70.0226 | 164.9215 | 0 | 3165.4082 | 217.9919 | 22.2222 | 7855.0443
01/06 04:00:00 | 01 | 06 | 04 | USA_ID_Boise-AP-Gowen-Field-ANGB.726810_AMY_2024EPW | 32.585 | 50.422 | 0 | 42.2196 | 0 | 69.9888 | 161.5225 | 0 | 3156.1321 | 237.6633 | 16.6667 | 8347.5557
01/06 05:00:00 | 01 | 06 | 05 | USA_ID_Boise-AP-Gowen-Field-ANGB.726810_AMY_2024EPW | 33.5675 | 50.422 | 0 | 42.7721 | 0 | 69.9947 | 161.3847 | 0 | 3064.9413 | 230.7944 | 25 | 8562.1216
01/06 06:00:00 | 01 | 06 | 06 | USA_ID_Boise-AP-Gowen-Field-ANGB.726810_AMY_2024EPW | 33.98 | 50.422 | 0 | 41.5938 | 0 | 69.9846 | 162.5961 | 0 | 2997.4073 | 221.2032 | 33.3333 | 9355.5391
01/06 07:00:00 | 01 | 06 | 07 | USA_ID_Boise-AP-Gowen-Field-ANGB.726810_AMY_2024EPW | 34.565 | 50.422 | 0 | 41.7411 | 0 | 69.999 | 164.7621 | 0 | 3094.8119 | 234.0835 | 25 | 7348.5386
01/06 08:00:00 | 01 | 06 | 08 | USA_ID_Boise-AP-Gowen-Field-ANGB.726810_AMY_2024EPW | 35.06 | 50.422 | 0 | 44.6487 | 0 | 69.9652 | 168.3284 | 0 | 3236.4526 | 254.4205 | 2.617 | 9507.7322
01/06 09:00:00 | 01 | 06 | 09 | USA_ID_Boise-AP-Gowen-Field-ANGB.726810_AMY_2024EPW | 35.06 | 50.422 | 0 | 49.5617 | 0 | 69.9438 | 173.3727 | 0 | 3300.3917 | 239.4627 | 2.2428 | 9612.7862
01/06 10:00:00 | 01 | 06 | 10 | USA_ID_Boise-AP-Gowen-Field-ANGB.726810_AMY_2024EPW | 35.5475 | 50.422 | 0 | 59.7106 | 0 | 69.9963 | 172.2106 | 0 | 3281.238 | 211.8682 | 11.8148 | 8789.4214
01/06 11:00:00 | 01 | 06 | 11 | USA_ID_Boise-AP-Gowen-Field-ANGB.726810_AMY_2024EPW | 37.0325 | 50.422 | 0 | 59.051 | 0 | 70.0147 | 161.0316 | 0 | 3138.3996 | 185.1443 | 25 | 6827.1646
01/06 12:00:00 | 01 | 06 | 12 | USA_ID_Boise-AP-Gowen-Field-ANGB.726810_AMY_2024EPW | 38.525 | 50.422 | 0 | 71.9504 | 0 | 69.9697 | 158.2828 | 0 | 3322.0267 | 140.8925 | 8.6818 | 8092.73
01/06 13:00:00 | 01 | 06 | 13 | USA_ID_Boise-AP-Gowen-Field-ANGB.726810_AMY_2024EPW | 39.5075 | 50.422 | 0 | 85.3338 | 0 | 69.9943 | 164.4325 | 0 | 3337.7246 | 97.4602 | 17.2508 | 7561.4113
01/06 14:00:00 | 01 | 06 | 14 | USA_ID_Boise-AP-Gowen-Field-ANGB.726810_AMY_2024EPW | 38.8475 | 50.422 | 0 | 71.1517 | 0 | 69.9988 | 162.8514 | 0 | 3262.4116 | 86.213 | 31.0861 | 7653.3306
01/06 15:00:00 | 01 | 06 | 15 | USA_ID_Boise-AP-Gowen-Field-ANGB.726810_AMY_2024EPW | 35.3075 | 50.422 | 0 | 65.5677 | 0 | 70.0074 | 162.5961 | 0 | 3267.3639 | 82.9369 | 33.3333 | 7457.5037
01/06 16:00:00 | 01 | 06 | 16 | USA_ID_Boise-AP-Gowen-Field-ANGB.726810_AMY_2024EPW | 33.08 | 50.422 | 0 | 74.8548 | 0 | 70.0041 | 162.5961 | 0 | 3307.1512 | 67.7568 | 33.3333 | 7546.4913
01/06 17:00:00 | 01 | 06 | 17 | USA_ID_Boise-AP-Gowen-Field-ANGB.726810_AMY_2024EPW | 33.08 | 50.422 | 0 | 90.9138 | 0 | 70.008 | 162.5961 | 0 | 3309.2279 | 66.7623 | 33.3333 | 7634.9678
01/06 18:00:00 | 01 | 06 | 18 | USA_ID_Boise-AP-Gowen-Field-ANGB.726810_AMY_2024EPW | 33.08 | 50.422 | 0 | 82.4695 | 0 | 69.9978 | 155.5132 | 0 | 3195.8935 | 113.173 | 25 | 6805.6165
01/06 19:00:00 | 01 | 06 | 19 | USA_ID_Boise-AP-Gowen-Field-ANGB.726810_AMY_2024EPW | 33.08 | 50.422 | 0 | 75.9389 | 0 | 70.0331 | 162.5961 | 0 | 3128.3304 | 157.8956 | 33.3333 | 7579.0415
01/06 20:00:00 | 01 | 06 | 20 | USA_ID_Boise-AP-Gowen-Field-ANGB.726810_AMY_2024EPW | 33.08 | 50.422 | 0 | 59.5463 | 0 | 70.0225 | 144.9249 | 0 | 2990.0933 | 150.4667 | 25 | 6128.4918
01/06 21:00:00 | 01 | 06 | 21 | USA_ID_Boise-AP-Gowen-Field-ANGB.726810_AMY_2024EPW | 33.08 | 50.422 | 0 | 55.4492 | 0 | 70.0319 | 139.7357 | 0 | 2913.182 | 145.5981 | 33.3333 | 5830.7771
01/06 22:00:00 | 01 | 06 | 22 | USA_ID_Boise-AP-Gowen-Field-ANGB.726810_AMY_2024EPW | 33.08 | 50.422 | 0 | 65.9768 | 0 | 70.0328 | 162.5961 | 0 | 3109.6803 | 167.1834 | 33.3333 | 6865.1892
01/06 23:00:00 | 01 | 06 | 23 | USA_ID_Boise-AP-Gowen-Field-ANGB.726810_AMY_2024EPW | 32.495 | 50.422 | 0 | 63.5552 | 0 | 70.0179 | 162.5961 | 0 | 3083.4049 | 181.1137 | 33.3333 | 7741.9432
01/06 24:00:00 | 01 | 06 | 24 | USA_ID_Boise-AP-Gowen-Field-ANGB.726810_AMY_2024EPW | 32 | 50.422 | 0 | 55.2655 | 0 | 70.0163 | 162.5961 | 0 | 3045.5533 | 200.7481 | 33.3333 | 8237.6928
01/07 01:00:00 | 01 | 07 | 01 | USA_ID_Boise-AP-Gowen-Field-ANGB.726810_AMY_2024EPW | 31.415 | 50.3054 | 0 | 156.1453 | 0 | 70.014 | 162.5961 | 0 | 3077.2238 | 185.8461 | 33.3333 | 8045.9594
01/07 02:00:00 | 01 | 07 | 02 | USA_ID_Boise-AP-Gowen-Field-ANGB.726810_AMY_2024EPW | 30.4325 | 50.3054 | 0 | 153.0292 | 0 | 70.0081 | 162.5961 | 0 | 3108.3204 | 171.6781 | 33.3333 | 8231.8433
01/07 03:00:00 | 01 | 07 | 03 | USA_ID_Boise-AP-Gowen-Field-ANGB.726810_AMY_2024EPW | 28.9475 | 50.3054 | 0 | 143.6988 | 0 | 70.0056 | 156.1078 | 0 | 3226.766 | 171.8305 | 16.6667 | 7623.2746
01/07 04:00:00 | 01 | 07 | 04 | USA_ID_Boise-AP-Gowen-Field-ANGB.726810_AMY_2024EPW | 27.455 | 50.3054 | 0 | 139.5854 | 0 | 70.0063 | 162.5961 | 0 | 3165.7557 | 147.2799 | 33.3333 | 8248.0376
01/07 05:00:00 | 01 | 07 | 05 | USA_ID_Boise-AP-Gowen-Field-ANGB.726810_AMY_2024EPW | 26.4725 | 50.3054 | 0 | 141.4122 | 0 | 69.9964 | 162.5961 | 0 | 3194.4258 | 134.1975 | 33.3333 | 8515.9487
01/07 06:00:00 | 01 | 07 | 06 | USA_ID_Boise-AP-Gowen-Field-ANGB.726810_AMY_2024EPW | 26.06 | 50.3054 | 0 | 137.5167 | 0 | 69.9893 | 162.5961 | 0 | 3187.1042 | 138.2515 | 33.3333 | 8913.5917
01/07 07:00:00 | 01 | 07 | 07 | USA_ID_Boise-AP-Gowen-Field-ANGB.726810_AMY_2024EPW | 24.9875 | 50.3054 | 0 | 138.0034 | 0 | 69.977 | 164.81 | 0 | 3403.4369 | 145.5831 | 16.6667 | 8388.1259
01/07 08:00:00 | 01 | 07 | 08 | USA_ID_Boise-AP-Gowen-Field-ANGB.726810_AMY_2024EPW | 23.495 | 50.3054 | 0 | 147.6167 | 0 | 69.9719 | 175.1428 | 0 | 3591.9621 | 142.638 | 3.0277 | 9033.9089
01/07 09:00:00 | 01 | 07 | 09 | USA_ID_Boise-AP-Gowen-Field-ANGB.726810_AMY_2024EPW | 22.415 | 50.3054 | 0 | 163.8599 | 0 | 69.9404 | 173.5158 | 0 | 3585.8423 | 120.8301 | 0.36286 | 9475.5174
01/07 10:00:00 | 01 | 07 | 10 | USA_ID_Boise-AP-Gowen-Field-ANGB.726810_AMY_2024EPW | 21.4325 | 50.3054 | 0 | 197.4138 | 0 | 69.9506 | 175.2774 | 0 | 3648.8245 | 88.2054 | 6.0078 | 9430.5189
01/07 11:00:00 | 01 | 07 | 11 | USA_ID_Boise-AP-Gowen-Field-ANGB.726810_AMY_2024EPW | 23.165 | 50.3054 | 0 | 195.2333 | 0 | 69.9542 | 173.3568 | 0 | 3633.9224 | 89.5884 | 2.3016 | 9266.0568
01/07 12:00:00 | 01 | 07 | 12 | USA_ID_Boise-AP-Gowen-Field-ANGB.726810_AMY_2024EPW | 27.125 | 50.3054 | 0 | 237.8809 | 0 | 69.998 | 163.6127 | 0 | 3326.8476 | 101.197 | 24.3037 | 7969.5197
01/07 13:00:00 | 01 | 07 | 13 | USA_ID_Boise-AP-Gowen-Field-ANGB.726810_AMY_2024EPW | 30.5975 | 50.3054 | 0 | 282.1289 | 0 | 70.0004 | 156.2702 | 0 | 3352.4507 | 103.6399 | 16.6667 | 7327.658
01/07 14:00:00 | 01 | 07 | 14 | USA_ID_Boise-AP-Gowen-Field-ANGB.726810_AMY_2024EPW | 32.585 | 50.3054 | 0 | 235.2402 | 0 | 69.9861 | 160.9086 | 0 | 3385.0223 | 118.9657 | 16.6667 | 7887.8028
01/07 15:00:00 | 01 | 07 | 15 | USA_ID_Boise-AP-Gowen-Field-ANGB.726810_AMY_2024EPW | 33.08 | 50.3054 | 0 | 216.7784 | 0 | 69.9916 | 157.4329 | 0 | 3336.9251 | 117.7078 | 16.6667 | 7705.9616
01/07 16:00:00 | 01 | 07 | 16 | USA_ID_Boise-AP-Gowen-Field-ANGB.726810_AMY_2024EPW | 33.08 | 50.3054 | 0 | 247.4833 | 0 | 69.9963 | 156.569 | 0 | 3337.3232 | 111.6834 | 16.6667 | 7502.0691
01/07 17:00:00 | 01 | 07 | 17 | USA_ID_Boise-AP-Gowen-Field-ANGB.726810_AMY_2024EPW | 33.08 | 50.3054 | 0 | 300.5774 | 0 | 70.0225 | 113.2266 | 0 | 2759.2117 | 111.9943 | 0 | 5317.3762
01/07 18:00:00 | 01 | 07 | 18 | USA_ID_Boise-AP-Gowen-Field-ANGB.726810_AMY_2024EPW | 31.91 | 50.3054 | 0 | 272.6588 | 0 | 70.0079 | 162.9449 | 0 | 3198.0874 | 135.9052 | 30.2018 | 8060.988
01/07 19:00:00 | 01 | 07 | 19 | USA_ID_Boise-AP-Gowen-Field-ANGB.726810_AMY_2024EPW | 29.8475 | 50.3054 | 0 | 251.0677 | 0 | 70.0062 | 162.5961 | 0 | 3189.4093 | 131.9594 | 33.3333 | 8287.8633
01/07 20:00:00 | 01 | 07 | 20 | USA_ID_Boise-AP-Gowen-Field-ANGB.726810_AMY_2024EPW | 27.38 | 50.3054 | 0 | 196.8709 | 0 | 69.9955 | 158.6769 | 0 | 3356.4233 | 128.8396 | 16.6667 | 7763.6678
01/07 21:00:00 | 01 | 07 | 21 | USA_ID_Boise-AP-Gowen-Field-ANGB.726810_AMY_2024EPW | 26.06 | 50.3054 | 0 | 183.3251 | 0 | 69.9963 | 162.5961 | 0 | 3235.9221 | 114.0366 | 33.3333 | 8528.7004
01/07 22:00:00 | 01 | 07 | 22 | USA_ID_Boise-AP-Gowen-Field-ANGB.726810_AMY_2024EPW | 24.9875 | 50.3054 | 0 | 218.1311 | 0 | 69.9797 | 165.8497 | 0 | 3556.4646 | 124.7117 | 8.3333 | 7749.5987
01/07 23:00:00 | 01 | 07 | 23 | USA_ID_Boise-AP-Gowen-Field-ANGB.726810_AMY_2024EPW | 23.495 | 50.3054 | 0 | 210.125 | 0 | 70.0033 | 158.5949 | 0 | 3279.0083 | 123.1973 | 20.6188 | 6700.7646
01/07 24:00:00 | 01 | 07 | 24 | USA_ID_Boise-AP-Gowen-Field-ANGB.726810_AMY_2024EPW | 20.27 | 50.3054 | 0 | 182.7177 | 0 | 69.9655 | 176.8963 | 0 | 3605.19 | 105.6004 | 12.781 | 9514.0046
01/08 01:00:00 | 01 | 08 | 01 | USA_ID_Boise-AP-Gowen-Field-ANGB.726810_AMY_2024EPW | 17.4725 | 50.192 | 0 | 33.9764 | 0 | 69.9636 | 174.1799 | 0 | 3690.653 | 88.3171 | 0 | 9320.6472
01/08 02:00:00 | 01 | 08 | 02 | USA_ID_Boise-AP-Gowen-Field-ANGB.726810_AMY_2024EPW | 17.06 | 50.192 | 0 | 33.2984 | 0 | 69.89 | 182.9547 | 0 | 3782.3041 | 92.1353 | 5.5556 | 10400.6379
01/08 03:00:00 | 01 | 08 | 03 | USA_ID_Boise-AP-Gowen-Field-ANGB.726810_AMY_2024EPW | 17.5475 | 50.192 | 0 | 31.2681 | 0 | 69.9537 | 181.2318 | 0 | 3771.7842 | 100.8792 | 0 | 10176.3083
01/08 04:00:00 | 01 | 08 | 04 | USA_ID_Boise-AP-Gowen-Field-ANGB.726810_AMY_2024EPW | 17.96 | 50.192 | 0 | 30.3731 | 0 | 69.9475 | 177.3321 | 0 | 3645.3196 | 98.4623 | 11.1111 | 9951.1677
01/08 05:00:00 | 01 | 08 | 05 | USA_ID_Boise-AP-Gowen-Field-ANGB.726810_AMY_2024EPW | 16.4 | 50.192 | 0 | 30.7706 | 0 | 69.8939 | 182.1747 | 0 | 3867.3273 | 89.8642 | 0 | 10532.9895
01/08 06:00:00 | 01 | 08 | 06 | USA_ID_Boise-AP-Gowen-Field-ANGB.726810_AMY_2024EPW | 15.5675 | 50.192 | 0 | 29.9229 | 0 | 69.95 | 181.7585 | 0 | 3902.9879 | 80.2498 | 0 | 10555.6093
01/08 07:00:00 | 01 | 08 | 07 | USA_ID_Boise-AP-Gowen-Field-ANGB.726810_AMY_2024EPW | 14.9075 | 50.192 | 0 | 30.0289 | 0 | 69.83 | 188.447 | 0 | 4028.7671 | 74.4025 | 0 | 11188.778
01/08 08:00:00 | 01 | 08 | 08 | USA_ID_Boise-AP-Gowen-Field-ANGB.726810_AMY_2024EPW | 15.0725 | 50.192 | 0 | 32.1207 | 0 | 69.9279 | 188.5947 | 0 | 4031.5795 | 75.0932 | 0 | 11144.3989
01/08 09:00:00 | 01 | 08 | 09 | USA_ID_Boise-AP-Gowen-Field-ANGB.726810_AMY_2024EPW | 15.98 | 50.192 | 0 | 35.6551 | 0 | 69.9878 | 188.719 | 0 | 3988.9945 | 80.4863 | 0 | 11010.0456
01/08 10:00:00 | 01 | 08 | 10 | USA_ID_Boise-AP-Gowen-Field-ANGB.726810_AMY_2024EPW | 17.6375 | 50.192 | 0 | 42.9563 | 0 | 69.9569 | 181.4332 | 0 | 3827.2842 | 82.0552 | 0 | 10315.5395
01/08 11:00:00 | 01 | 08 | 11 | USA_ID_Boise-AP-Gowen-Field-ANGB.726810_AMY_2024EPW | 20.1125 | 50.192 | 0 | 42.4818 | 0 | 69.9076 | 181.5815 | 0 | 3814.14 | 84.4115 | 0 | 10204.9199
01/08 12:00:00 | 01 | 08 | 12 | USA_ID_Boise-AP-Gowen-Field-ANGB.726810_AMY_2024EPW | 23.165 | 50.192 | 0 | 51.7617 | 0 | 69.909 | 181.8109 | 0 | 3814.1827 | 84.7359 | 0 | 10164.6663
01/08 13:00:00 | 01 | 08 | 13 | USA_ID_Boise-AP-Gowen-Field-ANGB.726810_AMY_2024EPW | 26.0525 | 50.192 | 0 | 61.3898 | 0 | 69.928 | 173.5587 | 0 | 3643.2068 | 86.7563 | 1.5714 | 9033.3761
01/08 14:00:00 | 01 | 08 | 14 | USA_ID_Boise-AP-Gowen-Field-ANGB.726810_AMY_2024EPW | 28.0325 | 50.192 | 0 | 51.1871 | 0 | 69.9386 | 171.3841 | 0 | 3500.7143 | 86.2084 | 19.2059 | 8357.3846
01/08 15:00:00 | 01 | 08 | 15 | USA_ID_Boise-AP-Gowen-Field-ANGB.726810_AMY_2024EPW | 29.525 | 50.192 | 0 | 47.1699 | 0 | 69.9562 | 172.8151 | 0 | 3578.761 | 91.304 | 6.6331 | 8808.7341
01/08 16:00:00 | 01 | 08 | 16 | USA_ID_Boise-AP-Gowen-Field-ANGB.726810_AMY_2024EPW | 30.5075 | 50.192 | 0 | 53.8511 | 0 | 69.9632 | 172.7045 | 0 | 3544.1281 | 103.6243 | 7.5845 | 8760.3423
01/08 17:00:00 | 01 | 08 | 17 | USA_ID_Boise-AP-Gowen-Field-ANGB.726810_AMY_2024EPW | 30.92 | 50.192 | 0 | 65.4041 | 0 | 70.0392 | 158.3613 | 0 | 3284.2068 | 104.0247 | 21.4247 | 6491.5276
01/08 18:00:00 | 01 | 08 | 18 | USA_ID_Boise-AP-Gowen-Field-ANGB.726810_AMY_2024EPW | 30.4325 | 50.192 | 0 | 59.3292 | 0 | 70.0092 | 162.5961 | 0 | 3240.272 | 105.8027 | 33.3333 | 7854.0556
01/08 19:00:00 | 01 | 08 | 19 | USA_ID_Boise-AP-Gowen-Field-ANGB.726810_AMY_2024EPW | 29.435 | 50.192 | 0 | 54.6311 | 0 | 70.0252 | 157.5678 | 0 | 3342.1686 | 124.7458 | 16.6667 | 7040.7293
01/08 20:00:00 | 01 | 08 | 20 | USA_ID_Boise-AP-Gowen-Field-ANGB.726810_AMY_2024EPW | 28.94 | 50.192 | 0 | 42.8381 | 0 | 69.9839 | 162.5961 | 0 | 3186.8398 | 134.3257 | 33.3333 | 8520.075
01/08 21:00:00 | 01 | 08 | 21 | USA_ID_Boise-AP-Gowen-Field-ANGB.726810_AMY_2024EPW | 30.0125 | 50.192 | 0 | 39.8906 | 0 | 70.0092 | 162.5961 | 0 | 3158.8469 | 147.0745 | 33.3333 | 8171.0571
01/08 22:00:00 | 01 | 08 | 22 | USA_ID_Boise-AP-Gowen-Field-ANGB.726810_AMY_2024EPW | 30.92 | 50.192 | 0 | 47.4642 | 0 | 70.0037 | 162.5961 | 0 | 3142.8969 | 153.6202 | 33.3333 | 8327.0981
01/08 23:00:00 | 01 | 08 | 23 | USA_ID_Boise-AP-Gowen-Field-ANGB.726810_AMY_2024EPW | 31.505 | 50.192 | 0 | 45.7222 | 0 | 69.9847 | 160.4618 | 0 | 3288.7882 | 166.5217 | 16.6667 | 8108.1915
01/08 24:00:00 | 01 | 08 | 24 | USA_ID_Boise-AP-Gowen-Field-ANGB.726810_AMY_2024EPW | 32 | 50.192 | 0 | 39.7585 | 0 | 69.9806 | 165.9082 | 0 | 3194.8207 | 174.2871 | 25.2101 | 9000.6509
01/09 01:00:00 | 01 | 09 | 01 | USA_ID_Boise-AP-Gowen-Field-ANGB.726810_AMY_2024EPW | 32 | 50.0819 | 0 | 34.6999 | 0 | 69.956 | 180.5483 | 0 | 3516.8962 | 191.9255 | 1.7385 | 9900.3995
01/09 02:00:00 | 01 | 09 | 02 | USA_ID_Boise-AP-Gowen-Field-ANGB.726810_AMY_2024EPW | 31.415 | 50.0819 | 0 | 34.0074 | 0 | 69.9265 | 174.0688 | 0 | 3449.8831 | 187.1028 | 0.87042 | 9406.877
01/09 03:00:00 | 01 | 09 | 03 | USA_ID_Boise-AP-Gowen-Field-ANGB.726810_AMY_2024EPW | 31.505 | 50.0819 | 0 | 31.9339 | 0 | 69.8658 | 181.3276 | 0 | 3534.8122 | 201.0023 | 0 | 10357.1427
01/09 04:00:00 | 01 | 09 | 04 | USA_ID_Boise-AP-Gowen-Field-ANGB.726810_AMY_2024EPW | 32.585 | 50.0819 | 0 | 31.0198 | 0 | 69.8692 | 181.6355 | 0 | 3523.4878 | 211.0356 | 0 | 10358.6865
01/09 05:00:00 | 01 | 09 | 05 | USA_ID_Boise-AP-Gowen-Field-ANGB.726810_AMY_2024EPW | 33.5675 | 50.0819 | 0 | 31.4257 | 0 | 69.9387 | 188.9069 | 0 | 3629.2472 | 213.1894 | 0 | 10071.3698
01/09 06:00:00 | 01 | 09 | 06 | USA_ID_Boise-AP-Gowen-Field-ANGB.726810_AMY_2024EPW | 33.98 | 50.0819 | 0 | 30.5601 | 0 | 69.9426 | 173.9718 | 0 | 3451.6776 | 179.2838 | 0.37856 | 9579.4444
01/09 07:00:00 | 01 | 09 | 07 | USA_ID_Boise-AP-Gowen-Field-ANGB.726810_AMY_2024EPW | 33.4925 | 50.0819 | 0 | 30.6682 | 0 | 69.9291 | 181.7788 | 0 | 3617.5028 | 164.6463 | 0 | 10050.2292
01/09 08:00:00 | 01 | 09 | 08 | USA_ID_Boise-AP-Gowen-Field-ANGB.726810_AMY_2024EPW | 33.5675 | 50.0819 | 0 | 32.8046 | 0 | 69.9155 | 195.1153 | 0 | 3762.5537 | 183.0226 | 0 | 10498.7624
01/09 09:00:00 | 01 | 09 | 09 | USA_ID_Boise-AP-Gowen-Field-ANGB.726810_AMY_2024EPW | 35.0525 | 50.0819 | 0 | 36.4143 | 0 | 69.9134 | 195.1153 | 0 | 3739.1399 | 191.6291 | 0 | 10491.4699
01/09 10:00:00 | 01 | 09 | 10 | USA_ID_Boise-AP-Gowen-Field-ANGB.726810_AMY_2024EPW | 36.545 | 50.0819 | 0 | 43.8709 | 0 | 69.9657 | 195.1153 | 0 | 3709.4915 | 204.6428 | 0 | 9491.216
01/09 11:00:00 | 01 | 09 | 11 | USA_ID_Boise-AP-Gowen-Field-ANGB.726810_AMY_2024EPW | 37.5275 | 50.0819 | 0 | 43.3863 | 0 | 69.9497 | 188.6318 | 0 | 3655.1666 | 186.6282 | 0 | 9673.4698
01/09 12:00:00 | 01 | 09 | 12 | USA_ID_Boise-AP-Gowen-Field-ANGB.726810_AMY_2024EPW | 37.94 | 50.0819 | 0 | 52.8638 | 0 | 69.8833 | 179.6868 | 0 | 3557.6824 | 167.5835 | 0 | 9114.6185
01/09 13:00:00 | 01 | 09 | 13 | USA_ID_Boise-AP-Gowen-Field-ANGB.726810_AMY_2024EPW | 37.94 | 50.0819 | 0 | 62.697 | 0 | 70.0226 | 171.8529 | 0 | 3384.9062 | 141.205 | 15.1043 | 8264.6055
01/09 14:00:00 | 01 | 09 | 14 | USA_ID_Boise-AP-Gowen-Field-ANGB.726810_AMY_2024EPW | 39.0125 | 50.0819 | 0 | 52.277 | 0 | 70.002 | 146.5615 | 0 | 3076.8823 | 103.8304 | 20.165 | 7042.856
01/09 15:00:00 | 01 | 09 | 15 | USA_ID_Boise-AP-Gowen-Field-ANGB.726810_AMY_2024EPW | 39.92 | 50.0819 | 0 | 48.1743 | 0 | 70.0016 | 171.7917 | 0 | 3393.6999 | 129.4854 | 15.6357 | 8113.3106
01/09 16:00:00 | 01 | 09 | 16 | USA_ID_Boise-AP-Gowen-Field-ANGB.726810_AMY_2024EPW | 40.505 | 50.0819 | 0 | 54.9977 | 0 | 70.0173 | 158.7969 | 0 | 3176.1701 | 142.2194 | 22.4076 | 7592.2434
01/09 17:00:00 | 01 | 09 | 17 | USA_ID_Boise-AP-Gowen-Field-ANGB.726810_AMY_2024EPW | 41 | 50.0819 | 0 | 66.7967 | 0 | 70.0497 | 141.3948 | 0 | 2818.8374 | 141.0014 | 30.4661 | 5436.8742
01/09 18:00:00 | 01 | 09 | 18 | USA_ID_Boise-AP-Gowen-Field-ANGB.726810_AMY_2024EPW | 40.415 | 50.0819 | 0 | 60.5924 | 0 | 70.028 | 124.5938 | 0 | 2572.2402 | 153.5736 | 27.8809 | 4407.4096
01/09 19:00:00 | 01 | 09 | 19 | USA_ID_Boise-AP-Gowen-Field-ANGB.726810_AMY_2024EPW | 39.4325 | 50.0819 | 0 | 55.7943 | 0 | 70.0914 | 162.7197 | 0 | 3078.7648 | 203.8128 | 27.7778 | 5770.3688
01/09 20:00:00 | 01 | 09 | 20 | USA_ID_Boise-AP-Gowen-Field-ANGB.726810_AMY_2024EPW | 38.435 | 50.0819 | 0 | 43.7502 | 0 | 70.0229 | 130.1842 | 0 | 2629.7019 | 206.1415 | 25 | 4909.5315
01/09 21:00:00 | 01 | 09 | 21 | USA_ID_Boise-AP-Gowen-Field-ANGB.726810_AMY_2024EPW | 37.4525 | 50.0819 | 0 | 40.74 | 0 | 70.0773 | 158.6416 | 0 | 3001.0074 | 224.5417 | 27.7778 | 6575.7962
01/09 22:00:00 | 01 | 09 | 22 | USA_ID_Boise-AP-Gowen-Field-ANGB.726810_AMY_2024EPW | 37.04 | 50.0819 | 0 | 48.4749 | 0 | 70.0456 | 163.4857 | 0 | 3043.7288 | 213.7705 | 30.5556 | 6749.4348
01/09 23:00:00 | 01 | 09 | 23 | USA_ID_Boise-AP-Gowen-Field-ANGB.726810_AMY_2024EPW | 36.455 | 50.0819 | 0 | 46.6957 | 0 | 70.0019 | 162.5961 | 0 | 3012.124 | 209.2729 | 33.3333 | 8187.6754
01/09 24:00:00 | 01 | 09 | 24 | USA_ID_Boise-AP-Gowen-Field-ANGB.726810_AMY_2024EPW | 35.4725 | 50.0819 | 0 | 40.605 | 0 | 70.033 | 143.2195 | 0 | 2810.0561 | 201.5354 | 26.4424 | 6675.4812
01/10 01:00:00 | 01 | 10 | 01 | USA_ID_Boise-AP-Gowen-Field-ANGB.726810_AMY_2024EPW | 34.475 | 49.9752 | 0 | 36.64 | 0 | 70.046 | 162.5961 | 0 | 3087.3265 | 176.0058 | 33.3333 | 6810.6739
01/10 02:00:00 | 01 | 10 | 02 | USA_ID_Boise-AP-Gowen-Field-ANGB.726810_AMY_2024EPW | 33.4925 | 49.9752 | 0 | 35.9088 | 0 | 70.0056 | 120.9324 | 0 | 2624.3317 | 139.5742 | 28.7852 | 4619.1974
01/10 03:00:00 | 01 | 10 | 03 | USA_ID_Boise-AP-Gowen-Field-ANGB.726810_AMY_2024EPW | 31.4225 | 49.9752 | 0 | 33.7194 | 0 | 70.0408 | 138.5759 | 0 | 2884.1046 | 152.8992 | 15.5941 | 6328.71
01/10 04:00:00 | 01 | 10 | 04 | USA_ID_Boise-AP-Gowen-Field-ANGB.726810_AMY_2024EPW | 31.0925 | 49.9752 | 0 | 32.7541 | 0 | 70.0296 | 170.7259 | 0 | 3309.293 | 156.1531 | 25 | 8109.4541
01/10 05:00:00 | 01 | 10 | 05 | USA_ID_Boise-AP-Gowen-Field-ANGB.726810_AMY_2024EPW | 31.415 | 49.9752 | 0 | 33.1828 | 0 | 70.031 | 121.0105 | 0 | 2841.2942 | 128.8738 | 8.3333 | 5404.7147
01/10 06:00:00 | 01 | 10 | 06 | USA_ID_Boise-AP-Gowen-Field-ANGB.726810_AMY_2024EPW | 29.8475 | 49.9752 | 0 | 32.2687 | 0 | 70.0307 | 173.4358 | 0 | 3345.8892 | 168.8518 | 22.2222 | 9205.2173
01/10 07:00:00 | 01 | 10 | 07 | USA_ID_Boise-AP-Gowen-Field-ANGB.726810_AMY_2024EPW | 29.525 | 49.9752 | 0 | 32.3829 | 0 | 69.9473 | 175.5454 | 0 | 3416.0707 | 198.5333 | 6.7196 | 9868.4914
01/10 08:00:00 | 01 | 10 | 08 | USA_ID_Boise-AP-Gowen-Field-ANGB.726810_AMY_2024EPW | 30.02 | 49.9752 | 0 | 34.6387 | 0 | 69.9311 | 174.6312 | 0 | 3472.5242 | 189.8099 | 0.28576 | 9495.1016
01/10 09:00:00 | 01 | 10 | 09 | USA_ID_Boise-AP-Gowen-Field-ANGB.726810_AMY_2024EPW | 30.02 | 49.9752 | 0 | 38.4502 | 0 | 69.9045 | 181.07 | 0 | 3543.8975 | 194.7854 | 0.095238 | 10064.2859
01/10 10:00:00 | 01 | 10 | 10 | USA_ID_Boise-AP-Gowen-Field-ANGB.726810_AMY_2024EPW | 30.02 | 49.9752 | 0 | 46.3238 | 0 | 69.9899 | 156.4717 | 0 | 3266.0085 | 188.6817 | 1.8308 | 8365.7205
01/10 11:00:00 | 01 | 10 | 11 | USA_ID_Boise-AP-Gowen-Field-ANGB.726810_AMY_2024EPW | 30.02 | 49.9752 | 0 | 45.8121 | 0 | 70.0321 | 114.4573 | 0 | 2727.9395 | 164.4246 | 0 | 5405.5471
01/10 12:00:00 | 01 | 10 | 12 | USA_ID_Boise-AP-Gowen-Field-ANGB.726810_AMY_2024EPW | 31.0925 | 49.9752 | 0 | 55.8195 | 0 | 70.0341 | 138.0568 | 0 | 2905.5553 | 163.9997 | 16.6667 | 6301.8645
01/10 13:00:00 | 01 | 10 | 13 | USA_ID_Boise-AP-Gowen-Field-ANGB.726810_AMY_2024EPW | 33.6575 | 49.9752 | 0 | 66.2024 | 0 | 70.0107 | 137.8795 | 0 | 2832.9075 | 155.5475 | 33.3333 | 5660.2101
01/10 14:00:00 | 01 | 10 | 14 | USA_ID_Boise-AP-Gowen-Field-ANGB.726810_AMY_2024EPW | 35.5475 | 49.9752 | 0 | 55.1998 | 0 | 70.0383 | 162.5961 | 0 | 3116.304 | 159.358 | 33.3333 | 7010.4947
01/10 15:00:00 | 01 | 10 | 15 | USA_ID_Boise-AP-Gowen-Field-ANGB.726810_AMY_2024EPW | 35.96 | 49.9752 | 0 | 50.8677 | 0 | 70.0081 | 170.7259 | 0 | 3292.3963 | 155.7024 | 25 | 9117.098
01/10 16:00:00 | 01 | 10 | 16 | USA_ID_Boise-AP-Gowen-Field-ANGB.726810_AMY_2024EPW | 35.4725 | 49.9752 | 0 | 58.0727 | 0 | 69.9515 | 140.2035 | 0 | 3011.1697 | 153.6915 | 4.0191 | 7102.324
01/10 17:00:00 | 01 | 10 | 17 | USA_ID_Boise-AP-Gowen-Field-ANGB.726810_AMY_2024EPW | 35.06 | 49.9752 | 0 | 70.5314 | 0 | 70.0549 | 106.1098 | 0 | 2359.4744 | 129.3257 | 24.7108 | 4290.2842
01/10 18:00:00 | 01 | 10 | 18 | USA_ID_Boise-AP-Gowen-Field-ANGB.726810_AMY_2024EPW | 34.475 | 49.9752 | 0 | 63.9802 | 0 | 70.0542 | 154.9985 | 0 | 3033.9406 | 176.855 | 27.7778 | 6107.1912
01/10 19:00:00 | 01 | 10 | 19 | USA_ID_Boise-AP-Gowen-Field-ANGB.726810_AMY_2024EPW | 32.9075 | 49.9752 | 0 | 58.9138 | 0 | 70.0229 | 162.5961 | 0 | 3056.2983 | 193.845 | 33.3333 | 7581.5807
01/10 20:00:00 | 01 | 10 | 20 | USA_ID_Boise-AP-Gowen-Field-ANGB.726810_AMY_2024EPW | 32.585 | 49.9752 | 0 | 46.1964 | 0 | 70.0305 | 162.5961 | 0 | 3051.8104 | 196.9098 | 33.3333 | 7430.1369
01/10 21:00:00 | 01 | 10 | 21 | USA_ID_Boise-AP-Gowen-Field-ANGB.726810_AMY_2024EPW | 32.495 | 49.9752 | 0 | 43.0178 | 0 | 70.0262 | 162.5961 | 0 | 3052.8508 | 196.4253 | 33.3333 | 7670.3311
01/10 22:00:00 | 01 | 10 | 22 | USA_ID_Boise-AP-Gowen-Field-ANGB.726810_AMY_2024EPW | 30.9275 | 49.9752 | 0 | 51.1851 | 0 | 70.0396 | 126.9064 | 0 | 2805.7885 | 193.2601 | 0 | 6143.4098
01/10 23:00:00 | 01 | 10 | 23 | USA_ID_Boise-AP-Gowen-Field-ANGB.726810_AMY_2024EPW | 27.875 | 49.9752 | 0 | 49.3065 | 0 | 70.0127 | 115.5873 | 0 | 2772.2813 | 166.8161 | 0 | 5613.7724
01/10 24:00:00 | 01 | 10 | 24 | USA_ID_Boise-AP-Gowen-Field-ANGB.726810_AMY_2024EPW | 24.4025 | 49.9752 | 0 | 42.8753 | 0 | 69.9959 | 162.5961 | 0 | 3178.3604 | 144.7631 | 33.3333 | 8570.3379
01/11 01:00:00 | 01 | 11 | 01 | USA_ID_Boise-AP-Gowen-Field-ANGB.726810_AMY_2024EPW | 22.415 | 49.8718 | 0 | 97.4161 | 0 | 69.9905 | 166.4188 | 0 | 3467.7192 | 141.8137 | 11.2973 | 8015.0881
01/11 02:00:00 | 01 | 11 | 02 | USA_ID_Boise-AP-Gowen-Field-ANGB.726810_AMY_2024EPW | 21.92 | 49.8718 | 0 | 95.4721 | 0 | 69.9745 | 172.9805 | 0 | 3513.8917 | 141.4152 | 4.9299 | 9161.3852
01/11 03:00:00 | 01 | 11 | 03 | USA_ID_Boise-AP-Gowen-Field-ANGB.726810_AMY_2024EPW | 21.92 | 49.8718 | 0 | 89.651 | 0 | 69.9684 | 173.1027 | 0 | 3520.8458 | 141.7205 | 3.8707 | 9235.908
01/11 04:00:00 | 01 | 11 | 04 | USA_ID_Boise-AP-Gowen-Field-ANGB.726810_AMY_2024EPW | 22.505 | 49.8718 | 0 | 87.0847 | 0 | 70.0211 | 178.8557 | 0 | 3545.1315 | 137.8468 | 16.6667 | 9048.1154
01/11 05:00:00 | 01 | 11 | 05 | USA_ID_Boise-AP-Gowen-Field-ANGB.726810_AMY_2024EPW | 23.585 | 49.8718 | 0 | 88.2244 | 0 | 69.9793 | 172.8134 | 0 | 3501.5894 | 140.4135 | 6.4207 | 9078.4935
01/11 06:00:00 | 01 | 11 | 06 | USA_ID_Boise-AP-Gowen-Field-ANGB.726810_AMY_2024EPW | 25.1525 | 49.8718 | 0 | 85.7941 | 0 | 70.0094 | 165.306 | 0 | 3232.4742 | 146.0951 | 30.5556 | 8612.6307
01/11 07:00:00 | 01 | 11 | 07 | USA_ID_Boise-AP-Gowen-Field-ANGB.726810_AMY_2024EPW | 26.06 | 49.8718 | 0 | 86.0977 | 0 | 70.0114 | 163.1207 | 0 | 3362.5127 | 167.3443 | 12.8527 | 7798.2066
01/11 08:00:00 | 01 | 11 | 08 | USA_ID_Boise-AP-Gowen-Field-ANGB.726810_AMY_2024EPW | 26.5475 | 49.8718 | 0 | 92.0953 | 0 | 69.9937 | 171.2115 | 0 | 3328.358 | 170.1023 | 20.6215 | 9218.3401
01/11 09:00:00 | 01 | 11 | 09 | USA_ID_Boise-AP-Gowen-Field-ANGB.726810_AMY_2024EPW | 26.96 | 49.8718 | 0 | 102.2291 | 0 | 69.9965 | 159.8585 | 0 | 3302.9426 | 163.8567 | 16.6667 | 7853.9103
01/11 10:00:00 | 01 | 11 | 10 | USA_ID_Boise-AP-Gowen-Field-ANGB.726810_AMY_2024EPW | 25.8875 | 49.8718 | 0 | 123.1628 | 0 | 69.9895 | 162.5961 | 0 | 3179.4492 | 142.3273 | 33.3333 | 8819.7768
01/11 11:00:00 | 01 | 11 | 11 | USA_ID_Boise-AP-Gowen-Field-ANGB.726810_AMY_2024EPW | 27.125 | 49.8718 | 0 | 121.8024 | 0 | 69.9965 | 163.6045 | 0 | 3335.0342 | 168.6236 | 16.6667 | 7901.3065
01/11 12:00:00 | 01 | 11 | 12 | USA_ID_Boise-AP-Gowen-Field-ANGB.726810_AMY_2024EPW | 29.525 | 49.8718 | 0 | 148.4094 | 0 | 70.0013 | 160.6079 | 0 | 3168.8615 | 180.6194 | 25 | 8138.6394
01/11 13:00:00 | 01 | 11 | 13 | USA_ID_Boise-AP-Gowen-Field-ANGB.726810_AMY_2024EPW | 30.02 | 49.8718 | 0 | 176.0149 | 0 | 69.9991 | 161.005 | 0 | 3205.4834 | 164.119 | 25 | 8219.9271
01/11 14:00:00 | 01 | 11 | 14 | USA_ID_Boise-AP-Gowen-Field-ANGB.726810_AMY_2024EPW | 30.02 | 49.8718 | 0 | 146.7619 | 0 | 69.9593 | 163.3584 | 0 | 3291.8553 | 104.8591 | 26.6466 | 8692.6997
01/11 15:00:00 | 01 | 11 | 15 | USA_ID_Boise-AP-Gowen-Field-ANGB.726810_AMY_2024EPW | 30.5075 | 49.8718 | 0 | 135.244 | 0 | 70.0278 | 171.8961 | 0 | 3553.6616 | 73.3107 | 14.7195 | 7029.3471
01/11 16:00:00 | 01 | 11 | 16 | USA_ID_Boise-AP-Gowen-Field-ANGB.726810_AMY_2024EPW | 31.505 | 49.8718 | 0 | 154.4002 | 0 | 69.9847 | 141.024 | 0 | 3156.1727 | 77.6639 | 16.6667 | 6471.1909
01/11 17:00:00 | 01 | 11 | 17 | USA_ID_Boise-AP-Gowen-Field-ANGB.726810_AMY_2024EPW | 32.585 | 49.8718 | 0 | 187.5246 | 0 | 70.036 | 109.4589 | 0 | 2639.3365 | 91.3102 | 0.52419 | 4904.0017
01/11 18:00:00 | 01 | 11 | 18 | USA_ID_Boise-AP-Gowen-Field-ANGB.726810_AMY_2024EPW | 34.64 | 49.8718 | 0 | 170.1067 | 0 | 70.0423 | 148.7108 | 0 | 2997.1507 | 170.8073 | 19.4444 | 6921.2242
01/11 19:00:00 | 01 | 11 | 19 | USA_ID_Boise-AP-Gowen-Field-ANGB.726810_AMY_2024EPW | 34.8875 | 49.8718 | 0 | 156.6364 | 0 | 70.0353 | 157.3902 | 0 | 2985.7853 | 223.5421 | 25 | 7440.6745
01/11 20:00:00 | 01 | 11 | 20 | USA_ID_Boise-AP-Gowen-Field-ANGB.726810_AMY_2024EPW | 33.4925 | 49.8718 | 0 | 122.8241 | 0 | 70.0374 | 154.7704 | 0 | 2968.104 | 207.8275 | 27.7778 | 6836.4983
01/11 21:00:00 | 01 | 11 | 21 | USA_ID_Boise-AP-Gowen-Field-ANGB.726810_AMY_2024EPW | 33.5675 | 49.8718 | 0 | 114.3731 | 0 | 70.0165 | 162.5961 | 0 | 3035.4187 | 203.1946 | 33.3333 | 7828.3945
01/11 22:00:00 | 01 | 11 | 22 | USA_ID_Boise-AP-Gowen-Field-ANGB.726810_AMY_2024EPW | 35.0525 | 49.8718 | 0 | 136.0879 | 0 | 70.0233 | 162.5961 | 0 | 3009.2576 | 214.2468 | 33.3333 | 7932.6701
01/11 23:00:00 | 01 | 11 | 23 | USA_ID_Boise-AP-Gowen-Field-ANGB.726810_AMY_2024EPW | 35.96 | 49.8718 | 0 | 131.0931 | 0 | 70.0116 | 162.5961 | 0 | 2990.6447 | 221.5467 | 33.3333 | 8294.8776
01/11 24:00:00 | 01 | 11 | 24 | USA_ID_Boise-AP-Gowen-Field-ANGB.726810_AMY_2024EPW | 36.545 | 49.8718 | 0 | 113.9941 | 0 | 70.0105 | 158.8888 | 0 | 3022.3855 | 230.8933 | 22.4631 | 8162.0576
01/12 01:00:00 | 01 | 12 | 01 | USA_ID_Boise-AP-Gowen-Field-ANGB.726810_AMY_2024EPW | 37.04 | 49.7719 | 0 | 229.5897 | 0 | 70.0029 | 162.5961 | 0 | 2969.2693 | 230.2521 | 33.3333 | 8453.7719
01/12 02:00:00 | 01 | 12 | 02 | USA_ID_Boise-AP-Gowen-Field-ANGB.726810_AMY_2024EPW | 36.455 | 49.7719 | 0 | 225.0079 | 0 | 70.0006 | 162.9995 | 0 | 3001.751 | 228.1362 | 29.7269 | 8653.0866
01/12 03:00:00 | 01 | 12 | 03 | USA_ID_Boise-AP-Gowen-Field-ANGB.726810_AMY_2024EPW | 35.96 | 49.7719 | 0 | 211.2888 | 0 | 70.0133 | 159.2046 | 0 | 3032.759 | 225.4367 | 25 | 8209.3558
01/12 04:00:00 | 01 | 12 | 04 | USA_ID_Boise-AP-Gowen-Field-ANGB.726810_AMY_2024EPW | 35.96 | 49.7719 | 0 | 205.2407 | 0 | 70.0374 | 142.2733 | 0 | 2779.9958 | 199.239 | 25.3582 | 6544.6737
01/12 05:00:00 | 01 | 12 | 05 | USA_ID_Boise-AP-Gowen-Field-ANGB.726810_AMY_2024EPW | 33.815 | 49.7719 | 0 | 207.9266 | 0 | 70.0297 | 154.2977 | 0 | 2997.9754 | 192.531 | 25 | 5360.3782
01/12 06:00:00 | 01 | 12 | 06 | USA_ID_Boise-AP-Gowen-Field-ANGB.726810_AMY_2024EPW | 32 | 49.7719 | 0 | 202.1989 | 0 | 70.0045 | 162.8674 | 0 | 3085.49 | 189.9059 | 30.8478 | 8195.0688
01/12 07:00:00 | 01 | 12 | 07 | USA_ID_Boise-AP-Gowen-Field-ANGB.726810_AMY_2024EPW | 31.415 | 49.7719 | 0 | 202.9146 | 0 | 70.0073 | 162.5961 | 0 | 3077.9528 | 185.3511 | 33.3333 | 8235.7319
01/12 08:00:00 | 01 | 12 | 08 | USA_ID_Boise-AP-Gowen-Field-ANGB.726810_AMY_2024EPW | 30.4325 | 49.7719 | 0 | 217.0495 | 0 | 70.0033 | 162.5961 | 0 | 3098.6195 | 176.4751 | 33.3333 | 8456.2538
01/12 09:00:00 | 01 | 12 | 09 | USA_ID_Boise-AP-Gowen-Field-ANGB.726810_AMY_2024EPW | 29.435 | 49.7719 | 0 | 240.9328 | 0 | 70.0008 | 162.5961 | 0 | 3137.437 | 158.5638 | 33.3333 | 8552.8994
01/12 10:00:00 | 01 | 12 | 10 | USA_ID_Boise-AP-Gowen-Field-ANGB.726810_AMY_2024EPW | 28.94 | 49.7719 | 0 | 290.2692 | 0 | 69.9964 | 162.5961 | 0 | 3138.9811 | 158.4356 | 33.3333 | 8806.2799
01/12 11:00:00 | 01 | 12 | 11 | USA_ID_Boise-AP-Gowen-Field-ANGB.726810_AMY_2024EPW | 28.4525 | 49.7719 | 0 | 287.063 | 0 | 69.9658 | 166.7652 | 0 | 3377.0558 | 167.5399 | 9.5967 | 8607.1044
01/12 12:00:00 | 01 | 12 | 12 | USA_ID_Boise-AP-Gowen-Field-ANGB.726810_AMY_2024EPW | 28.04 | 49.7719 | 0 | 349.7703 | 0 | 69.8902 | 181.3086 | 0 | 3614.1256 | 167.4771 | 0 | 10021.5196
01/12 13:00:00 | 01 | 12 | 13 | USA_ID_Boise-AP-Gowen-Field-ANGB.726810_AMY_2024EPW | 28.04 | 49.7719 | 0 | 414.8307 | 0 | 69.8741 | 182.0771 | 0 | 3642.0698 | 168.1344 | 0 | 10467.2732
01/12 14:00:00 | 01 | 12 | 14 | USA_ID_Boise-AP-Gowen-Field-ANGB.726810_AMY_2024EPW | 28.04 | 49.7719 | 0 | 345.8875 | 0 | 69.9524 | 173.6125 | 0 | 3515.2613 | 147.8103 | 2.8745 | 9524.1978
01/12 15:00:00 | 01 | 12 | 15 | USA_ID_Boise-AP-Gowen-Field-ANGB.726810_AMY_2024EPW | 28.04 | 49.7719 | 0 | 318.7421 | 0 | 69.9679 | 180.7479 | 0 | 3660.4269 | 131.5244 | 1.7614 | 9653.7324
01/12 16:00:00 | 01 | 12 | 16 | USA_ID_Boise-AP-Gowen-Field-ANGB.726810_AMY_2024EPW | 28.5275 | 49.7719 | 0 | 363.8893 | 0 | 69.8685 | 174.539 | 0 | 3599.0696 | 127.6229 | 0 | 9604.1341
01/12 17:00:00 | 01 | 12 | 17 | USA_ID_Boise-AP-Gowen-Field-ANGB.726810_AMY_2024EPW | 28.4525 | 49.7719 | 0 | 441.9567 | 0 | 69.8611 | 182.3091 | 0 | 3677.1096 | 152.652 | 0 | 10299.1797
01/12 18:00:00 | 01 | 12 | 18 | USA_ID_Boise-AP-Gowen-Field-ANGB.726810_AMY_2024EPW | 28.04 | 49.7719 | 0 | 400.9064 | 0 | 69.9427 | 188.5021 | 0 | 3701.2298 | 179.5155 | 0 | 10827.4777
01/12 19:00:00 | 01 | 12 | 19 | USA_ID_Boise-AP-Gowen-Field-ANGB.726810_AMY_2024EPW | 26.9675 | 49.7719 | 0 | 369.1597 | 0 | 69.847 | 181.9461 | 0 | 3625.572 | 173.7753 | 0 | 10591.0422
01/12 20:00:00 | 01 | 12 | 20 | USA_ID_Boise-AP-Gowen-Field-ANGB.726810_AMY_2024EPW | 25.475 | 49.7719 | 0 | 289.4709 | 0 | 69.8826 | 182.2869 | 0 | 3670.3273 | 161.5751 | 0 | 10562.6892
01/12 21:00:00 | 01 | 12 | 21 | USA_ID_Boise-AP-Gowen-Field-ANGB.726810_AMY_2024EPW | 24.4925 | 49.7719 | 0 | 269.5537 | 0 | 69.908 | 181.1515 | 0 | 3663.2228 | 145.2235 | 0 | 10130.3656
01/12 22:00:00 | 01 | 12 | 22 | USA_ID_Boise-AP-Gowen-Field-ANGB.726810_AMY_2024EPW | 23.495 | 49.7719 | 0 | 320.7311 | 0 | 69.8516 | 181.6809 | 0 | 3698.7763 | 139.3951 | 0 | 10365.2408
01/12 23:00:00 | 01 | 12 | 23 | USA_ID_Boise-AP-Gowen-Field-ANGB.726810_AMY_2024EPW | 21.9275 | 49.7719 | 0 | 308.9592 | 0 | 69.9229 | 181.752 | 0 | 3717.4412 | 134.0806 | 0 | 10437.4098
01/12 24:00:00 | 01 | 12 | 24 | USA_ID_Boise-AP-Gowen-Field-ANGB.726810_AMY_2024EPW | 20.435 | 49.7719 | 0 | 268.6606 | 0 | 69.8828 | 189.6954 | 0 | 3803.9929 | 124.8867 | 5.5556 | 11081.4536
01/13 01:00:00 | 01 | 13 | 01 | USA_ID_Boise-AP-Gowen-Field-ANGB.726810_AMY_2024EPW | 18.8675 | 49.6753 | 0 | 35.4726 | 0 | 69.8906 | 195.1153 | 0 | 3953.6032 | 110.6273 | 0 | 10573.2293
01/13 02:00:00 | 01 | 13 | 02 | USA_ID_Boise-AP-Gowen-Field-ANGB.726810_AMY_2024EPW | 17.4725 | 49.6753 | 0 | 34.7647 | 0 | 69.8717 | 188.4343 | 0 | 3884.4736 | 100.0306 | 0 | 10970.075
01/13 03:00:00 | 01 | 13 | 03 | USA_ID_Boise-AP-Gowen-Field-ANGB.726810_AMY_2024EPW | 15.4025 | 49.6753 | 0 | 32.6451 | 0 | 69.8804 | 189.0967 | 0 | 3995.2388 | 93.8112 | 0 | 11209.4333
01/13 04:00:00 | 01 | 13 | 04 | USA_ID_Boise-AP-Gowen-Field-ANGB.726810_AMY_2024EPW | 14 | 49.6753 | 0 | 31.7106 | 0 | 70.0216 | 195.1153 | 0 | 4147.8024 | 82.9572 | 0 | 11788.376
01/13 05:00:00 | 01 | 13 | 05 | USA_ID_Boise-AP-Gowen-Field-ANGB.726810_AMY_2024EPW | 13.415 | 49.6753 | 0 | 32.1256 | 0 | 69.9641 | 188.8745 | 0 | 4100.7742 | 79.6388 | 0 | 11394.5456
01/13 06:00:00 | 01 | 13 | 06 | USA_ID_Boise-AP-Gowen-Field-ANGB.726810_AMY_2024EPW | 11.8475 | 49.6753 | 0 | 31.2406 | 0 | 70.0659 | 195.1153 | 0 | 4246.3004 | 73.2949 | 0 | 12033.8441
01/13 07:00:00 | 01 | 13 | 07 | USA_ID_Boise-AP-Gowen-Field-ANGB.726810_AMY_2024EPW | 10.94 | 49.6753 | 0 | 31.3512 | 0 | 69.8735 | 195.1153 | 0 | 4281.2889 | 65.7535 | 0 | 12207.3764
01/13 08:00:00 | 01 | 13 | 08 | USA_ID_Boise-AP-Gowen-Field-ANGB.726810_AMY_2024EPW | 10.4525 | 49.6753 | 0 | 33.5351 | 0 | 69.6905 | 195.1153 | 0 | 4289.8855 | 63.8714 | 0 | 12343.5255
01/13 09:00:00 | 01 | 13 | 09 | USA_ID_Boise-AP-Gowen-Field-ANGB.726810_AMY_2024EPW | 11.1125 | 49.6753 | 0 | 37.2252 | 0 | 69.6065 | 195.1153 | 0 | 4251.4812 | 70.8929 | 0 | 12308.622
01/13 10:00:00 | 01 | 13 | 10 | USA_ID_Boise-AP-Gowen-Field-ANGB.726810_AMY_2024EPW | 12.02 | 49.6753 | 0 | 44.8479 | 0 | 69.6407 | 195.1153 | 0 | 4207.5259 | 79.6519 | 0 | 12192.9085
01/13 11:00:00 | 01 | 13 | 11 | USA_ID_Boise-AP-Gowen-Field-ANGB.726810_AMY_2024EPW | 12.5075 | 49.6753 | 0 | 44.3525 | 0 | 69.5594 | 195.1153 | 0 | 4208.3661 | 70.1063 | 0 | 12097.175
01/13 12:00:00 | 01 | 13 | 12 | USA_ID_Boise-AP-Gowen-Field-ANGB.726810_AMY_2024EPW | 12.92 | 49.6753 | 0 | 54.0411 | 0 | 69.6228 | 195.1153 | 0 | 4197.7391 | 69.197 | 0 | 12015.3454
01/13 13:00:00 | 01 | 13 | 13 | USA_ID_Boise-AP-Gowen-Field-ANGB.726810_AMY_2024EPW | 13.505 | 49.6753 | 0 | 64.0932 | 0 | 69.8101 | 195.1153 | 0 | 4183.8082 | 70.2989 | 0 | 11847.4113
01/13 14:00:00 | 01 | 13 | 14 | USA_ID_Boise-AP-Gowen-Field-ANGB.726810_AMY_2024EPW | 14 | 49.6753 | 0 | 53.4412 | 0 | 69.6841 | 195.1153 | 0 | 4181.601 | 60.0321 | 0 | 11762.1911
01/13 15:00:00 | 01 | 13 | 15 | USA_ID_Boise-AP-Gowen-Field-ANGB.726810_AMY_2024EPW | 14.585 | 49.6753 | 0 | 49.2471 | 0 | 69.4612 | 195.1153 | 0 | 4154.5441 | 57.9114 | 0 | 11732.0311
01/13 16:00:00 | 01 | 13 | 16 | USA_ID_Boise-AP-Gowen-Field-ANGB.726810_AMY_2024EPW | 15.5675 | 49.6753 | 0 | 56.2225 | 0 | 68.6935 | 195.1153 | 0 | 4089.1651 | 53.3454 | 0 | 11870.4562
01/13 17:00:00 | 01 | 13 | 17 | USA_ID_Boise-AP-Gowen-Field-ANGB.726810_AMY_2024EPW | 15.98 | 49.6753 | 0 | 68.2843 | 0 | 69.0121 | 195.1153 | 0 | 4075.8761 | 56.1791 | 0 | 11718.4023
01/13 18:00:00 | 01 | 13 | 18 | USA_ID_Boise-AP-Gowen-Field-ANGB.726810_AMY_2024EPW | 15.98 | 49.6753 | 0 | 61.9418 | 0 | 69.221 | 195.1153 | 0 | 4063.0604 | 67.5114 | 0 | 11679.1432
01/13 19:00:00 | 01 | 13 | 19 | USA_ID_Boise-AP-Gowen-Field-ANGB.726810_AMY_2024EPW | 15.98 | 49.6753 | 0 | 57.0368 | 0 | 69.0458 | 195.1153 | 0 | 4017.2107 | 87.6063 | 0 | 11832.2994
01/13 20:00:00 | 01 | 13 | 20 | USA_ID_Boise-AP-Gowen-Field-ANGB.726810_AMY_2024EPW | 15.98 | 49.6753 | 0 | 44.7245 | 0 | 68.4528 | 195.1153 | 0 | 3964.1285 | 101.5051 | 0 | 12148.7108
01/13 21:00:00 | 01 | 13 | 21 | USA_ID_Boise-AP-Gowen-Field-ANGB.726810_AMY_2024EPW | 15.98 | 49.6753 | 0 | 41.6472 | 0 | 68.6284 | 195.1153 | 0 | 3946.0051 | 112.2506 | 0 | 12171.0459
01/13 22:00:00 | 01 | 13 | 22 | USA_ID_Boise-AP-Gowen-Field-ANGB.726810_AMY_2024EPW | 15.98 | 49.6753 | 0 | 49.5544 | 0 | 69.3772 | 195.1153 | 0 | 3993.8877 | 103.9442 | 0 | 11825.6355
01/13 23:00:00 | 01 | 13 | 23 | USA_ID_Boise-AP-Gowen-Field-ANGB.726810_AMY_2024EPW | 15.98 | 49.6753 | 0 | 47.7356 | 0 | 69.7935 | 195.1153 | 0 | 4028.6591 | 95.9027 | 0 | 11614.4185
01/13 24:00:00 | 01 | 13 | 24 | USA_ID_Boise-AP-Gowen-Field-ANGB.726810_AMY_2024EPW | 15.98 | 49.6753 | 0 | 41.5093 | 0 | 69.9361 | 195.1153 | 0 | 4028.3015 | 100.23 | 0 | 11563.1994
01/14 01:00:00 | 01 | 14 | 01 | USA_ID_Boise-AP-Gowen-Field-ANGB.726810_AMY_2024EPW | 16.565 | 49.5822 | 0 | 40.1667 | 0 | 69.767 | 195.1153 | 0 | 3975.3009 | 109.2671 | 0 | 11595.1717
01/14 02:00:00 | 01 | 14 | 02 | USA_ID_Boise-AP-Gowen-Field-ANGB.726810_AMY_2024EPW | 17.06 | 49.5822 | 0 | 39.3651 | 0 | 69.9543 | 195.1153 | 0 | 3970.081 | 105.3926 | 0 | 11438.7754
01/14 03:00:00 | 01 | 14 | 03 | USA_ID_Boise-AP-Gowen-Field-ANGB.726810_AMY_2024EPW | 17.06 | 49.5822 | 0 | 36.9649 | 0 | 70.0174 | 188.7558 | 0 | 3920.9462 | 92.9436 | 0 | 10876.0909
01/14 04:00:00 | 01 | 14 | 04 | USA_ID_Boise-AP-Gowen-Field-ANGB.726810_AMY_2024EPW | 16.475 | 49.5822 | 0 | 35.9068 | 0 | 70.0277 | 195.1153 | 0 | 4025.1323 | 91.3952 | 0 | 11433.8895
01/14 05:00:00 | 01 | 14 | 05 | USA_ID_Boise-AP-Gowen-Field-ANGB.726810_AMY_2024EPW | 14.9075 | 49.5822 | 0 | 36.3767 | 0 | 69.987 | 195.1153 | 0 | 4110.4605 | 83.5321 | 0 | 11623.7126
01/14 06:00:00 | 01 | 14 | 06 | USA_ID_Boise-AP-Gowen-Field-ANGB.726810_AMY_2024EPW | 14.585 | 49.5822 | 0 | 35.3747 | 0 | 69.83 | 195.1153 | 0 | 4119.3343 | 81.8947 | 0 | 11732.7183
01/14 07:00:00 | 01 | 14 | 07 | USA_ID_Boise-AP-Gowen-Field-ANGB.726810_AMY_2024EPW | 15.08 | 49.5822 | 0 | 35.4999 | 0 | 69.8692 | 195.1153 | 0 | 4085.2553 | 89.4226 | 0 | 11680.359
01/14 08:00:00 | 01 | 14 | 08 | USA_ID_Boise-AP-Gowen-Field-ANGB.726810_AMY_2024EPW | 15.08 | 49.5822 | 0 | 37.9728 | 0 | 69.9056 | 195.1153 | 0 | 4075.2443 | 95.0674 | 0 | 11694.5049
01/14 09:00:00 | 01 | 14 | 09 | USA_ID_Boise-AP-Gowen-Field-ANGB.726810_AMY_2024EPW | 15.5675 | 49.5822 | 0 | 42.1512 | 0 | 69.9678 | 195.1153 | 0 | 4049.6045 | 98.7534 | 0 | 11615.9374
01/14 10:00:00 | 01 | 14 | 10 | USA_ID_Boise-AP-Gowen-Field-ANGB.726810_AMY_2024EPW | 15.98 | 49.5822 | 0 | 50.7826 | 0 | 70.0519 | 195.1153 | 0 | 4031.0275 | 100.9863 | 0 | 11530.7669
01/14 11:00:00 | 01 | 14 | 11 | USA_ID_Boise-AP-Gowen-Field-ANGB.726810_AMY_2024EPW | 16.565 | 49.5822 | 0 | 50.2216 | 0 | 70.1371 | 195.1153 | 0 | 4012.7787 | 98.679 | 0 | 11400.231
01/14 12:00:00 | 01 | 14 | 12 | USA_ID_Boise-AP-Gowen-Field-ANGB.726810_AMY_2024EPW | 17.5475 | 49.5822 | 0 | 61.1923 | 0 | 69.9764 | 195.1153 | 0 | 4013.2896 | 84.538 | 0 | 10603.6562
01/14 13:00:00 | 01 | 14 | 13 | USA_ID_Boise-AP-Gowen-Field-ANGB.726810_AMY_2024EPW | 18.545 | 49.5822 | 0 | 72.5746 | 0 | 70.0217 | 188.5967 | 0 | 3983.9798 | 56.4628 | 0 | 10643.382
01/14 14:00:00 | 01 | 14 | 14 | USA_ID_Boise-AP-Gowen-Field-ANGB.726810_AMY_2024EPW | 19.04 | 49.5822 | 0 | 60.513 | 0 | 69.8713 | 182.4787 | 0 | 3899.652 | 60.4826 | 0 | 10234.6346
01/14 15:00:00 | 01 | 14 | 15 | USA_ID_Boise-AP-Gowen-Field-ANGB.726810_AMY_2024EPW | 19.5275 | 49.5822 | 0 | 55.7639 | 0 | 69.8579 | 188.7466 | 0 | 3954.2131 | 68.4904 | 0 | 10741.8681
01/14 16:00:00 | 01 | 14 | 16 | USA_ID_Boise-AP-Gowen-Field-ANGB.726810_AMY_2024EPW | 20.525 | 49.5822 | 0 | 63.6624 | 0 | 69.9608 | 181.4553 | 0 | 3856.13 | 61.4167 | 0 | 10073.6642
01/14 17:00:00 | 01 | 14 | 17 | USA_ID_Boise-AP-Gowen-Field-ANGB.726810_AMY_2024EPW | 21.02 | 49.5822 | 0 | 77.3203 | 0 | 69.9304 | 181.1542 | 0 | 3817.7401 | 73.2092 | 0 | 9938.1527
01/14 18:00:00 | 01 | 14 | 18 | USA_ID_Boise-AP-Gowen-Field-ANGB.726810_AMY_2024EPW | 21.02 | 49.5822 | 0 | 70.1385 | 0 | 69.8942 | 181.9613 | 0 | 3806.6948 | 93.6971 | 0 | 10215.0713
01/14 19:00:00 | 01 | 14 | 19 | USA_ID_Boise-AP-Gowen-Field-ANGB.726810_AMY_2024EPW | 20.435 | 49.5822 | 0 | 64.5844 | 0 | 69.8709 | 188.2976 | 0 | 3877.2407 | 97.1753 | 0 | 10783.4425
01/14 20:00:00 | 01 | 14 | 20 | USA_ID_Boise-AP-Gowen-Field-ANGB.726810_AMY_2024EPW | 19.94 | 49.5822 | 0 | 50.6429 | 0 | 69.9071 | 182.0602 | 0 | 3815.5022 | 93.6431 | 0 | 10317.4825
01/14 21:00:00 | 01 | 14 | 21 | USA_ID_Boise-AP-Gowen-Field-ANGB.726810_AMY_2024EPW | 19.94 | 49.5822 | 0 | 47.1584 | 0 | 69.8722 | 181.5189 | 0 | 3772.3807 | 103.4913 | 0 | 10300.26
01/14 22:00:00 | 01 | 14 | 22 | USA_ID_Boise-AP-Gowen-Field-ANGB.726810_AMY_2024EPW | 17.795 | 49.5822 | 0 | 56.1119 | 0 | 69.9453 | 188.4269 | 0 | 3908.6838 | 92.9332 | 0 | 10877.6156
01/14 23:00:00 | 01 | 14 | 23 | USA_ID_Boise-AP-Gowen-Field-ANGB.726810_AMY_2024EPW | 14.9075 | 49.5822 | 0 | 54.0524 | 0 | 70.1514 | 195.1153 | 0 | 4141.4096 | 71.851 | 0 | 11509.71
01/14 24:00:00 | 01 | 14 | 24 | USA_ID_Boise-AP-Gowen-Field-ANGB.726810_AMY_2024EPW | 12.3425 | 49.5822 | 0 | 47.0021 | 0 | 69.8916 | 195.1153 | 0 | 4246.5686 | 61.966 | 0 | 11945.7718
01/15 01:00:00 | 01 | 15 | 01 | USA_ID_Boise-AP-Gowen-Field-ANGB.726810_AMY_2024EPW | 11.525 | 49.4926 | 0 | 113.7755 | 0 | 69.5942 | 195.1153 | 0 | 4248.9187 | 66.1995 | 0 | 12222.8939
01/15 02:00:00 | 01 | 15 | 02 | USA_ID_Boise-AP-Gowen-Field-ANGB.726810_AMY_2024EPW | 11.435 | 49.4926 | 0 | 111.5049 | 0 | 69.6806 | 195.1153 | 0 | 4249.0499 | 69.5043 | 0 | 12213.4113
01/15 03:00:00 | 01 | 15 | 03 | USA_ID_Boise-AP-Gowen-Field-ANGB.726810_AMY_2024EPW | 8.795 | 49.4926 | 0 | 104.7063 | 0 | 69.3787 | 195.1153 | 0 | 4331.0576 | 56.5591 | 0 | 12669.8196
01/15 04:00:00 | 01 | 15 | 04 | USA_ID_Boise-AP-Gowen-Field-ANGB.726810_AMY_2024EPW | 5.9075 | 49.4926 | 0 | 101.7091 | 0 | 68.8664 | 195.1153 | 0 | 4380.0469 | 47.3924 | 0 | 13282.2834
01/15 05:00:00 | 01 | 15 | 05 | USA_ID_Boise-AP-Gowen-Field-ANGB.726810_AMY_2024EPW | 4.415 | 49.4926 | 0 | 103.0401 | 0 | 68.4382 | 195.1153 | 0 | 4348.0272 | 45.0621 | 0 | 13733.0552
01/15 06:00:00 | 01 | 15 | 06 | USA_ID_Boise-AP-Gowen-Field-ANGB.726810_AMY_2024EPW | 4.505 | 49.4926 | 0 | 100.2017 | 0 | 68.1869 | 195.1153 | 0 | 4340.5645 | 45.2938 | 0 | 13819.9985
01/15 07:00:00 | 01 | 15 | 07 | USA_ID_Boise-AP-Gowen-Field-ANGB.726810_AMY_2024EPW | 6.0725 | 49.4926 | 0 | 100.5563 | 0 | 68.2973 | 195.1153 | 0 | 4351.6531 | 47.4192 | 0 | 13498.0021
01/15 08:00:00 | 01 | 15 | 08 | USA_ID_Boise-AP-Gowen-Field-ANGB.726810_AMY_2024EPW | 6.98 | 49.4926 | 0 | 107.5611 | 0 | 68.4616 | 195.1153 | 0 | 4351.1845 | 45.2707 | 0 | 13272.3453
01/15 09:00:00 | 01 | 15 | 09 | USA_ID_Boise-AP-Gowen-Field-ANGB.726810_AMY_2024EPW | 7.565 | 49.4926 | 0 | 119.3967 | 0 | 68.3606 | 195.1153 | 0 | 4326.7511 | 50.207 | 0 | 13237.31
01/15 10:00:00 | 01 | 15 | 10 | USA_ID_Boise-AP-Gowen-Field-ANGB.726810_AMY_2024EPW | 7.475 | 49.4926 | 0 | 143.8458 | 0 | 68.2604 | 195.1153 | 0 | 4334.6311 | 45.414 | 0 | 13266.9905
01/15 11:00:00 | 01 | 15 | 11 | USA_ID_Boise-AP-Gowen-Field-ANGB.726810_AMY_2024EPW | 6.98 | 49.4926 | 0 | 142.2569 | 0 | 68.1121 | 195.1153 | 0 | 4350.138 | 38.9788 | 0 | 13378.6459
01/15 12:00:00 | 01 | 15 | 12 | USA_ID_Boise-AP-Gowen-Field-ANGB.726810_AMY_2024EPW | 8.6375 | 49.4926 | 0 | 173.3322 | 0 | 68.3551 | 195.1153 | 0 | 4309.2649 | 46.9779 | 0 | 13073.3646
01/15 13:00:00 | 01 | 15 | 13 | USA_ID_Boise-AP-Gowen-Field-ANGB.726810_AMY_2024EPW | 11.1125 | 49.4926 | 0 | 205.5735 | 0 | 68.8353 | 195.1153 | 0 | 4270.4667 | 45.808 | 0 | 12483.6594
01/15 14:00:00 | 01 | 15 | 14 | USA_ID_Boise-AP-Gowen-Field-ANGB.726810_AMY_2024EPW | 13.6775 | 49.4926 | 0 | 171.408 | 0 | 69.0154 | 195.1153 | 0 | 4195.3568 | 44.8061 | 0 | 11987.3642
01/15 15:00:00 | 01 | 15 | 15 | USA_ID_Boise-AP-Gowen-Field-ANGB.726810_AMY_2024EPW | 16.1525 | 49.4926 | 0 | 157.9559 | 0 | 68.9061 | 195.1153 | 0 | 4071.2775 | 52.7062 | 0 | 11694.7457
01/15 16:00:00 | 01 | 15 | 16 | USA_ID_Boise-AP-Gowen-Field-ANGB.726810_AMY_2024EPW | 17.5475 | 49.4926 | 0 | 180.329 | 0 | 69.4532 | 195.1153 | 0 | 4033.3904 | 62.1114 | 0 | 11379.6167
01/15 17:00:00 | 01 | 15 | 17 | USA_ID_Boise-AP-Gowen-Field-ANGB.726810_AMY_2024EPW | 17.96 | 49.4926 | 0 | 219.0161 | 0 | 70.0951 | 195.1153 | 0 | 4050.5541 | 67.5179 | 0 | 11136.2156
01/15 18:00:00 | 01 | 15 | 18 | USA_ID_Boise-AP-Gowen-Field-ANGB.726810_AMY_2024EPW | 16.8875 | 49.4926 | 0 | 198.6732 | 0 | 69.8673 | 195.1153 | 0 | 4059.2998 | 67.4605 | 0 | 10507.1636
01/15 19:00:00 | 01 | 15 | 19 | USA_ID_Boise-AP-Gowen-Field-ANGB.726810_AMY_2024EPW | 13.835 | 49.4926 | 0 | 182.9408 | 0 | 69.7096 | 195.1153 | 0 | 4174.492 | 66.3274 | 0 | 11795.4158
01/15 20:00:00 | 01 | 15 | 20 | USA_ID_Boise-AP-Gowen-Field-ANGB.726810_AMY_2024EPW | 8.8025 | 49.4926 | 0 | 143.4502 | 0 | 69.365 | 195.1153 | 0 | 4345.3036 | 48.1783 | 0 | 12632.002
01/15 21:00:00 | 01 | 15 | 21 | USA_ID_Boise-AP-Gowen-Field-ANGB.726810_AMY_2024EPW | 6.08 | 49.4926 | 0 | 133.58 | 0 | 68.9012 | 195.1153 | 0 | 4415.9542 | 30.4279 | 0 | 13165.2806
01/15 22:00:00 | 01 | 15 | 22 | USA_ID_Boise-AP-Gowen-Field-ANGB.726810_AMY_2024EPW | 6.5675 | 49.4926 | 0 | 158.9415 | 0 | 68.6782 | 195.1153 | 0 | 4383.3619 | 37.6634 | 0 | 13213.3973
01/15 23:00:00 | 01 | 15 | 23 | USA_ID_Boise-AP-Gowen-Field-ANGB.726810_AMY_2024EPW | 5.9075 | 49.4926 | 0 | 153.1078 | 0 | 68.6334 | 195.1153 | 0 | 4380.471 | 42.082 | 0 | 13353.0036
01/15 24:00:00 | 01 | 15 | 24 | USA_ID_Boise-AP-Gowen-Field-ANGB.726810_AMY_2024EPW | 5.585 | 49.4926 | 0 | 133.1375 | 0 | 68.4784 | 195.1153 | 0 | 4384.726 | 39.0417 | 0 | 13451.1136
01/16 01:00:00 | 01 | 16 | 01 | USA_ID_Boise-AP-Gowen-Field-ANGB.726810_AMY_2024EPW | 5.495 | 49.4065 | 0 | 86.1537 | 0 | 68.316 | 195.1153 | 0 | 4385.4154 | 36.3383 | 0 | 13510.9938
01/16 02:00:00 | 01 | 16 | 02 | USA_ID_Boise-AP-Gowen-Field-ANGB.726810_AMY_2024EPW | 5.585 | 49.4065 | 0 | 84.4344 | 0 | 68.0294 | 195.1153 | 0 | 4365.3126 | 39.4773 | 0 | 13625.8326
01/16 03:00:00 | 01 | 16 | 03 | USA_ID_Boise-AP-Gowen-Field-ANGB.726810_AMY_2024EPW | 5.495 | 49.4065 | 0 | 79.2863 | 0 | 67.8923 | 195.1153 | 0 | 4351.7604 | 43.4285 | 0 | 13714.0317
01/16 04:00:00 | 01 | 16 | 04 | USA_ID_Boise-AP-Gowen-Field-ANGB.726810_AMY_2024EPW | 6.0725 | 49.4065 | 0 | 77.0167 | 0 | 67.766 | 195.1153 | 0 | 4335.5683 | 45.1076 | 0 | 13678.5676
01/16 05:00:00 | 01 | 16 | 05 | USA_ID_Boise-AP-Gowen-Field-ANGB.726810_AMY_2024EPW | 6.98 | 49.4065 | 0 | 78.0246 | 0 | 67.5991 | 195.1153 | 0 | 4315.2681 | 45.1124 | 0 | 13606.1506
01/16 06:00:00 | 01 | 16 | 06 | USA_ID_Boise-AP-Gowen-Field-ANGB.726810_AMY_2024EPW | 5.9075 | 49.4065 | 0 | 75.8753 | 0 | 67.5617 | 195.1153 | 0 | 4339.8984 | 39.9589 | 0 | 13764.8863
01/16 07:00:00 | 01 | 16 | 07 | USA_ID_Boise-AP-Gowen-Field-ANGB.726810_AMY_2024EPW | 5 | 49.4065 | 0 | 76.1438 | 0 | 67.4522 | 195.1153 | 0 | 4356.0197 | 35.1653 | 0 | 13932.8931
01/16 08:00:00 | 01 | 16 | 08 | USA_ID_Boise-AP-Gowen-Field-ANGB.726810_AMY_2024EPW | 5 | 49.4065 | 0 | 81.448 | 0 | 67.3829 | 195.1153 | 0 | 4352.7717 | 35.5361 | 0 | 13956.7177
01/16 09:00:00 | 01 | 16 | 09 | USA_ID_Boise-AP-Gowen-Field-ANGB.726810_AMY_2024EPW | 5 | 49.4065 | 0 | 90.4102 | 0 | 67.1127 | 195.1153 | 0 | 4337.2264 | 37.5884 | 0 | 14069.9147
01/16 10:00:00 | 01 | 16 | 10 | USA_ID_Boise-AP-Gowen-Field-ANGB.726810_AMY_2024EPW | 4.415 | 49.4065 | 0 | 108.9237 | 0 | 67.0259 | 195.1153 | 0 | 4307.1344 | 36.1534 | 0 | 14254.9654
01/16 11:00:00 | 01 | 16 | 11 | USA_ID_Boise-AP-Gowen-Field-ANGB.726810_AMY_2024EPW | 5.09 | 49.4065 | 0 | 107.7206 | 0 | 67.1552 | 195.1153 | 0 | 4327.4403 | 35.3746 | 0 | 14067.2041
01/16 12:00:00 | 01 | 16 | 12 | USA_ID_Boise-AP-Gowen-Field-ANGB.726810_AMY_2024EPW | 7.1525 | 49.4065 | 0 | 131.2515 | 0 | 67.6719 | 195.1153 | 0 | 4333.8496 | 35.6311 | 0 | 13516.644
01/16 13:00:00 | 01 | 16 | 13 | USA_ID_Boise-AP-Gowen-Field-ANGB.726810_AMY_2024EPW | 9.1325 | 49.4065 | 0 | 155.6655 | 0 | 67.7559 | 195.1153 | 0 | 4300.0956 | 35.2398 | 0 | 13156.4037
01/16 14:00:00 | 01 | 16 | 14 | USA_ID_Boise-AP-Gowen-Field-ANGB.726810_AMY_2024EPW | 10.04 | 49.4065 | 0 | 129.7945 | 0 | 67.8089 | 195.1153 | 0 | 4287.2641 | 31.7665 | 0 | 12981.9436
01/16 15:00:00 | 01 | 16 | 15 | USA_ID_Boise-AP-Gowen-Field-ANGB.726810_AMY_2024EPW | 11.1125 | 49.4065 | 0 | 119.6082 | 0 | 68.2415 | 195.1153 | 0 | 4267.357 | 34.9664 | 0 | 12668.9636
01/16 16:00:00 | 01 | 16 | 16 | USA_ID_Boise-AP-Gowen-Field-ANGB.726810_AMY_2024EPW | 11.435 | 49.4065 | 0 | 136.5497 | 0 | 68.6572 | 195.1153 | 0 | 4270.1857 | 38.6224 | 0 | 12451.5988
01/16 17:00:00 | 01 | 16 | 17 | USA_ID_Boise-AP-Gowen-Field-ANGB.726810_AMY_2024EPW | 10.94 | 49.4065 | 0 | 165.8445 | 0 | 68.5423 | 195.1153 | 0 | 4289.275 | 34.0222 | 0 | 12559.6109
01/16 18:00:00 | 01 | 16 | 18 | USA_ID_Boise-AP-Gowen-Field-ANGB.726810_AMY_2024EPW | 10.94 | 49.4065 | 0 | 150.4404 | 0 | 68.7975 | 195.1153 | 0 | 4306.224 | 31.2282 | 0 | 12443.6327
01/16 19:00:00 | 01 | 16 | 19 | USA_ID_Boise-AP-Gowen-Field-ANGB.726810_AMY_2024EPW | 10.4525 | 49.4065 | 0 | 138.5274 | 0 | 68.8185 | 195.1153 | 0 | 4334.9348 | 24.7287 | 0 | 12478.4413
01/16 20:00:00 | 01 | 16 | 20 | USA_ID_Boise-AP-Gowen-Field-ANGB.726810_AMY_2024EPW | 9.455 | 49.4065 | 0 | 108.6241 | 0 | 68.865 | 195.1153 | 0 | 4375.8838 | 18.3775 | 0 | 12591.24
01/16 21:00:00 | 01 | 16 | 21 | USA_ID_Boise-AP-Gowen-Field-ANGB.726810_AMY_2024EPW | 10.6175 | 49.4065 | 0 | 101.1502 | 0 | 69.0442 | 195.1153 | 0 | 4351.5167 | 18.1721 | 0 | 12341.6763
01/16 22:00:00 | 01 | 16 | 22 | USA_ID_Boise-AP-Gowen-Field-ANGB.726810_AMY_2024EPW | 12.5075 | 49.4065 | 0 | 120.3545 | 0 | 69.4093 | 195.1153 | 0 | 4301.8421 | 21.9741 | 0 | 11908.7479
01/16 23:00:00 | 01 | 16 | 23 | USA_ID_Boise-AP-Gowen-Field-ANGB.726810_AMY_2024EPW | 12.92 | 49.4065 | 0 | 115.9372 | 0 | 69.5699 | 195.1153 | 0 | 4281.0253 | 28.5789 | 0 | 11808.4341
01/16 24:00:00 | 01 | 16 | 24 | USA_ID_Boise-AP-Gowen-Field-ANGB.726810_AMY_2024EPW | 13.505 | 49.4065 | 0 | 100.8151 | 0 | 69.7572 | 195.1153 | 0 | 4258.3923 | 33.1555 | 0 | 11668.512
01/17 01:00:00 | 01 | 17 | 01 | USA_ID_Boise-AP-Gowen-Field-ANGB.726810_AMY_2024EPW | 11.855 | 49.3239 | 0 | 116.8747 | 0 | 69.7333 | 195.1153 | 0 | 4322.3088 | 29.3731 | 0 | 11907.6509
01/17 02:00:00 | 01 | 17 | 02 | USA_ID_Boise-AP-Gowen-Field-ANGB.726810_AMY_2024EPW | 10.04 | 49.3239 | 0 | 114.5423 | 0 | 69.255 | 195.1153 | 0 | 4364.264 | 25.4427 | 0 | 12364.1452
01/17 03:00:00 | 01 | 17 | 03 | USA_ID_Boise-AP-Gowen-Field-ANGB.726810_AMY_2024EPW | 10.04 | 49.3239 | 0 | 107.5585 | 0 | 69.0357 | 195.1153 | 0 | 4354.5889 | 25.469 | 0 | 12453.8276
01/17 04:00:00 | 01 | 17 | 04 | USA_ID_Boise-AP-Gowen-Field-ANGB.726810_AMY_2024EPW | 10.04 | 49.3239 | 0 | 104.4796 | 0 | 68.9246 | 195.1153 | 0 | 4310.1646 | 43.5791 | 0 | 12593.2998
01/17 05:00:00 | 01 | 17 | 05 | USA_ID_Boise-AP-Gowen-Field-ANGB.726810_AMY_2024EPW | 10.5275 | 49.3239 | 0 | 105.8469 | 0 | 69.1141 | 195.1153 | 0 | 4303.34 | 44.2575 | 0 | 12447.5849
01/17 06:00:00 | 01 | 17 | 06 | USA_ID_Boise-AP-Gowen-Field-ANGB.726810_AMY_2024EPW | 10.94 | 49.3239 | 0 | 102.9312 | 0 | 69.293 | 195.1153 | 0 | 4319.783 | 34.8808 | 0 | 12263.2426
01/17 07:00:00 | 01 | 17 | 07 | USA_ID_Boise-AP-Gowen-Field-ANGB.726810_AMY_2024EPW | 10.94 | 49.3239 | 0 | 103.2955 | 0 | 69.3174 | 195.1153 | 0 | 4326.708 | 32.1431 | 0 | 12240.057
01/17 08:00:00 | 01 | 17 | 08 | USA_ID_Boise-AP-Gowen-Field-ANGB.726810_AMY_2024EPW | 11.525 | 49.3239 | 0 | 110.491 | 0 | 69.4324 | 195.1153 | 0 | 4308.5629 | 34.4938 | 0 | 12116.7641
01/17 09:00:00 | 01 | 17 | 09 | USA_ID_Boise-AP-Gowen-Field-ANGB.726810_AMY_2024EPW | 12.02 | 49.3239 | 0 | 122.649 | 0 | 69.5702 | 195.1153 | 0 | 4271.4801 | 47.6976 | 0 | 12044.0446
01/17 10:00:00 | 01 | 17 | 10 | USA_ID_Boise-AP-Gowen-Field-ANGB.726810_AMY_2024EPW | 12.5075 | 49.3239 | 0 | 147.7641 | 0 | 69.6069 | 195.1153 | 0 | 4256.0087 | 48.1178 | 0 | 11956.6113
01/17 11:00:00 | 01 | 17 | 11 | USA_ID_Boise-AP-Gowen-Field-ANGB.726810_AMY_2024EPW | 12.92 | 49.3239 | 0 | 146.132 | 0 | 69.7103 | 195.1153 | 0 | 4264.6257 | 39.6067 | 0 | 11810.7658
01/17 12:00:00 | 01 | 17 | 12 | USA_ID_Boise-AP-Gowen-Field-ANGB.726810_AMY_2024EPW | 14.5775 | 49.3239 | 0 | 178.0537 | 0 | 69.9173 | 195.1153 | 0 | 4219.6357 | 34.2387 | 0 | 11452.7219
01/17 13:00:00 | 01 | 17 | 13 | USA_ID_Boise-AP-Gowen-Field-ANGB.726810_AMY_2024EPW | 17.0525 | 49.3239 | 0 | 211.1733 | 0 | 69.9863 | 181.7725 | 0 | 3922.6604 | 45.1053 | 0 | 10171.095
01/17 14:00:00 | 01 | 17 | 14 | USA_ID_Boise-AP-Gowen-Field-ANGB.726810_AMY_2024EPW | 19.6175 | 49.3239 | 0 | 176.0772 | 0 | 69.8816 | 181.6647 | 0 | 3857.8317 | 64.4298 | 0 | 10042.1112
01/17 15:00:00 | 01 | 17 | 15 | USA_ID_Boise-AP-Gowen-Field-ANGB.726810_AMY_2024EPW | 20.435 | 49.3239 | 0 | 162.2586 | 0 | 69.9592 | 183.0484 | 0 | 3812.2072 | 76.8408 | 5.5556 | 10280.7583
01/17 16:00:00 | 01 | 17 | 16 | USA_ID_Boise-AP-Gowen-Field-ANGB.726810_AMY_2024EPW | 20.525 | 49.3239 | 0 | 185.2411 | 0 | 69.9109 | 182.9284 | 0 | 3779.422 | 90.667 | 5.5556 | 10393.6547
01/17 17:00:00 | 01 | 17 | 17 | USA_ID_Boise-AP-Gowen-Field-ANGB.726810_AMY_2024EPW | 25.895 | 49.3239 | 0 | 224.982 | 0 | 70.0211 | 159.478 | 0 | 3309.2782 | 114.1768 | 20.0507 | 7466.312
01/17 18:00:00 | 01 | 17 | 18 | USA_ID_Boise-AP-Gowen-Field-ANGB.726810_AMY_2024EPW | 26.2175 | 49.3239 | 0 | 204.085 | 0 | 70.0119 | 172.6733 | 0 | 3614.4013 | 114.7042 | 5.7854 | 8752.9808
01/17 19:00:00 | 01 | 17 | 19 | USA_ID_Boise-AP-Gowen-Field-ANGB.726810_AMY_2024EPW | 23 | 49.3239 | 0 | 187.9241 | 0 | 70.0053 | 177.3056 | 0 | 3742.6493 | 104.4483 | 5.5556 | 8542.2562
01/17 20:00:00 | 01 | 17 | 20 | USA_ID_Boise-AP-Gowen-Field-ANGB.726810_AMY_2024EPW | 23.585 | 49.3239 | 0 | 147.3578 | 0 | 69.9426 | 177.1834 | 0 | 3585.6566 | 118.4582 | 11.1111 | 10072.9315
01/17 21:00:00 | 01 | 17 | 21 | USA_ID_Boise-AP-Gowen-Field-ANGB.726810_AMY_2024EPW | 22.91 | 49.3239 | 0 | 137.2187 | 0 | 69.9679 | 167.0872 | 0 | 3437.823 | 104.5797 | 14.72 | 9030.2002
01/17 22:00:00 | 01 | 17 | 22 | USA_ID_Boise-AP-Gowen-Field-ANGB.726810_AMY_2024EPW | 21.92 | 49.3239 | 0 | 163.271 | 0 | 70.0235 | 180.2107 | 0 | 3653.2634 | 98.9972 | 15.2778 | 9866.4382
01/17 23:00:00 | 01 | 17 | 23 | USA_ID_Boise-AP-Gowen-Field-ANGB.726810_AMY_2024EPW | 21.92 | 49.3239 | 0 | 157.2785 | 0 | 69.9275 | 173.423 | 0 | 3622.4469 | 92.8474 | 13.8889 | 9071.8686
01/17 24:00:00 | 01 | 17 | 24 | USA_ID_Boise-AP-Gowen-Field-ANGB.726810_AMY_2024EPW | 22.505 | 49.3239 | 0 | 136.7641 | 0 | 69.9438 | 177.2503 | 0 | 3644.4049 | 92.6902 | 11.1111 | 9936.2264
01/18 01:00:00 | 01 | 18 | 01 | USA_ID_Boise-AP-Gowen-Field-ANGB.726810_AMY_2024EPW | 23 | 49.2448 | 0 | 46.209 | 0 | 69.9797 | 162.2176 | 0 | 3394.3581 | 88.2836 | 25 | 6318.8408
01/18 02:00:00 | 01 | 18 | 02 | USA_ID_Boise-AP-Gowen-Field-ANGB.726810_AMY_2024EPW | 23 | 49.2448 | 0 | 45.2868 | 0 | 69.9259 | 172.7489 | 0 | 3593.9151 | 89.061 | 8.6638 | 8827.2988
01/18 03:00:00 | 01 | 18 | 03 | USA_ID_Boise-AP-Gowen-Field-ANGB.726810_AMY_2024EPW | 22.415 | 49.2448 | 0 | 42.5256 | 0 | 69.9235 | 175.8082 | 0 | 3680.5561 | 83.3572 | 5.5556 | 9800.6811
01/18 04:00:00 | 01 | 18 | 04 | USA_ID_Boise-AP-Gowen-Field-ANGB.726810_AMY_2024EPW | 23.09 | 49.2448 | 0 | 41.3083 | 0 | 69.9948 | 177.2044 | 0 | 3655.4081 | 85.6072 | 11.1111 | 9213.8681
01/18 05:00:00 | 01 | 18 | 05 | USA_ID_Boise-AP-Gowen-Field-ANGB.726810_AMY_2024EPW | 24.5675 | 49.2448 | 0 | 41.8489 | 0 | 69.9762 | 178.8557 | 0 | 3629.6665 | 92.3772 | 16.6667 | 9648.4916
01/18 06:00:00 | 01 | 18 | 06 | USA_ID_Boise-AP-Gowen-Field-ANGB.726810_AMY_2024EPW | 23.9075 | 49.2448 | 0 | 40.6961 | 0 | 69.9618 | 177.0685 | 0 | 3649.1996 | 84.367 | 11.337 | 9579.7938
01/18 07:00:00 | 01 | 18 | 07 | USA_ID_Boise-AP-Gowen-Field-ANGB.726810_AMY_2024EPW | 23.585 | 49.2448 | 0 | 40.8401 | 0 | 69.9469 | 167.889 | 0 | 3606.7888 | 98.9923 | 6.5387 | 8173.2686
01/18 08:00:00 | 01 | 18 | 08 | USA_ID_Boise-AP-Gowen-Field-ANGB.726810_AMY_2024EPW | 23.495 | 49.2448 | 0 | 43.685 | 0 | 69.948 | 177.0998 | 0 | 3562.6208 | 128.4519 | 11.1111 | 9969.1765
01/18 09:00:00 | 01 | 18 | 09 | USA_ID_Boise-AP-Gowen-Field-ANGB.726810_AMY_2024EPW | 22.415 | 49.2448 | 0 | 48.492 | 0 | 69.9218 | 171.1533 | 0 | 3443.7407 | 114.9595 | 21.1425 | 8819.1851
01/18 10:00:00 | 01 | 18 | 10 | USA_ID_Boise-AP-Gowen-Field-ANGB.726810_AMY_2024EPW | 21.4325 | 49.2448 | 0 | 58.4218 | 0 | 69.96 | 179.593 | 0 | 3668.8307 | 100.5371 | 10.1405 | 9878.0191
01/18 11:00:00 | 01 | 18 | 11 | USA_ID_Boise-AP-Gowen-Field-ANGB.726810_AMY_2024EPW | 22.0925 | 49.2448 | 0 | 57.7765 | 0 | 69.8898 | 171.6125 | 0 | 3500.4486 | 100.9821 | 17.176 | 9804.5956
01/18 12:00:00 | 01 | 18 | 12 | USA_ID_Boise-AP-Gowen-Field-ANGB.726810_AMY_2024EPW | 23 | 49.2448 | 0 | 70.3974 | 0 | 69.9508 | 176.4345 | 0 | 3566.6124 | 106.4114 | 16.8105 | 9711.297
01/18 13:00:00 | 01 | 18 | 13 | USA_ID_Boise-AP-Gowen-Field-ANGB.726810_AMY_2024EPW | 24.0725 | 49.2448 | 0 | 83.492 | 0 | 69.9429 | 175.2466 | 0 | 3605.9159 | 105.0916 | 6.4973 | 9604.6582
01/18 14:00:00 | 01 | 18 | 14 | USA_ID_Boise-AP-Gowen-Field-ANGB.726810_AMY_2024EPW | 27.71 | 49.2448 | 0 | 69.6159 | 0 | 69.9887 | 163.6471 | 0 | 3326.9591 | 101.1815 | 24.0208 | 6376.5106
01/18 15:00:00 | 01 | 18 | 15 | USA_ID_Boise-AP-Gowen-Field-ANGB.726810_AMY_2024EPW | 31.6775 | 49.2448 | 0 | 64.1524 | 0 | 70.0034 | 136.2137 | 0 | 3093.4905 | 108.646 | 8.3333 | 6434.2153
01/18 16:00:00 | 01 | 18 | 16 | USA_ID_Boise-AP-Gowen-Field-ANGB.726810_AMY_2024EPW | 33.08 | 49.2448 | 0 | 73.2391 | 0 | 70.0134 | 135.9134 | 0 | 2938.6192 | 109.9893 | 25.786 | 5392.4294
01/18 17:00:00 | 01 | 18 | 17 | USA_ID_Boise-AP-Gowen-Field-ANGB.726810_AMY_2024EPW | 34.1525 | 49.2448 | 0 | 88.9515 | 0 | 70.0451 | 106.4976 | 0 | 2427.48 | 107.335 | 21.4233 | 4484.6907
01/18 18:00:00 | 01 | 18 | 18 | USA_ID_Boise-AP-Gowen-Field-ANGB.726810_AMY_2024EPW | 35.06 | 49.2448 | 0 | 80.6894 | 0 | 70.0519 | 153.0385 | 0 | 3072.9205 | 146.3132 | 26.8376 | 6163.1177
01/18 19:00:00 | 01 | 18 | 19 | USA_ID_Boise-AP-Gowen-Field-ANGB.726810_AMY_2024EPW | 33.9875 | 49.2448 | 0 | 74.2999 | 0 | 70.0394 | 165.306 | 0 | 3182.4256 | 157.9513 | 30.5556 | 7099.7821
01/18 20:00:00 | 01 | 18 | 20 | USA_ID_Boise-AP-Gowen-Field-ANGB.726810_AMY_2024EPW | 32.495 | 49.2448 | 0 | 58.2611 | 0 | 70.0282 | 162.5961 | 0 | 3201.7209 | 121.9316 | 33.3333 | 7023.7669
01/18 21:00:00 | 01 | 18 | 21 | USA_ID_Boise-AP-Gowen-Field-ANGB.726810_AMY_2024EPW | 32 | 49.2448 | 0 | 54.2524 | 0 | 70.0277 | 162.5961 | 0 | 3215.8762 | 115.6943 | 33.3333 | 7034.718
01/18 22:00:00 | 01 | 18 | 22 | USA_ID_Boise-AP-Gowen-Field-ANGB.726810_AMY_2024EPW | 32 | 49.2448 | 0 | 64.5528 | 0 | 70.0324 | 165.306 | 0 | 3224.5629 | 139.8602 | 30.5556 | 7307.2909
01/18 23:00:00 | 01 | 18 | 23 | USA_ID_Boise-AP-Gowen-Field-ANGB.726810_AMY_2024EPW | 31.415 | 49.2448 | 0 | 62.1835 | 0 | 70.0104 | 142.7555 | 0 | 2967.4415 | 137.8511 | 33.3333 | 5771.5521
01/18 24:00:00 | 01 | 18 | 24 | USA_ID_Boise-AP-Gowen-Field-ANGB.726810_AMY_2024EPW | 30.92 | 49.2448 | 0 | 54.0727 | 0 | 70.0239 | 154.7128 | 0 | 3103.934 | 137.9851 | 33.3333 | 7032.1609
01/19 01:00:00 | 01 | 19 | 01 | USA_ID_Boise-AP-Gowen-Field-ANGB.726810_AMY_2024EPW | 30.92 | 49.1694 | 0 | 110.4707 | 0 | 70.0221 | 162.5961 | 0 | 3148.2654 | 151.2082 | 33.3333 | 7485.822
01/19 02:00:00 | 01 | 19 | 02 | USA_ID_Boise-AP-Gowen-Field-ANGB.726810_AMY_2024EPW | 30.92 | 49.1694 | 0 | 108.2661 | 0 | 70.0241 | 168.016 | 0 | 3273.0138 | 146.0036 | 27.7778 | 7895.9709
01/19 03:00:00 | 01 | 19 | 03 | USA_ID_Boise-AP-Gowen-Field-ANGB.726810_AMY_2024EPW | 30.4325 | 49.1694 | 0 | 101.6649 | 0 | 70.0365 | 129.684 | 0 | 2889.4204 | 134.739 | 13.8889 | 5896.5719
01/19 04:00:00 | 01 | 19 | 04 | USA_ID_Boise-AP-Gowen-Field-ANGB.726810_AMY_2024EPW | 30.02 | 49.1694 | 0 | 98.7548 | 0 | 70.0033 | 147.4916 | 0 | 2907.4807 | 156.5273 | 41.6667 | 6268.4962
01/19 05:00:00 | 01 | 19 | 05 | USA_ID_Boise-AP-Gowen-Field-ANGB.726810_AMY_2024EPW | 30.02 | 49.1694 | 0 | 100.0472 | 0 | 70.0214 | 168.016 | 0 | 3210.6171 | 178.3702 | 27.7778 | 8466.2122
01/19 06:00:00 | 01 | 19 | 06 | USA_ID_Boise-AP-Gowen-Field-ANGB.726810_AMY_2024EPW | 30.02 | 49.1694 | 0 | 97.2912 | 0 | 70.0286 | 128.6366 | 0 | 2931.8177 | 163.9582 | 0 | 6381.1673
01/19 07:00:00 | 01 | 19 | 07 | USA_ID_Boise-AP-Gowen-Field-ANGB.726810_AMY_2024EPW | 30.5075 | 49.1694 | 0 | 97.6356 | 0 | 70.0006 | 141.5546 | 0 | 2870.7573 | 160.7433 | 33.3333 | 6092.4175
01/19 08:00:00 | 01 | 19 | 08 | USA_ID_Boise-AP-Gowen-Field-ANGB.726810_AMY_2024EPW | 30.92 | 49.1694 | 0 | 104.4368 | 0 | 70.0195 | 145.4076 | 0 | 2878.4364 | 161.8813 | 41.6667 | 5615.9607
01/19 09:00:00 | 01 | 19 | 09 | USA_ID_Boise-AP-Gowen-Field-ANGB.726810_AMY_2024EPW | 32.09 | 49.1694 | 0 | 115.9286 | 0 | 70.014 | 159.5911 | 0 | 3110.7092 | 186.9683 | 27.7778 | 7063.732
01/19 10:00:00 | 01 | 19 | 10 | USA_ID_Boise-AP-Gowen-Field-ANGB.726810_AMY_2024EPW | 33.08 | 49.1694 | 0 | 139.6676 | 0 | 70.0264 | 168.016 | 0 | 3163.1109 | 197.3759 | 27.7778 | 8153.7914
01/19 11:00:00 | 01 | 19 | 11 | USA_ID_Boise-AP-Gowen-Field-ANGB.726810_AMY_2024EPW | 33.5675 | 49.1694 | 0 | 138.1249 | 0 | 70.0303 | 133.6287 | 0 | 2880.0427 | 174.8601 | 8.3333 | 6343.0892
01/19 12:00:00 | 01 | 19 | 12 | USA_ID_Boise-AP-Gowen-Field-ANGB.726810_AMY_2024EPW | 34.565 | 49.1694 | 0 | 168.2975 | 0 | 70.0446 | 107.2845 | 0 | 2418.1418 | 139.512 | 14.4119 | 4625.3168
01/19 13:00:00 | 01 | 19 | 13 | USA_ID_Boise-AP-Gowen-Field-ANGB.726810_AMY_2024EPW | 36.62 | 49.1694 | 0 | 199.6024 | 0 | 70.0207 | 131.4252 | 0 | 2789.501 | 151.4908 | 25 | 5044.7618
01/19 14:00:00 | 01 | 19 | 14 | USA_ID_Boise-AP-Gowen-Field-ANGB.726810_AMY_2024EPW | 37.94 | 49.1694 | 0 | 166.4293 | 0 | 70.0462 | 149.6894 | 0 | 2927.4607 | 174.251 | 30.5556 | 5628.2626
01/19 15:00:00 | 01 | 19 | 15 | USA_ID_Boise-AP-Gowen-Field-ANGB.726810_AMY_2024EPW | 38.525 | 49.1694 | 0 | 153.3678 | 0 | 70.0674 | 142.2889 | 0 | 2797.5498 | 179.8434 | 29.1348 | 4810.4759
01/19 16:00:00 | 01 | 19 | 16 | USA_ID_Boise-AP-Gowen-Field-ANGB.726810_AMY_2024EPW | 39.02 | 49.1694 | 0 | 175.0911 | 0 | 70.0258 | 128.087 | 0 | 2639.3764 | 149.7635 | 29.4167 | 4733.9105
01/19 17:00:00 | 01 | 19 | 17 | USA_ID_Boise-AP-Gowen-Field-ANGB.726810_AMY_2024EPW | 38.435 | 49.1694 | 0 | 212.6545 | 0 | 70.0276 | 128.4067 | 0 | 2659.8899 | 153.2874 | 25 | 4525.6765
01/19 18:00:00 | 01 | 19 | 18 | USA_ID_Boise-AP-Gowen-Field-ANGB.726810_AMY_2024EPW | 37.94 | 49.1694 | 0 | 192.9025 | 0 | 70.0311 | 129.3145 | 0 | 2575.7866 | 154.039 | 42.338 | 4700.9112
01/19 19:00:00 | 01 | 19 | 19 | USA_ID_Boise-AP-Gowen-Field-ANGB.726810_AMY_2024EPW | 37.4525 | 49.1694 | 0 | 177.627 | 0 | 70.1036 | 159.8576 | 0 | 3158.1465 | 182.4535 | 22.2222 | 5806.5672
01/19 20:00:00 | 01 | 19 | 20 | USA_ID_Boise-AP-Gowen-Field-ANGB.726810_AMY_2024EPW | 36.455 | 49.1694 | 0 | 139.2835 | 0 | 70.0859 | 163.2119 | 0 | 3154.9711 | 191.04 | 25 | 6246.2283
01/19 21:00:00 | 01 | 19 | 21 | USA_ID_Boise-AP-Gowen-Field-ANGB.726810_AMY_2024EPW | 35.96 | 49.1694 | 0 | 129.7 | 0 | 70.0285 | 129.5866 | 0 | 2648.3839 | 186.0083 | 27.3057 | 4933.2856
01/19 22:00:00 | 01 | 19 | 22 | USA_ID_Boise-AP-Gowen-Field-ANGB.726810_AMY_2024EPW | 35.96 | 49.1694 | 0 | 154.3248 | 0 | 70.0757 | 158.37 | 0 | 3021.3399 | 224.0322 | 22.2222 | 6209.8774
01/19 23:00:00 | 01 | 19 | 23 | USA_ID_Boise-AP-Gowen-Field-ANGB.726810_AMY_2024EPW | 35.96 | 49.1694 | 0 | 148.6606 | 0 | 70.0356 | 148.2703 | 0 | 2827.6763 | 211.0893 | 30.6259 | 6227.1963
01/19 24:00:00 | 01 | 19 | 24 | USA_ID_Boise-AP-Gowen-Field-ANGB.726810_AMY_2024EPW | 35.4725 | 49.1694 | 0 | 129.2703 | 0 | 70.0217 | 132.9301 | 0 | 2747.7553 | 201.7963 | 25 | 5310.014
01/20 01:00:00 | 01 | 20 | 01 | USA_ID_Boise-AP-Gowen-Field-ANGB.726810_AMY_2024EPW | 34.475 | 49.0975 | 0 | 81.0897 | 0 | 70.0381 | 148.9474 | 0 | 2922.5039 | 178.2457 | 33.3333 | 5765.4745
01/20 02:00:00 | 01 | 20 | 02 | USA_ID_Boise-AP-Gowen-Field-ANGB.726810_AMY_2024EPW | 33.98 | 49.0975 | 0 | 79.4714 | 0 | 70.036 | 142.8741 | 0 | 2878.5399 | 178.0109 | 25.1487 | 6065.7709
01/20 03:00:00 | 01 | 20 | 03 | USA_ID_Boise-AP-Gowen-Field-ANGB.726810_AMY_2024EPW | 33.98 | 49.0975 | 0 | 74.6259 | 0 | 70.0206 | 132.9652 | 0 | 2774.8587 | 191.7609 | 25 | 5366.5538
01/20 04:00:00 | 01 | 20 | 04 | USA_ID_Boise-AP-Gowen-Field-ANGB.726810_AMY_2024EPW | 33.98 | 49.0975 | 0 | 72.4898 | 0 | 70.0275 | 130.95 | 0 | 2684.3152 | 196.3771 | 26.7247 | 5038.2033
01/20 05:00:00 | 01 | 20 | 05 | USA_ID_Boise-AP-Gowen-Field-ANGB.726810_AMY_2024EPW | 32.9075 | 49.0975 | 0 | 73.4384 | 0 | 70.0445 | 162.5961 | 0 | 3033.6595 | 205.3816 | 33.3333 | 6977.2993
01/20 06:00:00 | 01 | 20 | 06 | USA_ID_Boise-AP-Gowen-Field-ANGB.726810_AMY_2024EPW | 32 | 49.0975 | 0 | 71.4154 | 0 | 70.036 | 162.5961 | 0 | 3047.6324 | 199.9849 | 33.3333 | 7190.8533
01/20 07:00:00 | 01 | 20 | 07 | USA_ID_Boise-AP-Gowen-Field-ANGB.726810_AMY_2024EPW | 32.585 | 49.0975 | 0 | 71.6682 | 0 | 70.0381 | 162.5961 | 0 | 3052.6289 | 196.5657 | 33.3333 | 7096.5663
01/20 08:00:00 | 01 | 20 | 08 | USA_ID_Boise-AP-Gowen-Field-ANGB.726810_AMY_2024EPW | 31.91 | 49.0975 | 0 | 76.6606 | 0 | 70.0316 | 162.5961 | 0 | 3107.1503 | 170.3116 | 33.3333 | 7126.664
01/20 09:00:00 | 01 | 20 | 09 | USA_ID_Boise-AP-Gowen-Field-ANGB.726810_AMY_2024EPW | 31.505 | 49.0975 | 0 | 85.096 | 0 | 70.0303 | 162.5961 | 0 | 3155.0051 | 146.9573 | 33.3333 | 7202.5627
01/20 10:00:00 | 01 | 20 | 10 | USA_ID_Boise-AP-Gowen-Field-ANGB.726810_AMY_2024EPW | 32 | 49.0975 | 0 | 102.5213 | 0 | 70.022 | 142.4774 | 0 | 2925.3583 | 143.6265 | 33.3333 | 5490.8619
01/20 11:00:00 | 01 | 20 | 11 | USA_ID_Boise-AP-Gowen-Field-ANGB.726810_AMY_2024EPW | 33.6575 | 49.0975 | 0 | 101.3889 | 0 | 70 | 123.0236 | 0 | 2754.4065 | 109.0114 | 41.6667 | 3597.0743
01/20 12:00:00 | 01 | 20 | 12 | USA_ID_Boise-AP-Gowen-Field-ANGB.726810_AMY_2024EPW | 36.1325 | 49.0975 | 0 | 123.5367 | 0 | 70.0202 | 130.9777 | 0 | 2917.2387 | 77.5465 | 25 | 4671.4858
01/20 13:00:00 | 01 | 20 | 13 | USA_ID_Boise-AP-Gowen-Field-ANGB.726810_AMY_2024EPW | 37.04 | 49.0975 | 0 | 146.5157 | 0 | 70.0455 | 144.0149 | 0 | 3016.797 | 83.2045 | 33.3333 | 5184.9231
01/20 14:00:00 | 01 | 20 | 14 | USA_ID_Boise-AP-Gowen-Field-ANGB.726810_AMY_2024EPW | 38.1125 | 49.0975 | 0 | 122.1654 | 0 | 70.0337 | 122.8897 | 0 | 2681.4981 | 87.321 | 29.3098 | 4170.7156
01/20 15:00:00 | 01 | 20 | 15 | USA_ID_Boise-AP-Gowen-Field-ANGB.726810_AMY_2024EPW | 39.02 | 49.0975 | 0 | 112.5778 | 0 | 70.0972 | 164.5081 | 0 | 3307.5308 | 96.1826 | 27.7778 | 5044.5684
01/20 16:00:00 | 01 | 20 | 16 | USA_ID_Boise-AP-Gowen-Field-ANGB.726810_AMY_2024EPW | 40.0925 | 49.0975 | 0 | 128.5235 | 0 | 70.0386 | 132.1395 | 0 | 2765.9782 | 87.9067 | 37.0524 | 4155.6391
01/20 17:00:00 | 01 | 20 | 17 | USA_ID_Boise-AP-Gowen-Field-ANGB.726810_AMY_2024EPW | 42.0725 | 49.0975 | 0 | 156.0964 | 0 | 70.0384 | 117.5714 | 0 | 2890.7174 | 0 | 36.6389 | 2823.6809
01/20 18:00:00 | 01 | 20 | 18 | USA_ID_Boise-AP-Gowen-Field-ANGB.726810_AMY_2024EPW | 41.9075 | 49.0975 | 0 | 141.5977 | 0 | 70.07 | 114.0573 | 0 | 2718.7292 | 14.5729 | 54.3889 | 2619.4226
01/20 19:00:00 | 01 | 20 | 19 | USA_ID_Boise-AP-Gowen-Field-ANGB.726810_AMY_2024EPW | 39.3425 | 49.0975 | 0 | 130.385 | 0 | 70.0444 | 133.8399 | 0 | 2715.719 | 166.7016 | 38.8889 | 4450.9458
01/20 20:00:00 | 01 | 20 | 20 | USA_ID_Boise-AP-Gowen-Field-ANGB.726810_AMY_2024EPW | 36.8675 | 49.0975 | 0 | 102.2394 | 0 | 70.0296 | 128.3045 | 0 | 2617.4411 | 177.1704 | 25 | 4543.6009
01/20 21:00:00 | 01 | 20 | 21 | USA_ID_Boise-AP-Gowen-Field-ANGB.726810_AMY_2024EPW | 36.545 | 49.0975 | 0 | 95.2047 | 0 | 70.101 | 162.1192 | 0 | 3121.0918 | 210.8051 | 22.2222 | 6310.937
01/20 22:00:00 | 01 | 20 | 22 | USA_ID_Boise-AP-Gowen-Field-ANGB.726810_AMY_2024EPW | 37.04 | 49.0975 | 0 | 113.2803 | 0 | 70.0791 | 154.0803 | 0 | 2942.6037 | 212.852 | 30.5556 | 5826.6566
01/20 23:00:00 | 01 | 20 | 23 | USA_ID_Boise-AP-Gowen-Field-ANGB.726810_AMY_2024EPW | 38.1125 | 49.0975 | 0 | 109.1225 | 0 | 70.0395 | 162.5961 | 0 | 2997.5767 | 213.8728 | 33.3333 | 6679.0525
01/20 24:00:00 | 01 | 20 | 24 | USA_ID_Boise-AP-Gowen-Field-ANGB.726810_AMY_2024EPW | 39.02 | 49.0975 | 0 | 94.8893 | 0 | 70.0438 | 141.4966 | 0 | 2756.0104 | 181.9457 | 29.4849 | 5708.031
01/21 01:00:00 | 01 | 21 | 01 | USA_ID_Boise-AP-Gowen-Field-ANGB.726810_AMY_2024EPW | 40.6775 | 49.0293 | 0 | 34.8396 | 0 | 70.0344 | 124.116 | 0 | 2664.0147 | 107.9558 | 34.9188 | 3941.262
01/21 02:00:00 | 01 | 21 | 02 | USA_ID_Boise-AP-Gowen-Field-ANGB.726810_AMY_2024EPW | 42.08 | 49.0293 | 0 | 34.1444 | 0 | 70.0597 | 131.0481 | 0 | 3125.5277 | 0 | 33.0486 | 3278.5705
01/21 03:00:00 | 01 | 21 | 03 | USA_ID_Boise-AP-Gowen-Field-ANGB.726810_AMY_2024EPW | 42.5675 | 49.0293 | 0 | 32.0625 | 0 | 70.0824 | 148.2488 | 0 | 3350.1533 | 0 | 29.8088 | 3384.8025
01/21 04:00:00 | 01 | 21 | 04 | USA_ID_Boise-AP-Gowen-Field-ANGB.726810_AMY_2024EPW | 40.25 | 49.0293 | 0 | 31.1447 | 0 | 70.0288 | 150.3047 | 0 | 2905.6314 | 172.8362 | 36.2592 | 5889.9531
01/21 05:00:00 | 01 | 21 | 05 | USA_ID_Boise-AP-Gowen-Field-ANGB.726810_AMY_2024EPW | 37.4525 | 49.0293 | 0 | 31.5523 | 0 | 70.0502 | 166.1949 | 0 | 3044.6316 | 241.6024 | 27.7778 | 7309.5893
01/21 06:00:00 | 01 | 21 | 06 | USA_ID_Boise-AP-Gowen-Field-ANGB.726810_AMY_2024EPW | 37.04 | 49.0293 | 0 | 30.6831 | 0 | 70.0427 | 164.6264 | 0 | 3028.2804 | 226.9309 | 30.5556 | 7389.1567
01/21 07:00:00 | 01 | 21 | 07 | USA_ID_Boise-AP-Gowen-Field-ANGB.726810_AMY_2024EPW | 38.6 | 49.0293 | 0 | 30.7917 | 0 | 70.0208 | 138.739 | 0 | 2743.6864 | 233.8048 | 17.2237 | 6821.3827
01/21 08:00:00 | 01 | 21 | 08 | USA_ID_Boise-AP-Gowen-Field-ANGB.726810_AMY_2024EPW | 39.92 | 49.0293 | 0 | 32.9367 | 0 | 70.0275 | 156.7895 | 0 | 2880.0853 | 254.7066 | 25 | 7647.8038
01/21 09:00:00 | 01 | 21 | 09 | USA_ID_Boise-AP-Gowen-Field-ANGB.726810_AMY_2024EPW | 39.4325 | 49.0293 | 0 | 36.5609 | 0 | 70.0311 | 128.3721 | 0 | 2511.2796 | 223.984 | 28.283 | 4964.8928
01/21 10:00:00 | 01 | 21 | 10 | USA_ID_Boise-AP-Gowen-Field-ANGB.726810_AMY_2024EPW | 40.6775 | 49.0293 | 0 | 44.0476 | 0 | 70.0595 | 142.7989 | 0 | 2950.4038 | 125.6163 | 28.5224 | 4607.0615
01/21 11:00:00 | 01 | 21 | 11 | USA_ID_Boise-AP-Gowen-Field-ANGB.726810_AMY_2024EPW | 42.5675 | 49.0293 | 0 | 43.561 | 0 | 70.0146 | 126.3616 | 0 | 3006.4111 | 0 | 26.8528 | 3575.1846
01/21 12:00:00 | 01 | 21 | 12 | USA_ID_Boise-AP-Gowen-Field-ANGB.726810_AMY_2024EPW | 41.9075 | 49.0293 | 0 | 53.0767 | 0 | 70.0333 | 159.6244 | 0 | 3480.003 | 22.6519 | 33.3333 | 4490.4144
01/21 13:00:00 | 01 | 21 | 13 | USA_ID_Boise-AP-Gowen-Field-ANGB.726810_AMY_2024EPW | 42.6575 | 49.0293 | 0 | 62.9495 | 0 | 70.034 | 118.2982 | 0 | 2871.4895 | 0 | 36.5951 | 2888.2765
01/21 14:00:00 | 01 | 21 | 14 | USA_ID_Boise-AP-Gowen-Field-ANGB.726810_AMY_2024EPW | 44.06 | 49.0293 | 0 | 52.4875 | 0 | 70.0485 | 120.9772 | 0 | 2963.9448 | 0 | 39.4213 | 2790.8983
01/21 15:00:00 | 01 | 21 | 15 | USA_ID_Boise-AP-Gowen-Field-ANGB.726810_AMY_2024EPW | 45.1325 | 49.0293 | 0 | 48.3683 | 0 | 70.0521 | 118.06 | 0 | 2921.0007 | 0 | 40.7843 | 2721.9707
01/21 16:00:00 | 01 | 21 | 16 | USA_ID_Boise-AP-Gowen-Field-ANGB.726810_AMY_2024EPW | 46.04 | 49.0293 | 0 | 55.2192 | 0 | 70.0506 | 119.7509 | 0 | 2926.79 | 0 | 42.0823 | 2679.2162
01/21 17:00:00 | 01 | 21 | 17 | USA_ID_Boise-AP-Gowen-Field-ANGB.726810_AMY_2024EPW | 46.04 | 49.0293 | 0 | 67.0658 | 0 | 70.0556 | 105.878 | 0 | 2729.506 | 0 | 48.0071 | 2379.1619
01/21 18:00:00 | 01 | 21 | 18 | USA_ID_Boise-AP-Gowen-Field-ANGB.726810_AMY_2024EPW | 44.9675 | 49.0293 | 0 | 60.8365 | 0 | 70.0801 | 106.8338 | 0 | 2775.9567 | 0 | 39.5277 | 2821.5696
01/21 19:00:00 | 01 | 21 | 19 | USA_ID_Boise-AP-Gowen-Field-ANGB.726810_AMY_2024EPW | 43.475 | 49.0293 | 0 | 56.019 | 0 | 70.1239 | 127.4201 | 0 | 3237.093 | 0 | 22.9071 | 3634.6497
01/21 20:00:00 | 01 | 21 | 20 | USA_ID_Boise-AP-Gowen-Field-ANGB.726810_AMY_2024EPW | 42.4925 | 49.0293 | 0 | 43.9264 | 0 | 70.0289 | 116.2064 | 0 | 2898.0451 | 0 | 35.7326 | 2979.941
01/21 21:00:00 | 01 | 21 | 21 | USA_ID_Boise-AP-Gowen-Field-ANGB.726810_AMY_2024EPW | 42.5675 | 49.0293 | 0 | 40.9041 | 0 | 70.0708 | 133.574 | 0 | 3240.4359 | 0 | 30.1002 | 3223.1759
01/21 22:00:00 | 01 | 21 | 22 | USA_ID_Boise-AP-Gowen-Field-ANGB.726810_AMY_2024EPW | 42.98 | 49.0293 | 0 | 48.6701 | 0 | 70.0754 | 122.7945 | 0 | 3169.5207 | 0 | 33.3333 | 3416.8691
01/21 23:00:00 | 01 | 21 | 23 | USA_ID_Boise-AP-Gowen-Field-ANGB.726810_AMY_2024EPW | 41.9075 | 49.0293 | 0 | 46.8837 | 0 | 70.0679 | 124.8635 | 0 | 3136.8894 | 11.3457 | 36.1111 | 3377.939
01/21 24:00:00 | 01 | 21 | 24 | USA_ID_Boise-AP-Gowen-Field-ANGB.726810_AMY_2024EPW | 41.585 | 49.0293 | 0 | 40.7685 | 0 | 70.0431 | 121.4769 | 0 | 2997.8384 | 0 | 34.7137 | 3026.9614
01/22 01:00:00 | 01 | 22 | 01 | USA_ID_Boise-AP-Gowen-Field-ANGB.726810_AMY_2024EPW | 43.1525 | 48.9647 | 0 | 32.1432 | 0 | 70.0341 | 119.3793 | 0 | 2892.9464 | 0 | 35.015 | 2728.3144
01/22 02:00:00 | 01 | 22 | 02 | USA_ID_Boise-AP-Gowen-Field-ANGB.726810_AMY_2024EPW | 43.475 | 48.9647 | 0 | 31.5018 | 0 | 70.0506 | 115.2715 | 0 | 2871.1469 | 0 | 42.6594 | 2601.7688
01/22 03:00:00 | 01 | 22 | 03 | USA_ID_Boise-AP-Gowen-Field-ANGB.726810_AMY_2024EPW | 43.565 | 48.9647 | 0 | 29.581 | 0 | 70.0615 | 100.7874 | 0 | 2684.0078 | 0 | 44.5339 | 2667.2486
01/22 04:00:00 | 01 | 22 | 04 | USA_ID_Boise-AP-Gowen-Field-ANGB.726810_AMY_2024EPW | 40.2575 | 48.9647 | 0 | 28.7343 | 0 | 70.082 | 130.9452 | 0 | 2853.2827 | 91.5013 | 36.1997 | 3744.25
01/22 05:00:00 | 01 | 22 | 05 | USA_ID_Boise-AP-Gowen-Field-ANGB.726810_AMY_2024EPW | 36.455 | 48.9647 | 0 | 29.1103 | 0 | 70.0504 | 142.1469 | 0 | 2851.4529 | 154.2948 | 28.6401 | 5339.1464
01/22 06:00:00 | 01 | 22 | 06 | USA_ID_Boise-AP-Gowen-Field-ANGB.726810_AMY_2024EPW | 36.545 | 48.9647 | 0 | 28.3084 | 0 | 70.0696 | 143.6486 | 0 | 2913.567 | 155.3184 | 24.5149 | 4987.6376
01/22 07:00:00 | 01 | 22 | 07 | USA_ID_Boise-AP-Gowen-Field-ANGB.726810_AMY_2024EPW | 39.185 | 48.9647 | 0 | 28.4086 | 0 | 70.0403 | 146.3825 | 0 | 2875.6722 | 151.4273 | 34.1568 | 5265.5121
01/22 08:00:00 | 01 | 22 | 08 | USA_ID_Boise-AP-Gowen-Field-ANGB.726810_AMY_2024EPW | 40.415 | 48.9647 | 0 | 30.3876 | 0 | 70.0327 | 162.5961 | 0 | 3056.1076 | 179.7345 | 33.3333 | 6949.9677
01/22 09:00:00 | 01 | 22 | 09 | USA_ID_Boise-AP-Gowen-Field-ANGB.726810_AMY_2024EPW | 39.92 | 48.9647 | 0 | 33.7313 | 0 | 70.0127 | 162.5961 | 0 | 3077.3616 | 169.633 | 33.3333 | 7547.2184
01/22 10:00:00 | 01 | 22 | 10 | USA_ID_Boise-AP-Gowen-Field-ANGB.726810_AMY_2024EPW | 41.09 | 48.9647 | 0 | 40.6385 | 0 | 70.0488 | 144.9476 | 0 | 3207.0201 | 79.347 | 10.6767 | 5719.4456
01/22 11:00:00 | 01 | 22 | 11 | USA_ID_Boise-AP-Gowen-Field-ANGB.726810_AMY_2024EPW | 42.5675 | 48.9647 | 0 | 40.1896 | 0 | 70.0122 | 156.4196 | 0 | 3507.482 | 0 | 24.6482 | 5156.8979
01/22 12:00:00 | 01 | 22 | 12 | USA_ID_Boise-AP-Gowen-Field-ANGB.726810_AMY_2024EPW | 42.98 | 48.9647 | 0 | 48.9688 | 0 | 70.0077 | 162.5961 | 0 | 3561.8352 | 0 | 33.3333 | 5284.7125
01/22 13:00:00 | 01 | 22 | 13 | USA_ID_Boise-AP-Gowen-Field-ANGB.726810_AMY_2024EPW | 44.6375 | 48.9647 | 0 | 58.0775 | 0 | 70.0339 | 140.954 | 0 | 3187.6124 | 0 | 34.3969 | 4088.8807
01/22 14:00:00 | 01 | 22 | 14 | USA_ID_Boise-AP-Gowen-Field-ANGB.726810_AMY_2024EPW | 45.455 | 48.9647 | 0 | 48.4252 | 0 | 70.0598 | 135.517 | 0 | 3154.4639 | 0 | 39.8837 | 3211.4118
01/22 15:00:00 | 01 | 22 | 15 | USA_ID_Boise-AP-Gowen-Field-ANGB.726810_AMY_2024EPW | 46.0325 | 48.9647 | 0 | 44.6248 | 0 | 70.0399 | 111.2456 | 0 | 2772.3394 | 0 | 39.0361 | 2370.5351
01/22 16:00:00 | 01 | 22 | 16 | USA_ID_Boise-AP-Gowen-Field-ANGB.726810_AMY_2024EPW | 46.94 | 48.9647 | 0 | 50.9456 | 0 | 70.0498 | 96.6101 | 0 | 2515.7674 | 0 | 54.0031 | 2070.0663
01/22 17:00:00 | 01 | 22 | 17 | USA_ID_Boise-AP-Gowen-Field-ANGB.726810_AMY_2024EPW | 46.94 | 48.9647 | 0 | 61.8752 | 0 | 70.0562 | 84.194 | 0 | 2240.9251 | 0 | 60.0489 | 2078.3152
01/22 18:00:00 | 01 | 22 | 18 | USA_ID_Boise-AP-Gowen-Field-ANGB.726810_AMY_2024EPW | 46.4525 | 48.9647 | 0 | 56.128 | 0 | 70.0224 | 72.7024 | 0 | 2026.0832 | 0 | 72.7195 | 1444.8929
01/22 19:00:00 | 01 | 22 | 19 | USA_ID_Boise-AP-Gowen-Field-ANGB.726810_AMY_2024EPW | 44.9675 | 48.9647 | 0 | 51.6834 | 0 | 70.1051 | 98.3522 | 0 | 2491.2181 | 0 | 54.9847 | 3153.6393
01/22 20:00:00 | 01 | 22 | 20 | USA_ID_Boise-AP-Gowen-Field-ANGB.726810_AMY_2024EPW | 43.475 | 48.9647 | 0 | 40.5268 | 0 | 70.1152 | 95.9033 | 0 | 2468.7193 | 0 | 55.0495 | 3456.1433
01/22 21:00:00 | 01 | 22 | 21 | USA_ID_Boise-AP-Gowen-Field-ANGB.726810_AMY_2024EPW | 41.9075 | 48.9647 | 0 | 37.7383 | 0 | 70.0613 | 100.9802 | 0 | 2325.9454 | 8.8281 | 70.1808 | 3442.8272
01/22 22:00:00 | 01 | 22 | 22 | USA_ID_Boise-AP-Gowen-Field-ANGB.726810_AMY_2024EPW | 41 | 48.9647 | 0 | 44.9033 | 0 | 70.0608 | 101.1213 | 0 | 2014.4793 | 128.3905 | 68.7709 | 4964.4901
01/22 23:00:00 | 01 | 22 | 23 | USA_ID_Boise-AP-Gowen-Field-ANGB.726810_AMY_2024EPW | 41 | 48.9647 | 0 | 43.2552 | 0 | 70.0629 | 100.7297 | 0 | 2007.3066 | 119.4248 | 72.1893 | 4785.3754
01/22 24:00:00 | 01 | 22 | 24 | USA_ID_Boise-AP-Gowen-Field-ANGB.726810_AMY_2024EPW | 41 | 48.9647 | 0 | 37.6133 | 0 | 70.0639 | 100.5405 | 0 | 1982.3253 | 126.3561 | 73.8267 | 4766.224
01/23 01:00:00 | 01 | 23 | 01 | USA_ID_Boise-AP-Gowen-Field-ANGB.726810_AMY_2024EPW | 41 | 48.9037 | 0 | 32.1761 | 0 | 70.0634 | 100.6078 | 0 | 1990.9389 | 124.1128 | 73.241 | 4774.8728
01/23 02:00:00 | 01 | 23 | 02 | USA_ID_Boise-AP-Gowen-Field-ANGB.726810_AMY_2024EPW | 39.9275 | 48.9037 | 0 | 31.534 | 0 | 70.0722 | 114.9446 | 0 | 2462.5498 | 106.1768 | 52.3002 | 4649.7359
01/23 03:00:00 | 01 | 23 | 03 | USA_ID_Boise-AP-Gowen-Field-ANGB.726810_AMY_2024EPW | 37.9475 | 48.9037 | 0 | 29.6113 | 0 | 70.0987 | 144.8163 | 0 | 3036.3172 | 114.8313 | 28.3431 | 5161.4295
01/23 04:00:00 | 01 | 23 | 04 | USA_ID_Boise-AP-Gowen-Field-ANGB.726810_AMY_2024EPW | 36.455 | 48.9037 | 0 | 28.7637 | 0 | 70.055 | 132.5995 | 0 | 2758.3464 | 113.772 | 37.8487 | 3634.475
01/23 05:00:00 | 01 | 23 | 05 | USA_ID_Boise-AP-Gowen-Field-ANGB.726810_AMY_2024EPW | 35.4725 | 48.9037 | 0 | 29.1401 | 0 | 70.0675 | 155.1091 | 0 | 3120.3954 | 127.8378 | 33.3333 | 5018.9605
01/23 06:00:00 | 01 | 23 | 06 | USA_ID_Boise-AP-Gowen-Field-ANGB.726810_AMY_2024EPW | 35.06 | 48.9037 | 0 | 28.3374 | 0 | 70.1148 | 163.3533 | 0 | 3323.9191 | 110.6245 | 22.2222 | 5263.9028
01/23 07:00:00 | 01 | 23 | 07 | USA_ID_Boise-AP-Gowen-Field-ANGB.726810_AMY_2024EPW | 35.06 | 48.9037 | 0 | 28.4377 | 0 | 70.0329 | 126.89 | 0 | 2686.1605 | 104.4017 | 31.6554 | 4126.7046
01/23 08:00:00 | 01 | 23 | 08 | USA_ID_Boise-AP-Gowen-Field-ANGB.726810_AMY_2024EPW | 35.06 | 48.9037 | 0 | 30.4186 | 0 | 70.0811 | 156.9257 | 0 | 3126.9006 | 133.1965 | 30.5556 | 5107.5488
01/23 09:00:00 | 01 | 23 | 09 | USA_ID_Boise-AP-Gowen-Field-ANGB.726810_AMY_2024EPW | 35.06 | 48.9037 | 0 | 33.7658 | 0 | 70.0344 | 135.9887 | 0 | 2840.5508 | 139.9741 | 27.7778 | 4880.708
01/23 10:00:00 | 01 | 23 | 10 | USA_ID_Boise-AP-Gowen-Field-ANGB.726810_AMY_2024EPW | 35.06 | 48.9037 | 0 | 40.6801 | 0 | 70.0614 | 162.5961 | 0 | 3113.5568 | 162.2594 | 33.3333 | 5493.2723
01/23 11:00:00 | 01 | 23 | 11 | USA_ID_Boise-AP-Gowen-Field-ANGB.726810_AMY_2024EPW | 35.06 | 48.9037 | 0 | 40.2308 | 0 | 70.0606 | 162.5961 | 0 | 3207.2043 | 115.2317 | 33.3333 | 5291.8706
01/23 12:00:00 | 01 | 23 | 12 | USA_ID_Boise-AP-Gowen-Field-ANGB.726810_AMY_2024EPW | 36.62 | 48.9037 | 0 | 49.0189 | 0 | 70.0651 | 155.787 | 0 | 3183.7739 | 96.1097 | 33.3333 | 4955.9599
01/23 13:00:00 | 01 | 23 | 13 | USA_ID_Boise-AP-Gowen-Field-ANGB.726810_AMY_2024EPW | 39.0125 | 48.9037 | 0 | 58.1369 | 0 | 70.0926 | 142.2635 | 0 | 3004.3681 | 83.8593 | 36.929 | 4682.3672
01/23 14:00:00 | 01 | 23 | 14 | USA_ID_Boise-AP-Gowen-Field-ANGB.726810_AMY_2024EPW | 39.92 | 48.9037 | 0 | 48.4748 | 0 | 70.0706 | 138.2882 | 0 | 3042.5169 | 52.716 | 36.1111 | 4336.7207
01/23 15:00:00 | 01 | 23 | 15 | USA_ID_Boise-AP-Gowen-Field-ANGB.726810_AMY_2024EPW | 41.09 | 48.9037 | 0 | 44.6705 | 0 | 70.0789 | 123.9616 | 0 | 3018.6918 | 24.6057 | 33.3333 | 3864.4014
01/23 16:00:00 | 01 | 23 | 16 | USA_ID_Boise-AP-Gowen-Field-ANGB.726810_AMY_2024EPW | 42.08 | 48.9037 | 0 | 50.9977 | 0 | 70.0722 | 105.1874 | 0 | 2803.7343 | 0 | 39.3581 | 3052.5062
01/23 17:00:00 | 01 | 23 | 17 | USA_ID_Boise-AP-Gowen-Field-ANGB.726810_AMY_2024EPW | 41.495 | 48.9037 | 0 | 61.9385 | 0 | 70.0104 | 86.2062 | 0 | 2078.1624 | 3.971 | 90.0211 | 1693.511
01/23 18:00:00 | 01 | 23 | 18 | USA_ID_Boise-AP-Gowen-Field-ANGB.726810_AMY_2024EPW | 41 | 48.9037 | 0 | 56.1855 | 0 | 70.0537 | 117.5793 | 0 | 2697.3483 | 51.6023 | 42.5949 | 3800.5937
01/23 19:00:00 | 01 | 23 | 19 | USA_ID_Boise-AP-Gowen-Field-ANGB.726810_AMY_2024EPW | 41 | 48.9037 | 0 | 51.7363 | 0 | 70.0677 | 118.0045 | 0 | 2588.582 | 103.9665 | 43.3914 | 3666.9141
01/23 20:00:00 | 01 | 23 | 20 | USA_ID_Boise-AP-Gowen-Field-ANGB.726810_AMY_2024EPW | 40.415 | 48.9037 | 0 | 40.5682 | 0 | 70.1292 | 136.2308 | 0 | 2770.5836 | 182.8312 | 33.3333 | 3586.185
01/23 21:00:00 | 01 | 23 | 21 | USA_ID_Boise-AP-Gowen-Field-ANGB.726810_AMY_2024EPW | 38.8475 | 48.9037 | 0 | 37.7769 | 0 | 70.1052 | 136.4873 | 0 | 2690.1073 | 194.5127 | 34.6373 | 4423.5979
01/23 22:00:00 | 01 | 23 | 22 | USA_ID_Boise-AP-Gowen-Field-ANGB.726810_AMY_2024EPW | 37.4525 | 48.9037 | 0 | 44.9492 | 0 | 70.0781 | 151.7612 | 0 | 2882.0967 | 211.4849 | 31.1031 | 5481.5367
01/23 23:00:00 | 01 | 23 | 23 | USA_ID_Boise-AP-Gowen-Field-ANGB.726810_AMY_2024EPW | 37.5275 | 48.9037 | 0 | 43.2994 | 0 | 70.1053 | 151.7618 | 0 | 2969.3414 | 189.0303 | 27.7778 | 4795.9885
01/23 24:00:00 | 01 | 23 | 24 | USA_ID_Boise-AP-Gowen-Field-ANGB.726810_AMY_2024EPW | 37.94 | 48.9037 | 0 | 37.6517 | 0 | 70.0523 | 142.7311 | 0 | 2793.9879 | 175.6702 | 35.8353 | 4677.6065
01/24 01:00:00 | 01 | 24 | 01 | USA_ID_Boise-AP-Gowen-Field-ANGB.726810_AMY_2024EPW | 37.4525 | 48.8465 | 0 | 34.2231 | 0 | 70.0556 | 150.228 | 0 | 2877.2779 | 202.6413 | 30.027 | 5441.2548
01/24 02:00:00 | 01 | 24 | 02 | USA_ID_Boise-AP-Gowen-Field-ANGB.726810_AMY_2024EPW | 37.04 | 48.8465 | 0 | 33.5401 | 0 | 70.0889 | 146.9855 | 0 | 2783.6102 | 207.2355 | 38.8889 | 5487.7907
01/24 03:00:00 | 01 | 24 | 03 | USA_ID_Boise-AP-Gowen-Field-ANGB.726810_AMY_2024EPW | 35.9675 | 48.8465 | 0 | 31.4951 | 0 | 70.0612 | 154.0561 | 0 | 2931.8756 | 207.6971 | 33.3333 | 6146.9543
01/24 04:00:00 | 01 | 24 | 04 | USA_ID_Boise-AP-Gowen-Field-ANGB.726810_AMY_2024EPW | 35.06 | 48.8465 | 0 | 30.5936 | 0 | 70.0298 | 138.8066 | 0 | 2761.2387 | 192.6967 | 30.5556 | 5358.2227
01/24 05:00:00 | 01 | 24 | 05 | USA_ID_Boise-AP-Gowen-Field-ANGB.726810_AMY_2024EPW | 33.9875 | 48.8465 | 0 | 30.9939 | 0 | 70.0508 | 159.2669 | 0 | 3034.6756 | 205.1798 | 30.5556 | 6654.5691
01/24 06:00:00 | 01 | 24 | 06 | USA_ID_Boise-AP-Gowen-Field-ANGB.726810_AMY_2024EPW | 33.5675 | 48.8465 | 0 | 30.1401 | 0 | 70.036 | 138.1852 | 0 | 2782.8365 | 186.7079 | 33.3333 | 5940.0344
01/24 07:00:00 | 01 | 24 | 07 | USA_ID_Boise-AP-Gowen-Field-ANGB.726810_AMY_2024EPW | 32.9075 | 48.8465 | 0 | 30.2468 | 0 | 70.0145 | 128.9234 | 0 | 2689.0181 | 174.2238 | 41.6667 | 4852.4306
01/24 08:00:00 | 01 | 24 | 08 | USA_ID_Boise-AP-Gowen-Field-ANGB.726810_AMY_2024EPW | 32.585 | 48.8465 | 0 | 32.3538 | 0 | 70.0535 | 162.5961 | 0 | 3038.5452 | 203.7271 | 33.3333 | 7195.7068
01/24 09:00:00 | 01 | 24 | 09 | USA_ID_Boise-AP-Gowen-Field-ANGB.726810_AMY_2024EPW | 33.08 | 48.8465 | 0 | 35.9139 | 0 | 70.018 | 139.9047 | 0 | 2809.064 | 183.4971 | 33.3333 | 5638.2892
01/24 10:00:00 | 01 | 24 | 10 | USA_ID_Boise-AP-Gowen-Field-ANGB.726810_AMY_2024EPW | 33.5675 | 48.8465 | 0 | 43.2681 | 0 | 70.0518 | 162.5961 | 0 | 3085.5023 | 178.5207 | 33.3333 | 6608.9984
01/24 11:00:00 | 01 | 24 | 11 | USA_ID_Boise-AP-Gowen-Field-ANGB.726810_AMY_2024EPW | 34.565 | 48.8465 | 0 | 42.7901 | 0 | 70.0162 | 132.9465 | 0 | 2899.3345 | 124.476 | 25 | 5249.9338
01/24 12:00:00 | 01 | 24 | 12 | USA_ID_Boise-AP-Gowen-Field-ANGB.726810_AMY_2024EPW | 38.2775 | 48.8465 | 0 | 52.1374 | 0 | 70.0455 | 132.6019 | 0 | 2785.5608 | 93.7122 | 34.7347 | 5034.0612
01/24 13:00:00 | 01 | 24 | 13 | USA_ID_Boise-AP-Gowen-Field-ANGB.726810_AMY_2024EPW | 42.6575 | 48.8465 | 0 | 61.8354 | 0 | 70.0376 | 106.2006 | 0 | 2673.0914 | 0 | 24.6973 | 3345.4064
01/24 14:00:00 | 01 | 24 | 14 | USA_ID_Boise-AP-Gowen-Field-ANGB.726810_AMY_2024EPW | 45.1325 | 48.8465 | 0 | 51.5586 | 0 | 70.0214 | 127.9207 | 0 | 3024.3728 | 0 | 22.9534 | 4302.791
01/24 15:00:00 | 01 | 24 | 15 | USA_ID_Boise-AP-Gowen-Field-ANGB.726810_AMY_2024EPW | 46.04 | 48.8465 | 0 | 47.5123 | 0 | 70.0347 | 136.9623 | 0 | 3149.9203 | 0 | 32.5532 | 3741.9531
01/24 16:00:00 | 01 | 24 | 16 | USA_ID_Boise-AP-Gowen-Field-ANGB.726810_AMY_2024EPW | 46.5275 | 48.8465 | 0 | 54.242 | 0 | 70.0344 | 116.5312 | 0 | 2836.2476 | 0 | 36.11 | 2568.3963
01/24 17:00:00 | 01 | 24 | 17 | USA_ID_Boise-AP-Gowen-Field-ANGB.726810_AMY_2024EPW | 46.4525 | 48.8465 | 0 | 65.8789 | 0 | 70.0501 | 107.1088 | 0 | 2717.5055 | 0 | 43.9506 | 2418.2147
01/24 18:00:00 | 01 | 24 | 18 | USA_ID_Boise-AP-Gowen-Field-ANGB.726810_AMY_2024EPW | 45.455 | 48.8465 | 0 | 59.7599 | 0 | 70.0654 | 109.2755 | 0 | 2839.9439 | 0 | 39.7671 | 2978.4728
01/24 19:00:00 | 01 | 24 | 19 | USA_ID_Boise-AP-Gowen-Field-ANGB.726810_AMY_2024EPW | 44.4725 | 48.8465 | 0 | 55.0276 | 0 | 70.0915 | 112.9167 | 0 | 2893.4803 | 0 | 40.7418 | 3445.3754
01/24 20:00:00 | 01 | 24 | 20 | USA_ID_Boise-AP-Gowen-Field-ANGB.726810_AMY_2024EPW | 43.475 | 48.8465 | 0 | 43.1491 | 0 | 70.0826 | 109.9168 | 0 | 2941.6009 | 0 | 33.3333 | 3397.6677
01/24 21:00:00 | 01 | 24 | 21 | USA_ID_Boise-AP-Gowen-Field-ANGB.726810_AMY_2024EPW | 42.4925 | 48.8465 | 0 | 40.1802 | 0 | 70.0842 | 119.5548 | 0 | 2990.4251 | 0 | 40.5354 | 3858.1776
01/24 22:00:00 | 01 | 24 | 22 | USA_ID_Boise-AP-Gowen-Field-ANGB.726810_AMY_2024EPW | 42.5675 | 48.8465 | 0 | 47.8088 | 0 | 70.0546 | 121.2534 | 0 | 3046.1177 | 0 | 35.3383 | 2766.8424
01/24 23:00:00 | 01 | 24 | 23 | USA_ID_Boise-AP-Gowen-Field-ANGB.726810_AMY_2024EPW | 42.4925 | 48.8465 | 0 | 46.054 | 0 | 70.0671 | 139.4779 | 0 | 3321.3861 | 0 | 36.1111 | 3207.5632
01/24 24:00:00 | 01 | 24 | 24 | USA_ID_Boise-AP-Gowen-Field-ANGB.726810_AMY_2024EPW | 42.08 | 48.8465 | 0 | 40.0471 | 0 | 70.0328 | 119.6274 | 0 | 2906.5389 | 0 | 34.1219 | 2853.9037
01/25 01:00:00 | 01 | 25 | 01 | USA_ID_Boise-AP-Gowen-Field-ANGB.726810_AMY_2024EPW | 42.08 | 48.7929 | 0 | 32.8995 | 0 | 70.0411 | 133.9176 | 0 | 3161.788 | 0 | 31.1348 | 3275.246
01/25 02:00:00 | 01 | 25 | 02 | USA_ID_Boise-AP-Gowen-Field-ANGB.726810_AMY_2024EPW | 40.91 | 48.7929 | 0 | 32.243 | 0 | 70.0655 | 155.0861 | 0 | 3143.9089 | 137.0614 | 33.3333 | 4599.6748
01/25 03:00:00 | 01 | 25 | 03 | USA_ID_Boise-AP-Gowen-Field-ANGB.726810_AMY_2024EPW | 38.8475 | 48.7929 | 0 | 30.2771 | 0 | 70.0679 | 146.936 | 0 | 2872.5936 | 210.2565 | 27.7778 | 5334.6226
01/25 04:00:00 | 01 | 25 | 04 | USA_ID_Boise-AP-Gowen-Field-ANGB.726810_AMY_2024EPW | 37.94 | 48.7929 | 0 | 29.4104 | 0 | 70.0615 | 160.6736 | 0 | 3049.1234 | 213.8297 | 27.7778 | 6867.1374
01/25 05:00:00 | 01 | 25 | 05 | USA_ID_Boise-AP-Gowen-Field-ANGB.726810_AMY_2024EPW | 36.38 | 48.7929 | 0 | 29.7953 | 0 | 70.0297 | 130.4668 | 0 | 2670.0592 | 186.6032 | 28.8238 | 4893.5246
01/25 06:00:00 | 01 | 25 | 06 | USA_ID_Boise-AP-Gowen-Field-ANGB.726810_AMY_2024EPW | 35.5475 | 48.7929 | 0 | 28.9745 | 0 | 70.0463 | 148.7357 | 0 | 2920.9692 | 184.4584 | 33.3333 | 5779.6466
01/25 07:00:00 | 01 | 25 | 07 | USA_ID_Boise-AP-Gowen-Field-ANGB.726810_AMY_2024EPW | 36.545 | 48.7929 | 0 | 29.0771 | 0 | 70.0436 | 136.4022 | 0 | 2757.8822 | 167.0298 | 33.3333 | 5227.3939
01/25 08:00:00 | 01 | 25 | 08 | USA_ID_Boise-AP-Gowen-Field-ANGB.726810_AMY_2024EPW | 37.04 | 48.7929 | 0 | 31.1026 | 0 | 70.0418 | 150.7403 | 0 | 2991.7461 | 163.9112 | 33.3333 | 6840.5457
01/25 09:00:00 | 01 | 25 | 09 | USA_ID_Boise-AP-Gowen-Field-ANGB.726810_AMY_2024EPW | 36.455 | 48.7929 | 0 | 34.525 | 0 | 70.0277 | 131.1201 | 0 | 2768.4923 | 134.9861 | 38.8889 | 4754.4366
01/25 10:00:00 | 01 | 25 | 10 | USA_ID_Boise-AP-Gowen-Field-ANGB.726810_AMY_2024EPW | 36.545 | 48.7929 | 0 | 41.5947 | 0 | 70.0387 | 137.7556 | 0 | 2860.1477 | 117.579 | 35.5901 | 4698.8023
01/25 11:00:00 | 01 | 25 | 11 | USA_ID_Boise-AP-Gowen-Field-ANGB.726810_AMY_2024EPW | 38.1125 | 48.7929 | 0 | 41.1353 | 0 | 70.0232 | 130.6567 | 0 | 2859.0769 | 97.8246 | 25 | 4698.1883
01/25 12:00:00 | 01 | 25 | 12 | USA_ID_Boise-AP-Gowen-Field-ANGB.726810_AMY_2024EPW | 39.5075 | 48.7929 | 0 | 50.1211 | 0 | 70.0244 | 129.5072 | 0 | 2822.3189 | 89.7949 | 25 | 4517.4938
01/25 13:00:00 | 01 | 25 | 13 | USA_ID_Boise-AP-Gowen-Field-ANGB.726810_AMY_2024EPW | 41.09 | 48.7929 | 0 | 59.444 | 0 | 70.0265 | 123.1477 | 0 | 2852.5877 | 51.0797 | 27.355 | 3752.3509
01/25 14:00:00 | 01 | 25 | 14 | USA_ID_Boise-AP-Gowen-Field-ANGB.726810_AMY_2024EPW | 43.1525 | 48.7929 | 0 | 49.5647 | 0 | 70.0373 | 117.9872 | 0 | 2891.603 | 0 | 35.8697 | 2879.6258
01/25 15:00:00 | 01 | 25 | 15 | USA_ID_Boise-AP-Gowen-Field-ANGB.726810_AMY_2024EPW | 44.5475 | 48.7929 | 0 | 45.6748 | 0 | 70.047 | 121.5157 | 0 | 2945.9939 | 0 | 40.0414 | 2645.1109
01/25 16:00:00 | 01 | 25 | 16 | USA_ID_Boise-AP-Gowen-Field-ANGB.726810_AMY_2024EPW | 45.545 | 48.7929 | 0 | 52.1443 | 0 | 70.0362 | 118.9967 | 0 | 2877.2629 | 0 | 37.323 | 2812.1879
01/25 17:00:00 | 01 | 25 | 17 | USA_ID_Boise-AP-Gowen-Field-ANGB.726810_AMY_2024EPW | 46.04 | 48.7929 | 0 | 63.3311 | 0 | 70.0471 | 120.3733 | 0 | 2918.7694 | 0 | 41.3502 | 2567.3768
01/25 18:00:00 | 01 | 25 | 18 | USA_ID_Boise-AP-Gowen-Field-ANGB.726810_AMY_2024EPW | 45.455 | 48.7929 | 0 | 57.4487 | 0 | 70.0732 | 125.6368 | 0 | 3068.1652 | 0 | 33.5701 | 2849.5695
01/25 19:00:00 | 01 | 25 | 19 | USA_ID_Boise-AP-Gowen-Field-ANGB.726810_AMY_2024EPW | 42.815 | 48.7929 | 0 | 52.8995 | 0 | 70.088 | 150.858 | 0 | 3423.9336 | 22.3788 | 27.7778 | 3639.7876
01/25 20:00:00 | 01 | 25 | 20 | USA_ID_Boise-AP-Gowen-Field-ANGB.726810_AMY_2024EPW | 39.3425 | 48.7929 | 0 | 41.4803 | 0 | 70.0433 | 147.7132 | 0 | 2879.3684 | 183.0169 | 36.1111 | 5931.6771
01/25 21:00:00 | 01 | 25 | 21 | USA_ID_Boise-AP-Gowen-Field-ANGB.726810_AMY_2024EPW | 37.4525 | 48.7929 | 0 | 38.6262 | 0 | 70.0665 | 152.9485 | 0 | 3060.9722 | 162.1867 | 27.7778 | 6571.5527
01/25 22:00:00 | 01 | 25 | 22 | USA_ID_Boise-AP-Gowen-Field-ANGB.726810_AMY_2024EPW | 35.3825 | 48.7929 | 0 | 45.9598 | 0 | 70.0877 | 161.9804 | 0 | 3222.5644 | 167.4533 | 22.2222 | 6182.7553
01/25 23:00:00 | 01 | 25 | 23 | USA_ID_Boise-AP-Gowen-Field-ANGB.726810_AMY_2024EPW | 33.98 | 48.7929 | 0 | 44.2729 | 0 | 70.077 | 164.6937 | 0 | 3234.8903 | 164.8631 | 25 | 6482.4221
01/25 24:00:00 | 01 | 25 | 24 | USA_ID_Boise-AP-Gowen-Field-ANGB.726810_AMY_2024EPW | 33.4925 | 48.7929 | 0 | 38.4983 | 0 | 70.031 | 142.3124 | 0 | 2847.6829 | 135.2994 | 38.8889 | 5839.9224
01/26 01:00:00 | 01 | 26 | 01 | USA_ID_Boise-AP-Gowen-Field-ANGB.726810_AMY_2024EPW | 32.495 | 48.743 | 0 | 32.9406 | 0 | 70.035 | 170.7259 | 0 | 3333.0097 | 142.8262 | 25 | 7190.8881
01/26 02:00:00 | 01 | 26 | 02 | USA_ID_Boise-AP-Gowen-Field-ANGB.726810_AMY_2024EPW | 31.415 | 48.743 | 0 | 32.2833 | 0 | 70.027 | 162.5961 | 0 | 3159.5213 | 144.8504 | 33.3333 | 7323.5155
01/26 03:00:00 | 01 | 26 | 03 | USA_ID_Boise-AP-Gowen-Field-ANGB.726810_AMY_2024EPW | 30.92 | 48.743 | 0 | 30.3149 | 0 | 70.0198 | 162.5961 | 0 | 3173.9779 | 138.2839 | 33.3333 | 7594.6886
01/26 04:00:00 | 01 | 26 | 04 | USA_ID_Boise-AP-Gowen-Field-ANGB.726810_AMY_2024EPW | 30.4325 | 48.743 | 0 | 29.4471 | 0 | 70.0034 | 157.32 | 0 | 3240.4326 | 131.3707 | 25 | 6587.0259
01/26 05:00:00 | 01 | 26 | 05 | USA_ID_Boise-AP-Gowen-Field-ANGB.726810_AMY_2024EPW | 31.0925 | 48.743 | 0 | 29.8325 | 0 | 70.0176 | 162.5961 | 0 | 3171.0567 | 139.3785 | 33.3333 | 7720.4934
01/26 06:00:00 | 01 | 26 | 06 | USA_ID_Boise-AP-Gowen-Field-ANGB.726810_AMY_2024EPW | 31.415 | 48.743 | 0 | 29.0107 | 0 | 70.0183 | 162.5961 | 0 | 3179.8153 | 134.5807 | 33.3333 | 7618.8973
01/26 07:00:00 | 01 | 26 | 07 | USA_ID_Boise-AP-Gowen-Field-ANGB.726810_AMY_2024EPW | 31.505 | 48.743 | 0 | 29.1134 | 0 | 70.0184 | 162.5961 | 0 | 3157.0471 | 145.7698 | 33.3333 | 7702.0791
01/26 08:00:00 | 01 | 26 | 08 | USA_ID_Boise-AP-Gowen-Field-ANGB.726810_AMY_2024EPW | 32.585 | 48.743 | 0 | 31.1414 | 0 | 70.0199 | 162.5961 | 0 | 3083.0884 | 181.0537 | 33.3333 | 7803.7486
01/26 09:00:00 | 01 | 26 | 09 | USA_ID_Boise-AP-Gowen-Field-ANGB.726810_AMY_2024EPW | 33.5675 | 48.743 | 0 | 34.5681 | 0 | 70.0232 | 162.5961 | 0 | 3092.6085 | 174.6798 | 33.3333 | 7600.4059
01/26 10:00:00 | 01 | 26 | 10 | USA_ID_Boise-AP-Gowen-Field-ANGB.726810_AMY_2024EPW | 32.3225 | 48.743 | 0 | 41.6467 | 0 | 70.0182 | 162.5961 | 0 | 3194.2846 | 125.889 | 33.3333 | 7539.3778
01/26 11:00:00 | 01 | 26 | 11 | USA_ID_Boise-AP-Gowen-Field-ANGB.726810_AMY_2024EPW | 34.235 | 48.743 | 0 | 41.1867 | 0 | 70.0116 | 153.2 | 0 | 3074.1076 | 91.7692 | 41.6667 | 5987.5811
01/26 12:00:00 | 01 | 26 | 12 | USA_ID_Boise-AP-Gowen-Field-ANGB.726810_AMY_2024EPW | 38.1125 | 48.743 | 0 | 50.1837 | 0 | 70.0385 | 170.7259 | 0 | 3420.9994 | 87.8613 | 25 | 5667.3026
01/26 13:00:00 | 01 | 26 | 13 | USA_ID_Boise-AP-Gowen-Field-ANGB.726810_AMY_2024EPW | 41.75 | 48.743 | 0 | 59.5183 | 0 | 70.0137 | 115.7432 | 0 | 2824.3136 | 26.9541 | 13.9605 | 4732.8917
01/26 14:00:00 | 01 | 26 | 14 | USA_ID_Boise-AP-Gowen-Field-ANGB.726810_AMY_2024EPW | 45.1325 | 48.743 | 0 | 49.6266 | 0 | 70.0393 | 105.7573 | 0 | 2626.7425 | 0 | 28.559 | 3290.8079
01/26 15:00:00 | 01 | 26 | 15 | USA_ID_Boise-AP-Gowen-Field-ANGB.726810_AMY_2024EPW | 47.1125 | 48.743 | 0 | 45.7319 | 0 | 70.0427 | 104.2496 | 0 | 2523.3176 | 0 | 41.6956 | 2956.75
01/26 16:00:00 | 01 | 26 | 16 | USA_ID_Boise-AP-Gowen-Field-ANGB.726810_AMY_2024EPW | 49.0925 | 48.743 | 0 | 52.2094 | 0 | 70.035 | 115.1107 | 0 | 2740.3504 | 0 | 40.325 | 2787.8772
01/26 17:00:00 | 01 | 26 | 17 | USA_ID_Boise-AP-Gowen-Field-ANGB.726810_AMY_2024EPW | 49.415 | 48.743 | 0 | 63.4102 | 0 | 70.0395 | 109.5222 | 0 | 2719.8272 | 0 | 44.1519 | 2452.5041
01/26 18:00:00 | 01 | 26 | 18 | USA_ID_Boise-AP-Gowen-Field-ANGB.726810_AMY_2024EPW | 48.4325 | 48.743 | 0 | 57.5205 | 0 | 70.0496 | 94.2532 | 0 | 2352.1759 | 0 | 62.1244 | 1871.0512
01/26 19:00:00 | 01 | 26 | 19 | USA_ID_Boise-AP-Gowen-Field-ANGB.726810_AMY_2024EPW | 46.9475 | 48.743 | 0 | 52.9656 | 0 | 70.1464 | 108.5631 | 0 | 2893.0359 | 0 | 33.0761 | 3541.2983
01/26 20:00:00 | 01 | 26 | 20 | USA_ID_Boise-AP-Gowen-Field-ANGB.726810_AMY_2024EPW | 44.9675 | 48.743 | 0 | 41.5322 | 0 | 70.0922 | 108.9654 | 0 | 2788.017 | 0 | 44.1976 | 3584.1046
01/26 21:00:00 | 01 | 26 | 21 | USA_ID_Boise-AP-Gowen-Field-ANGB.726810_AMY_2024EPW | 43.475 | 48.743 | 0 | 38.6745 | 0 | 70.0922 | 114.1473 | 0 | 2887.4765 | 0 | 43.823 | 3046.952
01/26 22:00:00 | 01 | 26 | 22 | USA_ID_Boise-AP-Gowen-Field-ANGB.726810_AMY_2024EPW | 42.4925 | 48.743 | 0 | 46.0172 | 0 | 70.1265 | 123.6912 | 0 | 3131.9274 | 0 | 33.3333 | 2811.1384
01/26 23:00:00 | 01 | 26 | 23 | USA_ID_Boise-AP-Gowen-Field-ANGB.726810_AMY_2024EPW | 42.08 | 48.743 | 0 | 44.3283 | 0 | 70.0825 | 127.2174 | 0 | 3112.6109 | 0 | 41.6667 | 3079.8666
01/26 24:00:00 | 01 | 26 | 24 | USA_ID_Boise-AP-Gowen-Field-ANGB.726810_AMY_2024EPW | 43.1525 | 48.743 | 0 | 38.5464 | 0 | 70.0327 | 117.8357 | 0 | 2859.0628 | 0 | 37.9193 | 2923.2667
01/27 01:00:00 | 01 | 27 | 01 | USA_ID_Boise-AP-Gowen-Field-ANGB.726810_AMY_2024EPW | 44.5475 | 48.6969 | 0 | 33.1955 | 0 | 70.044 | 117.8332 | 0 | 2883.4565 | 0 | 35.5038 | 2658.172
01/27 02:00:00 | 01 | 27 | 02 | USA_ID_Boise-AP-Gowen-Field-ANGB.726810_AMY_2024EPW | 44.96 | 48.6969 | 0 | 32.533 | 0 | 70.0608 | 134.7007 | 0 | 3259.8238 | 0 | 36.1111 | 3301.004
01/27 03:00:00 | 01 | 27 | 03 | USA_ID_Boise-AP-Gowen-Field-ANGB.726810_AMY_2024EPW | 44.4725 | 48.6969 | 0 | 30.5494 | 0 | 70.0677 | 124.3717 | 0 | 3118.388 | 0 | 34.2138 | 3159.5839
01/27 04:00:00 | 01 | 27 | 04 | USA_ID_Boise-AP-Gowen-Field-ANGB.726810_AMY_2024EPW | 44.5475 | 48.6969 | 0 | 29.6749 | 0 | 70.0504 | 129.4429 | 0 | 3109.4286 | 0 | 38.8402 | 3083.727
01/27 05:00:00 | 01 | 27 | 05 | USA_ID_Boise-AP-Gowen-Field-ANGB.726810_AMY_2024EPW | 44.4725 | 48.6969 | 0 | 30.0633 | 0 | 70.0539 | 125.5123 | 0 | 3051.8202 | 0 | 33.9594 | 2925.0514
01/27 06:00:00 | 01 | 27 | 06 | USA_ID_Boise-AP-Gowen-Field-ANGB.726810_AMY_2024EPW | 44.06 | 48.6969 | 0 | 29.2351 | 0 | 70.0658 | 142.1585 | 0 | 3369.4525 | 0 | 33.3333 | 3397.7912
01/27 07:00:00 | 01 | 27 | 07 | USA_ID_Boise-AP-Gowen-Field-ANGB.726810_AMY_2024EPW | 43.475 | 48.6969 | 0 | 29.3386 | 0 | 70.0663 | 140.6028 | 0 | 3358.9277 | 0 | 33.3333 | 3411.0354
01/27 08:00:00 | 01 | 27 | 08 | USA_ID_Boise-AP-Gowen-Field-ANGB.726810_AMY_2024EPW | 42.98 | 48.6969 | 0 | 31.3823 | 0 | 70.069 | 134.1089 | 0 | 3294.4473 | 0 | 33.3333 | 3421.3919
01/27 09:00:00 | 01 | 27 | 09 | USA_ID_Boise-AP-Gowen-Field-ANGB.726810_AMY_2024EPW | 43.565 | 48.6969 | 0 | 34.8355 | 0 | 70.0605 | 123.9897 | 0 | 3088.3182 | 0 | 37.085 | 3105.8075
01/27 10:00:00 | 01 | 27 | 10 | USA_ID_Boise-AP-Gowen-Field-ANGB.726810_AMY_2024EPW | 44.5475 | 48.6969 | 0 | 41.9689 | 0 | 70.0487 | 122.0919 | 0 | 2972.0035 | 0 | 38.7168 | 2834.781
01/27 11:00:00 | 01 | 27 | 11 | USA_ID_Boise-AP-Gowen-Field-ANGB.726810_AMY_2024EPW | 45.545 | 48.6969 | 0 | 41.5053 | 0 | 70.0492 | 120.2211 | 0 | 2940.722 | 0 | 40.5271 | 2783.4021
01/27 12:00:00 | 01 | 27 | 12 | USA_ID_Boise-AP-Gowen-Field-ANGB.726810_AMY_2024EPW | 47.1125 | 48.6969 | 0 | 50.5719 | 0 | 70.0499 | 105.2459 | 0 | 2700.9284 | 0 | 48.6761 | 2486.5433
01/27 13:00:00 | 01 | 27 | 13 | USA_ID_Boise-AP-Gowen-Field-ANGB.726810_AMY_2024EPW | 46.3625 | 48.6969 | 0 | 59.9788 | 0 | 70.0681 | 99.1856 | 0 | 2642.9636 | 0 | 43.7287 | 2765.3806
01/27 14:00:00 | 01 | 27 | 14 | USA_ID_Boise-AP-Gowen-Field-ANGB.726810_AMY_2024EPW | 44.96 | 48.6969 | 0 | 50.0105 | 0 | 70.0929 | 112.1256 | 0 | 2854.3004 | 0 | 42.5989 | 2276.3113
01/27 15:00:00 | 01 | 27 | 15 | USA_ID_Boise-AP-Gowen-Field-ANGB.726810_AMY_2024EPW | 46.6175 | 48.6969 | 0 | 46.0857 | 0 | 70.0459 | 96.9268 | 0 | 2526.2486 | 0 | 46.4107 | 2424.3693
01/27 16:00:00 | 01 | 27 | 16 | USA_ID_Boise-AP-Gowen-Field-ANGB.726810_AMY_2024EPW | 49.0925 | 48.6969 | 0 | 52.6133 | 0 | 70.0474 | 96.9865 | 0 | 2519.6348 | 0 | 54.3564 | 2193.5421
01/27 17:00:00 | 01 | 27 | 17 | USA_ID_Boise-AP-Gowen-Field-ANGB.726810_AMY_2024EPW | 50 | 48.6969 | 0 | 63.9008 | 0 | 70.0528 | 90.617 | 0 | 2382.6744 | 0 | 0 | 2088.0397
01/27 18:00:00 | 01 | 27 | 18 | USA_ID_Boise-AP-Gowen-Field-ANGB.726810_AMY_2024EPW | 49.415 | 48.6969 | 0 | 57.9655 | 0 | 70.0778 | 77.781 | 0 | 2110.1577 | 0 | 64.11 | 1499.8852
01/27 19:00:00 | 01 | 27 | 19 | USA_ID_Boise-AP-Gowen-Field-ANGB.726810_AMY_2024EPW | 47.36 | 48.6969 | 0 | 53.3754 | 0 | 70.1224 | 118.2349 | 0 | 2875.5118 | 0 | 37.8852 | 4127.9213
01/27 20:00:00 | 01 | 27 | 20 | USA_ID_Boise-AP-Gowen-Field-ANGB.726810_AMY_2024EPW | 44.3825 | 48.6969 | 0 | 41.8535 | 0 | 70.0962 | 104.2087 | 0 | 2718.6333 | 0 | 47.2012 | 2611.682
01/27 21:00:00 | 01 | 27 | 21 | USA_ID_Boise-AP-Gowen-Field-ANGB.726810_AMY_2024EPW | 44.0525 | 48.6969 | 0 | 38.9737 | 0 | 70.0706 | 94.0659 | 0 | 2259.5999 | 0 | 76.2066 | 2687.3665
01/27 22:00:00 | 01 | 27 | 22 | USA_ID_Boise-AP-Gowen-Field-ANGB.726810_AMY_2024EPW | 43.4 | 48.6969 | 0 | 46.3732 | 0 | 70.0596 | 88.6118 | 0 | 2372.8958 | 0 | 56.5532 | 2218.6079
01/27 23:00:00 | 01 | 27 | 23 | USA_ID_Boise-AP-Gowen-Field-ANGB.726810_AMY_2024EPW | 42.5675 | 48.6969 | 0 | 44.6712 | 0 | 70.1312 | 108.8497 | 0 | 2899.5089 | 0 | 35.9662 | 2100.1641
01/27 24:00:00 | 01 | 27 | 24 | USA_ID_Boise-AP-Gowen-Field-ANGB.726810_AMY_2024EPW | 42.4925 | 48.6969 | 0 | 38.8446 | 0 | 70.0894 | 113.5658 | 0 | 2878.4883 | 0 | 42.8996 | 2289.6797
01/28 01:00:00 | 01 | 28 | 01 | USA_ID_Boise-AP-Gowen-Field-ANGB.726810_AMY_2024EPW | 42.5675 | 48.6545 | 0 | 34.2724 | 0 | 70.0552 | 104.7392 | 0 | 2763.4001 | 0 | 36.8986 | 2939.1141
01/28 02:00:00 | 01 | 28 | 02 | USA_ID_Boise-AP-Gowen-Field-ANGB.726810_AMY_2024EPW | 42.4925 | 48.6545 | 0 | 33.5884 | 0 | 70.0549 | 98.2078 | 0 | 2605.7461 | 0 | 50.1731 | 2513.1471
01/28 03:00:00 | 01 | 28 | 03 | USA_ID_Boise-AP-Gowen-Field-ANGB.726810_AMY_2024EPW | 41.495 | 48.6545 | 0 | 31.5405 | 0 | 70.106 | 108.0974 | 0 | 2717.3522 | 24.3382 | 46.5671 | 3705.7731
01/28 04:00:00 | 01 | 28 | 04 | USA_ID_Boise-AP-Gowen-Field-ANGB.726810_AMY_2024EPW | 41 | 48.6545 | 0 | 30.6377 | 0 | 70.055 | 133.1072 | 0 | 2563.507 | 206.9603 | 37.7364 | 3972.5193
01/28 05:00:00 | 01 | 28 | 05 | USA_ID_Boise-AP-Gowen-Field-ANGB.726810_AMY_2024EPW | 41 | 48.6545 | 0 | 31.0386 | 0 | 70.0539 | 132.8493 | 0 | 2575.203 | 197.8632 | 37.9063 | 4226.1857
01/28 06:00:00 | 01 | 28 | 06 | USA_ID_Boise-AP-Gowen-Field-ANGB.726810_AMY_2024EPW | 41 | 48.6545 | 0 | 30.1836 | 0 | 70.0981 | 143.4183 | 0 | 2751.8629 | 207.4681 | 37.6119 | 4999.7396
01/28 07:00:00 | 01 | 28 | 07 | USA_ID_Boise-AP-Gowen-Field-ANGB.726810_AMY_2024EPW | 39.9275 | 48.6545 | 0 | 30.2904 | 0 | 70.0536 | 133.2732 | 0 | 2586.5365 | 201.8185 | 35.8904 | 4284.5391
01/28 08:00:00 | 01 | 28 | 08 | USA_ID_Boise-AP-Gowen-Field-ANGB.726810_AMY_2024EPW | 38.435 | 48.6545 | 0 | 32.4004 | 0 | 70.0687 | 154.9374 | 0 | 2911.0881 | 226.7488 | 33.3333 | 5366.3072
01/28 09:00:00 | 01 | 28 | 09 | USA_ID_Boise-AP-Gowen-Field-ANGB.726810_AMY_2024EPW | 37.94 | 48.6545 | 0 | 35.9657 | 0 | 70.0689 | 159.5018 | 0 | 2962.8777 | 233.4169 | 30.5556 | 5990.6371
01/28 10:00:00 | 01 | 28 | 10 | USA_ID_Boise-AP-Gowen-Field-ANGB.726810_AMY_2024EPW | 39.0125 | 48.6545 | 0 | 43.3304 | 0 | 70.082 | 141.0876 | 0 | 2665.9357 | 213.1939 | 40.2716 | 4224.9856
01/28 11:00:00 | 01 | 28 | 11 | USA_ID_Boise-AP-Gowen-Field-ANGB.726810_AMY_2024EPW | 41.09 | 48.6545 | 0 | 42.8518 | 0 | 70.0558 | 118.7333 | 0 | 2654.9512 | 110.6382 | 38.3522 | 3532.1481
01/28 12:00:00 | 01 | 28 | 12 | USA_ID_Boise-AP-Gowen-Field-ANGB.726810_AMY_2024EPW | 42.08 | 48.6545 | 0 | 52.2126 | 0 | 70.0764 | 108.2619 | 0 | 2881.2436 | 0 | 36.6364 | 3209.7451
01/28 13:00:00 | 01 | 28 | 13 | USA_ID_Boise-AP-Gowen-Field-ANGB.726810_AMY_2024EPW | 42.5675 | 48.6545 | 0 | 61.9246 | 0 | 70.0588 | 103.1825 | 0 | 2726.4692 | 0 | 44.6719 | 2732.5896
01/28 14:00:00 | 01 | 28 | 14 | USA_ID_Boise-AP-Gowen-Field-ANGB.726810_AMY_2024EPW | 43.565 | 48.6545 | 0 | 51.633 | 0 | 70.0479 | 97.7304 | 0 | 2525.2689 | 0 | 55.347 | 2456.8286
01/28 15:00:00 | 01 | 28 | 15 | USA_ID_Boise-AP-Gowen-Field-ANGB.726810_AMY_2024EPW | 45.62 | 48.6545 | 0 | 47.5808 | 0 | 70.0666 | 91.0598 | 0 | 2353.9619 | 0 | 54.518 | 3012.2131
01/28 16:00:00 | 01 | 28 | 16 | USA_ID_Boise-AP-Gowen-Field-ANGB.726810_AMY_2024EPW | 50.255 | 48.6545 | 0 | 54.3202 | 0 | 70.0163 | 92.6759 | 0 | 2226.2687 | 0 | 42.2796 | 1793.483
01/28 17:00:00 | 01 | 28 | 17 | USA_ID_Boise-AP-Gowen-Field-ANGB.726810_AMY_2024EPW | 53.5475 | 48.6545 | 0 | 65.9738 | 0 | 70.0103 | 71.7368 | 0 | 2016.3711 | 0 | 0 | 1141.6905
01/28 18:00:00 | 01 | 28 | 18 | USA_ID_Boise-AP-Gowen-Field-ANGB.726810_AMY_2024EPW | 54.545 | 48.6545 | 0 | 59.846 | 0 | 70.0684 | 72.498 | 0 | 2084.0238 | 0 | 0 | 1412.9111
01/28 19:00:00 | 01 | 28 | 19 | USA_ID_Boise-AP-Gowen-Field-ANGB.726810_AMY_2024EPW | 51.725 | 48.6545 | 0 | 55.1069 | 0 | 70.1127 | 83.2169 | 0 | 2154.1623 | 0 | 12.9885 | 1490.8648
01/28 20:00:00 | 01 | 28 | 20 | USA_ID_Boise-AP-Gowen-Field-ANGB.726810_AMY_2024EPW | 47.36 | 48.6545 | 0 | 43.2113 | 0 | 70.082 | 105.0735 | 0 | 2366.3053 | 0 | 76.1834 | 3394.7589
01/28 21:00:00 | 01 | 28 | 21 | USA_ID_Boise-AP-Gowen-Field-ANGB.726810_AMY_2024EPW | 44.9675 | 48.6545 | 0 | 40.2381 | 0 | 70.0657 | 99.3045 | 0 | 2235.1615 | 0 | 84.7807 | 3189.8576
01/28 22:00:00 | 01 | 28 | 22 | USA_ID_Boise-AP-Gowen-Field-ANGB.726810_AMY_2024EPW | 43.475 | 48.6545 | 0 | 47.8777 | 0 | 70.1173 | 102.8048 | 0 | 2681.6534 | 0 | 45.0482 | 3533.8579
01/28 23:00:00 | 01 | 28 | 23 | USA_ID_Boise-AP-Gowen-Field-ANGB.726810_AMY_2024EPW | 40.835 | 48.6545 | 0 | 46.1204 | 0 | 70.0465 | 102.7868 | 0 | 2179.5099 | 113.1048 | 60.7237 | 5026.6279
01/28 24:00:00 | 01 | 28 | 24 | USA_ID_Boise-AP-Gowen-Field-ANGB.726810_AMY_2024EPW | 38.435 | 48.6545 | 0 | 40.1048 | 0 | 70.0536 | 125.4565 | 0 | 2428.9897 | 200.9382 | 44.2238 | 4272.8997
01/29 01:00:00 | 01 | 29 | 01 | USA_ID_Boise-AP-Gowen-Field-ANGB.726810_AMY_2024EPW | 37.94 | 48.6159 | 0 | 38.8267 | 0 | 70.063 | 140.9292 | 0 | 2746.2148 | 203.6948 | 34.4371 | 4724.3753
01/29 02:00:00 | 01 | 29 | 02 | USA_ID_Boise-AP-Gowen-Field-ANGB.726810_AMY_2024EPW | 37.4525 | 48.6159 | 0 | 38.0519 | 0 | 70.1231 | 158.0498 | 0 | 2968.8562 | 246.265 | 22.3775 | 5551.3429
01/29 03:00:00 | 01 | 29 | 03 | USA_ID_Boise-AP-Gowen-Field-ANGB.726810_AMY_2024EPW | 37.04 | 48.6159 | 0 | 35.7318 | 0 | 70.087 | 145.4592 | 0 | 2727.588 | 235.6325 | 36.1111 | 4854.4143
01/29 04:00:00 | 01 | 29 | 04 | USA_ID_Boise-AP-Gowen-Field-ANGB.726810_AMY_2024EPW | 37.04 | 48.6159 | 0 | 34.709 | 0 | 70.0578 | 147.6592 | 0 | 2788.1441 | 223.287 | 31.8396 | 5116.7461
01/29 05:00:00 | 01 | 29 | 05 | USA_ID_Boise-AP-Gowen-Field-ANGB.726810_AMY_2024EPW | 35.9675 | 48.6159 | 0 | 35.1632 | 0 | 70.0807 | 163.952 | 0 | 3044.5677 | 231.5547 | 27.7778 | 6224.639
01/29 06:00:00 | 01 | 29 | 06 | USA_ID_Boise-AP-Gowen-Field-ANGB.726810_AMY_2024EPW | 35.06 | 48.6159 | 0 | 34.1946 | 0 | 70.0951 | 154.1912 | 0 | 2985.2233 | 228.1302 | 25 | 6308.7931
01/29 07:00:00 | 01 | 29 | 07 | USA_ID_Boise-AP-Gowen-Field-ANGB.726810_AMY_2024EPW | 34.475 | 48.6159 | 0 | 34.3156 | 0 | 70.024 | 130.1643 | 0 | 2657.9211 | 193.7526 | 27.8367 | 5181.2778
01/29 08:00:00 | 01 | 29 | 08 | USA_ID_Boise-AP-Gowen-Field-ANGB.726810_AMY_2024EPW | 35.6375 | 48.6159 | 0 | 36.706 | 0 | 70.025 | 130.7837 | 0 | 2693.6603 | 191.2077 | 25 | 4973.1853
01/29 09:00:00 | 01 | 29 | 09 | USA_ID_Boise-AP-Gowen-Field-ANGB.726810_AMY_2024EPW | 35.3825 | 48.6159 | 0 | 40.745 | 0 | 70.0651 | 148.6922 | 0 | 2915.7224 | 212.3545 | 25 | 5700.4088
01/29 10:00:00 | 01 | 29 | 10 | USA_ID_Boise-AP-Gowen-Field-ANGB.726810_AMY_2024EPW | 35.6375 | 48.6159 | 0 | 49.0884 | 0 | 70.0358 | 124.2703 | 0 | 2600.6429 | 169.0426 | 30.5556 | 5291.8074
01/29 11:00:00 | 01 | 29 | 11 | USA_ID_Boise-AP-Gowen-Field-ANGB.726810_AMY_2024EPW | 40.2575 | 48.6159 | 0 | 48.5462 | 0 | 70.0409 | 115.0701 | 0 | 2473.7324 | 110.9337 | 48.1162 | 3532.0828
01/29 12:00:00 | 01 | 29 | 12 | USA_ID_Boise-AP-Gowen-Field-ANGB.726810_AMY_2024EPW | 44.6375 | 48.6159 | 0 | 59.1509 | 0 | 70.0576 | 94.0781 | 0 | 2478.2515 | 0 | 48.4582 | 2563.0626
01/29 13:00:00 | 01 | 29 | 13 | USA_ID_Boise-AP-Gowen-Field-ANGB.726810_AMY_2024EPW | 47.6 | 48.6159 | 0 | 70.1535 | 0 | 70.1003 | 97.1976 | 0 | 2610.732 | 0 | 46.9172 | 1754.224
01/29 14:00:00 | 01 | 29 | 14 | USA_ID_Boise-AP-Gowen-Field-ANGB.726810_AMY_2024EPW | 50.09 | 48.6159 | 0 | 58.4942 | 0 | 70.056 | 88.4253 | 0 | 2307.6475 | 0 | 25.6266 | 2167.559
01/29 15:00:00 | 01 | 29 | 15 | USA_ID_Boise-AP-Gowen-Field-ANGB.726810_AMY_2024EPW | 52.64 | 48.6159 | 0 | 53.9036 | 0 | 70.0255 | 69.7092 | 0 | 1855.3896 | 0 | 0 | 1549.1717
01/29 16:00:00 | 01 | 29 | 16 | USA_ID_Boise-AP-Gowen-Field-ANGB.726810_AMY_2024EPW | 55.0325 | 48.6159 | 0 | 61.5386 | 0 | 70.0967 | 69.7338 | 0 | 1801.1916 | 0 | 0 | 1288.5643
01/29 17:00:00 | 01 | 29 | 17 | USA_ID_Boise-AP-Gowen-Field-ANGB.726810_AMY_2024EPW | 55.94 | 48.6159 | 0 | 74.7408 | 0 | 70.0217 | 40.9519 | 0 | 1199.2613 | 0 | 0 | 899.5737
01/29 18:00:00 | 01 | 29 | 18 | USA_ID_Boise-AP-Gowen-Field-ANGB.726810_AMY_2024EPW | 57.0125 | 48.6159 | 0 | 67.7987 | 0 | 70.034 | 36.1448 | 0 | 1113.3642 | 0 | 0 | 832.1195
01/29 19:00:00 | 01 | 29 | 19 | USA_ID_Boise-AP-Gowen-Field-ANGB.726810_AMY_2024EPW | 54.7025 | 48.6159 | 0 | 62.4299 | 0 | 70.0847 | 113.934 | 0 | 2615.6184 | 0 | 0 | 3279.6288
01/29 20:00:00 | 01 | 29 | 20 | USA_ID_Boise-AP-Gowen-Field-ANGB.726810_AMY_2024EPW | 49.25 | 48.6159 | 0 | 48.9534 | 0 | 70.1095 | 131.2656 | 0 | 2902.4909 | 0 | 37.0523 | 4616.1064
01/29 21:00:00 | 01 | 29 | 21 | USA_ID_Boise-AP-Gowen-Field-ANGB.726810_AMY_2024EPW | 46.4525 | 48.6159 | 0 | 45.5851 | 0 | 70.0839 | 109.0162 | 0 | 2491.9395 | 0 | 67.6624 | 4166.8436
01/29 22:00:00 | 01 | 29 | 22 | USA_ID_Boise-AP-Gowen-Field-ANGB.726810_AMY_2024EPW | 45.455 | 48.6159 | 0 | 54.2399 | 0 | 70.066 | 100.1579 | 0 | 2284.2736 | 0 | 77.3454 | 2976.9779
01/29 23:00:00 | 01 | 29 | 23 | USA_ID_Boise-AP-Gowen-Field-ANGB.726810_AMY_2024EPW | 44.96 | 48.6159 | 0 | 52.2492 | 0 | 70.0651 | 99.533 | 0 | 2249.2247 | 0 | 82.7899 | 3232.128
01/29 24:00:00 | 01 | 29 | 24 | USA_ID_Boise-AP-Gowen-Field-ANGB.726810_AMY_2024EPW | 43.8875 | 48.6159 | 0 | 45.4341 | 0 | 70.059 | 102.5344 | 0 | 2403.3213 | 0 | 72.3421 | 2922.7832
01/30 01:00:00 | 01 | 30 | 01 | USA_ID_Boise-AP-Gowen-Field-ANGB.726810_AMY_2024EPW | 43.565 | 48.581 | 0 | 39.6488 | 0 | 70.1043 | 95.7018 | 0 | 2657.2968 | 0 | 45.6221 | 1601.8944
01/30 02:00:00 | 01 | 30 | 02 | USA_ID_Boise-AP-Gowen-Field-ANGB.726810_AMY_2024EPW | 42.9875 | 48.581 | 0 | 38.8575 | 0 | 70.1027 | 100.5024 | 0 | 2664.0645 | 0 | 44.1258 | 1985.6949
01/30 03:00:00 | 01 | 30 | 03 | USA_ID_Boise-AP-Gowen-Field-ANGB.726810_AMY_2024EPW | 40.91 | 48.581 | 0 | 36.4883 | 0 | 70.134 | 126.6462 | 0 | 2771.2147 | 144.8773 | 33.5774 | 3139.3828
01/30 04:00:00 | 01 | 30 | 04 | USA_ID_Boise-AP-Gowen-Field-ANGB.726810_AMY_2024EPW | 40.505 | 48.581 | 0 | 35.4439 | 0 | 70.057 | 130.8164 | 0 | 2483.5311 | 223.4901 | 41.3351 | 4256.0129
01/30 05:00:00 | 01 | 30 | 05 | USA_ID_Boise-AP-Gowen-Field-ANGB.726810_AMY_2024EPW | 39.3425 | 48.581 | 0 | 35.9077 | 0 | 70.056 | 122.7434 | 0 | 2337.3794 | 212.4804 | 46.1244 | 3502.9272
01/30 06:00:00 | 01 | 30 | 06 | USA_ID_Boise-AP-Gowen-Field-ANGB.726810_AMY_2024EPW | 37.4525 | 48.581 | 0 | 34.9186 | 0 | 70.093 | 136.6492 | 0 | 2604.7823 | 223.3874 | 41.067 | 5245.9587
01/30 07:00:00 | 01 | 30 | 07 | USA_ID_Boise-AP-Gowen-Field-ANGB.726810_AMY_2024EPW | 36.455 | 48.581 | 0 | 35.0421 | 0 | 70.0693 | 153.4588 | 0 | 2920.23 | 218.9944 | 33.3333 | 5368.3369
01/30 08:00:00 | 01 | 30 | 08 | USA_ID_Boise-AP-Gowen-Field-ANGB.726810_AMY_2024EPW | 36.545 | 48.581 | 0 | 37.4832 | 0 | 70.103 | 160.8355 | 0 | 3050.2434 | 233.0729 | 22.2222 | 6353.8837
01/30 09:00:00 | 01 | 30 | 09 | USA_ID_Boise-AP-Gowen-Field-ANGB.726810_AMY_2024EPW | 35.9675 | 48.581 | 0 | 41.6077 | 0 | 70.0618 | 148.475 | 0 | 2846.6324 | 217.1556 | 33.3333 | 5226.3499
01/30 10:00:00 | 01 | 30 | 10 | USA_ID_Boise-AP-Gowen-Field-ANGB.726810_AMY_2024EPW | 36.62 | 48.581 | 0 | 50.1278 | 0 | 70.0401 | 130.4764 | 0 | 2616.5044 | 197.0609 | 25.3029 | 4660.1324
01/30 11:00:00 | 01 | 30 | 11 | USA_ID_Boise-AP-Gowen-Field-ANGB.726810_AMY_2024EPW | 40.67 | 48.581 | 0 | 49.5741 | 0 | 70.0478 | 108.9026 | 0 | 2473.9328 | 104.8781 | 42.0459 | 3189.5258
01/30 12:00:00 | 01 | 30 | 12 | USA_ID_Boise-AP-Gowen-Field-ANGB.726810_AMY_2024EPW | 44.6375 | 48.581 | 0 | 60.4033 | 0 | 70.0563 | 88.5832 | 0 | 2361.1166 | 0 | 59.8047 | 2109.3273
01/30 13:00:00 | 01 | 30 | 13 | USA_ID_Boise-AP-Gowen-Field-ANGB.726810_AMY_2024EPW | 48.185 | 48.581 | 0 | 71.6388 | 0 | 70.0173 | 74.0454 | 0 | 2027.368 | 0 | 70.9803 | 1406.7924
01/30 14:00:00 | 01 | 30 | 14 | USA_ID_Boise-AP-Gowen-Field-ANGB.726810_AMY_2024EPW | 51.6575 | 48.581 | 0 | 59.7327 | 0 | 70.0562 | 76.7673 | 0 | 1997.8045 | 0 | 0 | 1777.7258
01/30 15:00:00 | 01 | 30 | 15 | USA_ID_Boise-AP-Gowen-Field-ANGB.726810_AMY_2024EPW | 55.205 | 48.581 | 0 | 55.0449 | 0 | 70.0293 | 54.9582 | 0 | 1729.3122 | 0 | 0 | 1448.0709
01/30 16:00:00 | 01 | 30 | 16 | USA_ID_Boise-AP-Gowen-Field-ANGB.726810_AMY_2024EPW | 58.0925 | 48.581 | 0 | 62.8415 | 0 | 70.0643 | 50.0981 | 0 | 1447.5558 | 0 | 0 | 883.4574
01/30 17:00:00 | 01 | 30 | 17 | USA_ID_Boise-AP-Gowen-Field-ANGB.726810_AMY_2024EPW | 59 | 48.581 | 0 | 76.3233 | 0 | 70.0481 | 30.5842 | 0 | 991.4108 | 0 | 0 | 893.2706
01/30 18:00:00 | 01 | 30 | 18 | USA_ID_Boise-AP-Gowen-Field-ANGB.726810_AMY_2024EPW | 59.585 | 48.581 | 0 | 69.2342 | 0 | 70.049 | 30.2765 | 0 | 975.5439 | 0 | 0 | 894.0055
01/30 19:00:00 | 01 | 30 | 19 | USA_ID_Boise-AP-Gowen-Field-ANGB.726810_AMY_2024EPW | 57.8375 | 48.581 | 0 | 63.7517 | 0 | 70.1296 | 81.1346 | 0 | 2042.2857 | 0 | 0 | 1850.644
01/30 20:00:00 | 01 | 30 | 20 | USA_ID_Boise-AP-Gowen-Field-ANGB.726810_AMY_2024EPW | 51.65 | 48.581 | 0 | 49.9899 | 0 | 70.1124 | 109.5578 | 0 | 2526.4955 | 0 | 21.2183 | 2481.11
01/30 21:00:00 | 01 | 30 | 21 | USA_ID_Boise-AP-Gowen-Field-ANGB.726810_AMY_2024EPW | 46.9475 | 48.581 | 0 | 46.5503 | 0 | 70.0686 | 75.7153 | 0 | 1954.2195 | 0 | 77.1646 | 1471.8815
01/30 22:00:00 | 01 | 30 | 22 | USA_ID_Boise-AP-Gowen-Field-ANGB.726810_AMY_2024EPW | 45.455 | 48.581 | 0 | 55.3884 | 0 | 70.1052 | 81.7208 | 0 | 2185.263 | 0 | 57.203 | 1856.9654
01/30 23:00:00 | 01 | 30 | 23 | USA_ID_Boise-AP-Gowen-Field-ANGB.726810_AMY_2024EPW | 44.96 | 48.581 | 0 | 53.3554 | 0 | 70.0658 | 97.0176 | 0 | 2257.8878 | 0 | 78.1681 | 2158.3459
01/30 24:00:00 | 01 | 30 | 24 | USA_ID_Boise-AP-Gowen-Field-ANGB.726810_AMY_2024EPW | 43.8875 | 48.581 | 0 | 46.3961 | 0 | 70.1096 | 88.416 | 0 | 2565.1166 | 0 | 44.5019 | 1518.1495
01/31 01:00:00 | 01 | 31 | 01 | USA_ID_Boise-AP-Gowen-Field-ANGB.726810_AMY_2024EPW | 41.9075 | 48.5499 | 0 | 8.8538 | 0 | 70.1388 | 113.3689 | 0 | 2875.5576 | 26.6475 | 35.2637 | 3655.5941
01/31 02:00:00 | 01 | 31 | 02 | USA_ID_Boise-AP-Gowen-Field-ANGB.726810_AMY_2024EPW | 43.145 | 48.5499 | 0 | 8.6771 | 0 | 70.0534 | 103.3464 | 0 | 2679.5732 | 0 | 49.0339 | 2509.2434
01/31 03:00:00 | 01 | 31 | 03 | USA_ID_Boise-AP-Gowen-Field-ANGB.726810_AMY_2024EPW | 46.6175 | 48.5499 | 0 | 8.148 | 0 | 70.0465 | 101.9618 | 0 | 2609.1739 | 0 | 50.2318 | 2277.906
01/31 04:00:00 | 01 | 31 | 04 | USA_ID_Boise-AP-Gowen-Field-ANGB.726810_AMY_2024EPW | 45.875 | 48.5499 | 0 | 7.9148 | 0 | 70.0678 | 100.5577 | 0 | 2658.3824 | 0 | 46.3365 | 2750.0896
01/31 05:00:00 | 01 | 31 | 05 | USA_ID_Boise-AP-Gowen-Field-ANGB.726810_AMY_2024EPW | 44.06 | 48.5499 | 0 | 8.0184 | 0 | 70.0817 | 124.5649 | 0 | 3059.0231 | 0 | 44.4444 | 3218.2273
01/31 06:00:00 | 01 | 31 | 06 | USA_ID_Boise-AP-Gowen-Field-ANGB.726810_AMY_2024EPW | 43.475 | 48.5499 | 0 | 7.7975 | 0 | 70.0439 | 116.4262 | 0 | 2909.5308 | 0 | 37.5094 | 2854.707
01/31 07:00:00 | 01 | 31 | 07 | USA_ID_Boise-AP-Gowen-Field-ANGB.726810_AMY_2024EPW | 41.9075 | 48.5499 | 0 | 7.8251 | 0 | 70.0635 | 101.6264 | 0 | 2647.9205 | 13.1067 | 44.7032 | 2725.4326
01/31 08:00:00 | 01 | 31 | 08 | USA_ID_Boise-AP-Gowen-Field-ANGB.726810_AMY_2024EPW | 42.0725 | 48.5499 | 0 | 8.3702 | 0 | 70.0863 | 113.6072 | 0 | 2860.8989 | 0 | 41.8 | 2448.4412
01/31 09:00:00 | 01 | 31 | 09 | USA_ID_Boise-AP-Gowen-Field-ANGB.726810_AMY_2024EPW | 43.565 | 48.5499 | 0 | 9.2912 | 0 | 70.0674 | 129.0717 | 0 | 3153.1573 | 0 | 33.684 | 3125.1976
01/31 10:00:00 | 01 | 31 | 10 | USA_ID_Boise-AP-Gowen-Field-ANGB.726810_AMY_2024EPW | 44.06 | 48.5499 | 0 | 11.1938 | 0 | 70.0595 | 104.3365 | 0 | 2740.6807 | 0 | 44.2817 | 2687.9267
01/31 11:00:00 | 01 | 31 | 11 | USA_ID_Boise-AP-Gowen-Field-ANGB.726810_AMY_2024EPW | 48.35 | 48.5499 | 0 | 11.0701 | 0 | 70.0153 | 69.3199 | 0 | 1995.9658 | 0 | 56.6883 | 1435.6538
01/31 12:00:00 | 01 | 31 | 12 | USA_ID_Boise-AP-Gowen-Field-ANGB.726810_AMY_2024EPW | 56.3675 | 48.5499 | 0 | 13.4883 | 0 | 70.0372 | 49.6886 | 0 | 1400.6796 | 0 | 0 | 1566.5349
01/31 13:00:00 | 01 | 31 | 13 | USA_ID_Boise-AP-Gowen-Field-ANGB.726810_AMY_2024EPW | 61.64 | 48.5499 | 0 | 15.9973 | 0 | 70.0134 | 43.897 | 0 | 1300.2794 | 0 | 0 | 1347.2779
01/31 14:00:00 | 01 | 31 | 14 | USA_ID_Boise-AP-Gowen-Field-ANGB.726810_AMY_2024EPW | 64.0325 | 48.5499 | 0 | 13.3386 | 0 | 70.045 | 49.8332 | 0 | 1380.2612 | 0 | 0 | 1277.0024
01/31 15:00:00 | 01 | 31 | 15 | USA_ID_Boise-AP-Gowen-Field-ANGB.726810_AMY_2024EPW | 64.94 | 48.5499 | 0 | 12.2918 | 0 | 70.0774 | 39.2559 | 0 | 1104.8533 | 0 | 0 | 1171.5889
01/31 16:00:00 | 01 | 31 | 16 | USA_ID_Boise-AP-Gowen-Field-ANGB.726810_AMY_2024EPW | 64.94 | 48.5499 | 0 | 14.0328 | 0 | 70.0849 | 38.5724 | 0 | 1064.6409 | 0 | 0 | 1068.8517
01/31 17:00:00 | 01 | 31 | 17 | USA_ID_Boise-AP-Gowen-Field-ANGB.726810_AMY_2024EPW | 64.4525 | 48.5499 | 0 | 17.0434 | 0 | 70.1051 | 36.1593 | 0 | 922.4581 | 0 | 0 | 893.9575
01/31 18:00:00 | 01 | 31 | 18 | USA_ID_Boise-AP-Gowen-Field-ANGB.726810_AMY_2024EPW | 61.895 | 48.5499 | 0 | 15.4603 | 0 | 70.1515 | 70.9848 | 0 | 1765.5467 | 0 | 0 | 899.3608
01/31 19:00:00 | 01 | 31 | 19 | USA_ID_Boise-AP-Gowen-Field-ANGB.726810_AMY_2024EPW | 58.91 | 48.5499 | 0 | 14.2361 | 0 | 70.1301 | 87.7101 | 0 | 2142.2383 | 0 | 0 | 1442.3712
01/31 20:00:00 | 01 | 31 | 20 | USA_ID_Boise-AP-Gowen-Field-ANGB.726810_AMY_2024EPW | 57.4325 | 48.5499 | 0 | 11.163 | 0 | 70.1298 | 58.1744 | 0 | 1615.9818 | 0 | 0 | 985.4376
01/31 21:00:00 | 01 | 31 | 21 | USA_ID_Boise-AP-Gowen-Field-ANGB.726810_AMY_2024EPW | 57.02 | 48.5499 | 0 | 10.3949 | 0 | 70.1196 | 67.3482 | 0 | 1842.6412 | 0 | 0 | 1405.3745
01/31 22:00:00 | 01 | 31 | 22 | USA_ID_Boise-AP-Gowen-Field-ANGB.726810_AMY_2024EPW | 57.02 | 48.5499 | 0 | 12.3685 | 0 | 70.148 | 76.4664 | 0 | 2076.0041 | 0 | 0 | 1411.1621
01/31 23:00:00 | 01 | 31 | 23 | USA_ID_Boise-AP-Gowen-Field-ANGB.726810_AMY_2024EPW | 57.5075 | 48.5499 | 0 | 11.9145 | 0 | 70.0412 | 59.1025 | 0 | 1814.3623 | 0 | 0 | 1705.0096
01/31 24:00:00 | 01 | 31 | 24 | USA_ID_Boise-AP-Gowen-Field-ANGB.726810_AMY_2024EPW | 56.8475 | 48.5499 | 0 | 10.3605 | 0 | 70.0978 | 58.471 | 0 | 1632.6068 | 0 | 0 | 1086.8565
02/01 01:00:00 | 02 | 01 | 01 | USA_ID_Boise-AP-Gowen-Field-ANGB.726810_AMY_2024EPW | 55.94 | 48.5226 | 0 | 70.6 | 0 | 70.0678 | 49.4215 | 0 | 1383.4633 | 0 | 0 | 1661.9212
02/01 02:00:00 | 02 | 01 | 02 | USA_ID_Boise-AP-Gowen-Field-ANGB.726810_AMY_2024EPW | 54.8675 | 48.5226 | 0 | 69.1911 | 0 | 70.1012 | 56.0835 | 0 | 1492.5996 | 0 | 0 | 1492.0227
02/01 03:00:00 | 02 | 01 | 03 | USA_ID_Boise-AP-Gowen-Field-ANGB.726810_AMY_2024EPW | 55.6175 | 48.5226 | 0 | 64.9724 | 0 | 70.0555 | 51.1456 | 0 | 1488.7188 | 0 | 0 | 1704.4959
02/01 04:00:00 | 02 | 01 | 04 | USA_ID_Boise-AP-Gowen-Field-ANGB.726810_AMY_2024EPW | 57.02 | 48.5226 | 0 | 63.1125 | 0 | 70.0564 | 52.6953 | 0 | 1548.4946 | 0 | 0 | 1701.2893
02/01 05:00:00 | 02 | 01 | 05 | USA_ID_Boise-AP-Gowen-Field-ANGB.726810_AMY_2024EPW | 58.0925 | 48.5226 | 0 | 63.9385 | 0 | 70.0488 | 44.2937 | 0 | 1313.8054 | 0 | 0 | 1361.9159
02/01 06:00:00 | 02 | 01 | 06 | USA_ID_Boise-AP-Gowen-Field-ANGB.726810_AMY_2024EPW | 58.415 | 48.5226 | 0 | 62.1772 | 0 | 70.1102 | 71.9537 | 0 | 1993.2239 | 0 | 0 | 1642.8359
02/01 07:00:00 | 02 | 01 | 07 | USA_ID_Boise-AP-Gowen-Field-ANGB.726810_AMY_2024EPW | 56.8475 | 48.5226 | 0 | 62.3972 | 0 | 70.1115 | 71.8136 | 0 | 2049.6336 | 0 | 0 | 1571.4491
02/01 08:00:00 | 02 | 01 | 08 | USA_ID_Boise-AP-Gowen-Field-ANGB.726810_AMY_2024EPW | 55.4525 | 48.5226 | 0 | 66.7438 | 0 | 70.1152 | 82.7434 | 0 | 2295.9638 | 0 | 0 | 1725.8677
02/01 09:00:00 | 02 | 01 | 09 | USA_ID_Boise-AP-Gowen-Field-ANGB.726810_AMY_2024EPW | 54.455 | 48.5226 | 0 | 74.0881 | 0 | 70.1163 | 69.3589 | 0 | 2112.8025 | 0 | 0 | 1339.4599
02/01 10:00:00 | 02 | 01 | 10 | USA_ID_Boise-AP-Gowen-Field-ANGB.726810_AMY_2024EPW | 53.96 | 48.5226 | 0 | 89.2592 | 0 | 70.1202 | 68.9761 | 0 | 1910.9087 | 0 | 0 | 1505.6064
02/01 11:00:00 | 02 | 01 | 11 | USA_ID_Boise-AP-Gowen-Field-ANGB.726810_AMY_2024EPW | 53.4725 | 48.5226 | 0 | 88.2733 | 0 | 70.1508 | 74.9823 | 0 | 1998.4945 | 0 | 0 | 1190.0217
02/01 12:00:00 | 02 | 01 | 12 | USA_ID_Boise-AP-Gowen-Field-ANGB.726810_AMY_2024EPW | 53.5475 | 48.5226 | 0 | 107.5561 | 0 | 70.048 | 55.1185 | 0 | 1637.9247 | 0 | 0 | 1685.2649
02/01 13:00:00 | 02 | 01 | 13 | USA_ID_Boise-AP-Gowen-Field-ANGB.726810_AMY_2024EPW | 55.6175 | 48.5226 | 0 | 127.5625 | 0 | 70.0545 | 39.5788 | 0 | 1190.4403 | 0 | 0 | 1235.7999
02/01 14:00:00 | 02 | 01 | 14 | USA_ID_Boise-AP-Gowen-Field-ANGB.726810_AMY_2024EPW | 56.435 | 48.5226 | 0 | 106.3621 | 0 | 70.1151 | 67.7215 | 0 | 1860.0376 | 0 | 0 | 1458.3194
02/01 15:00:00 | 02 | 01 | 15 | USA_ID_Boise-AP-Gowen-Field-ANGB.726810_AMY_2024EPW | 55.4525 | 48.5226 | 0 | 98.0148 | 0 | 70.1221 | 65.7189 | 0 | 1758.0768 | 0 | 0 | 1301.3429
02/01 16:00:00 | 02 | 01 | 16 | USA_ID_Boise-AP-Gowen-Field-ANGB.726810_AMY_2024EPW | 53.9675 | 48.5226 | 0 | 111.8978 | 0 | 70.059 | 51.7436 | 0 | 1511.3657 | 0 | 0 | 1164.1989
02/01 17:00:00 | 02 | 01 | 17 | USA_ID_Boise-AP-Gowen-Field-ANGB.726810_AMY_2024EPW | 52.475 | 48.5226 | 0 | 135.9039 | 0 | 70.1244 | 65.9941 | 0 | 1770.4054 | 0 | 0 | 1375.7121
02/01 18:00:00 | 02 | 01 | 18 | USA_ID_Boise-AP-Gowen-Field-ANGB.726810_AMY_2024EPW | 50.9075 | 48.5226 | 0 | 123.2807 | 0 | 70.1152 | 78.717 | 0 | 2031.6988 | 0 | 0 | 1521.8599
02/01 19:00:00 | 02 | 01 | 19 | USA_ID_Boise-AP-Gowen-Field-ANGB.726810_AMY_2024EPW | 48.9275 | 48.5226 | 0 | 113.5185 | 0 | 70.0986 | 91.0182 | 0 | 2185.9123 | 0 | 67.5301 | 2212.6939
02/01 20:00:00 | 02 | 01 | 20 | USA_ID_Boise-AP-Gowen-Field-ANGB.726810_AMY_2024EPW | 47.435 | 48.5226 | 0 | 89.0138 | 0 | 70.0828 | 62.6066 | 0 | 1793.6383 | 0 | 70.9041 | 1016.8131
02/01 21:00:00 | 02 | 01 | 21 | USA_ID_Boise-AP-Gowen-Field-ANGB.726810_AMY_2024EPW | 46.4525 | 48.5226 | 0 | 82.8891 | 0 | 70.0963 | 70.096 | 0 | 1921.3245 | 0 | 71.6989 | 1542.0015
02/01 22:00:00 | 02 | 01 | 22 | USA_ID_Boise-AP-Gowen-Field-ANGB.726810_AMY_2024EPW | 46.04 | 48.5226 | 0 | 98.6264 | 0 | 70.1183 | 73.6273 | 0 | 1927.1843 | 0 | 72.3152 | 1439.8912
02/01 23:00:00 | 02 | 01 | 23 | USA_ID_Boise-AP-Gowen-Field-ANGB.726810_AMY_2024EPW | 45.455 | 48.5226 | 0 | 95.0065 | 0 | 70.0291 | 55.4441 | 0 | 1691.7268 | 0 | 80.5556 | 1237.1253
02/01 24:00:00 | 02 | 01 | 24 | USA_ID_Boise-AP-Gowen-Field-ANGB.726810_AMY_2024EPW | 44.4725 | 48.5226 | 0 | 82.6145 | 0 | 70.074 | 68.4466 | 0 | 1925.7176 | 0 | 74.5467 | 1438.7595
02/02 01:00:00 | 02 | 02 | 01 | USA_ID_Boise-AP-Gowen-Field-ANGB.726810_AMY_2024EPW | 44.06 | 48.4991 | 0 | 76.3134 | 0 | 70.0272 | 64.4594 | 0 | 1867.1781 | 0 | 78.5687 | 1358.3071
02/02 02:00:00 | 02 | 02 | 02 | USA_ID_Boise-AP-Gowen-Field-ANGB.726810_AMY_2024EPW | 43.475 | 48.4991 | 0 | 74.7905 | 0 | 70.0342 | 65.1188 | 0 | 1905.4272 | 0 | 76.5639 | 1587.8344
02/02 03:00:00 | 02 | 02 | 03 | USA_ID_Boise-AP-Gowen-Field-ANGB.726810_AMY_2024EPW | 42.98 | 48.4991 | 0 | 70.2304 | 0 | 70.1002 | 89.7409 | 0 | 2265.2605 | 0 | 66.2589 | 1543.427
02/02 04:00:00 | 02 | 02 | 04 | USA_ID_Boise-AP-Gowen-Field-ANGB.726810_AMY_2024EPW | 42.98 | 48.4991 | 0 | 68.22 | 0 | 70.0621 | 74.6049 | 0 | 1978.4924 | 0 | 77.9696 | 1933.5433
02/02 05:00:00 | 02 | 02 | 05 | USA_ID_Boise-AP-Gowen-Field-ANGB.726810_AMY_2024EPW | 42.98 | 48.4991 | 0 | 69.1128 | 0 | 70.0932 | 90.2653 | 0 | 2284.8937 | 0 | 66.018 | 1940.9428
02/02 06:00:00 | 02 | 02 | 06 | USA_ID_Boise-AP-Gowen-Field-ANGB.726810_AMY_2024EPW | 42.98 | 48.4991 | 0 | 67.209 | 0 | 70.0517 | 83.0605 | 0 | 2055.9327 | 0 | 86.0055 | 1944.3119
02/02 07:00:00 | 02 | 02 | 07 | USA_ID_Boise-AP-Gowen-Field-ANGB.726810_AMY_2024EPW | 42.4925 | 48.4991 | 0 | 67.4469 | 0 | 70.0711 | 83.9507 | 0 | 2153.5735 | 0 | 68.4086 | 1602.3524
02/02 08:00:00 | 02 | 02 | 08 | USA_ID_Boise-AP-Gowen-Field-ANGB.726810_AMY_2024EPW | 42.5675 | 48.4991 | 0 | 72.1452 | 0 | 70.1007 | 95.4544 | 0 | 2382.2573 | 0 | 64.5349 | 1820.1565
02/02 09:00:00 | 02 | 02 | 09 | USA_ID_Boise-AP-Gowen-Field-ANGB.726810_AMY_2024EPW | 42.98 | 48.4991 | 0 | 80.0838 | 0 | 70.1063 | 82.7849 | 0 | 2168.363 | 0 | 70.438 | 1511.3441
02/02 10:00:00 | 02 | 02 | 10 | USA_ID_Boise-AP-Gowen-Field-ANGB.726810_AMY_2024EPW | 42.98 | 48.4991 | 0 | 96.4827 | 0 | 70.0698 | 84.057 | 0 | 2154.5252 | 0 | 68.7008 | 1689.9124
02/02 11:00:00 | 02 | 02 | 11 | USA_ID_Boise-AP-Gowen-Field-ANGB.726810_AMY_2024EPW | 44.0525 | 48.4991 | 0 | 95.417 | 0 | 70.0871 | 91.4058 | 0 | 2359.8326 | 0 | 66.4348 | 1793.8179
02/02 12:00:00 | 02 | 02 | 12 | USA_ID_Boise-AP-Gowen-Field-ANGB.726810_AMY_2024EPW | 45.545 | 48.4991 | 0 | 116.2603 | 0 | 70.1124 | 84.152 | 0 | 2193.0646 | 0 | 66.3886 | 1412.067
02/02 13:00:00 | 02 | 02 | 13 | USA_ID_Boise-AP-Gowen-Field-ANGB.726810_AMY_2024EPW | 46.04 | 48.4991 | 0 | 137.8858 | 0 | 70.0615 | 88.1968 | 0 | 2116.7833 | 0 | 82.1512 | 2183.041
02/02 14:00:00 | 02 | 02 | 14 | USA_ID_Boise-AP-Gowen-Field-ANGB.726810_AMY_2024EPW | 46.5275 | 48.4991 | 0 | 114.9697 | 0 | 70.0721 | 84.7825 | 0 | 2233.3056 | 0 | 62.558 | 1834.1003
02/02 15:00:00 | 02 | 02 | 15 | USA_ID_Boise-AP-Gowen-Field-ANGB.726810_AMY_2024EPW | 46.94 | 48.4991 | 0 | 105.9468 | 0 | 70.1401 | 91.429 | 0 | 2574.1328 | 0 | 36.032 | 1786.8489
02/02 16:00:00 | 02 | 02 | 16 | USA_ID_Boise-AP-Gowen-Field-ANGB.726810_AMY_2024EPW | 46.94 | 48.4991 | 0 | 120.9533 | 0 | 70.0548 | 81.985 | 0 | 2134.3574 | 0 | 67.9894 | 2004.1849
02/02 17:00:00 | 02 | 02 | 17 | USA_ID_Boise-AP-Gowen-Field-ANGB.726810_AMY_2024EPW | 47.525 | 48.4991 | 0 | 146.9022 | 0 | 70.1075 | 83.8048 | 0 | 2292.6765 | 0 | 49.9747 | 1674.3881
02/02 18:00:00 | 02 | 02 | 18 | USA_ID_Boise-AP-Gowen-Field-ANGB.726810_AMY_2024EPW | 48.02 | 48.4991 | 0 | 133.2574 | 0 | 70.0362 | 67.4235 | 0 | 1898.7904 | 0 | 81.5838 | 1647.1399
02/02 19:00:00 | 02 | 02 | 19 | USA_ID_Boise-AP-Gowen-Field-ANGB.726810_AMY_2024EPW | 46.3625 | 48.4991 | 0 | 122.7052 | 0 | 70.1007 | 86.3367 | 0 | 2224.5732 | 0 | 60.841 | 1884.757
02/02 20:00:00 | 02 | 02 | 20 | USA_ID_Boise-AP-Gowen-Field-ANGB.726810_AMY_2024EPW | 44.4725 | 48.4991 | 0 | 96.2174 | 0 | 70.1137 | 86.7814 | 0 | 2277.866 | 0 | 65.6198 | 1652.1842
02/02 21:00:00 | 02 | 02 | 21 | USA_ID_Boise-AP-Gowen-Field-ANGB.726810_AMY_2024EPW | 42.9875 | 48.4991 | 0 | 89.5971 | 0 | 70.0685 | 90.94 | 0 | 2324.4274 | 0 | 65.6108 | 2017.0641
02/02 22:00:00 | 02 | 02 | 22 | USA_ID_Boise-AP-Gowen-Field-ANGB.726810_AMY_2024EPW | 42.08 | 48.4991 | 0 | 106.6079 | 0 | 70.0976 | 98.3865 | 0 | 2391.9029 | 0 | 68.1229 | 2227.4158
02/02 23:00:00 | 02 | 02 | 23 | USA_ID_Boise-AP-Gowen-Field-ANGB.726810_AMY_2024EPW | 41.495 | 48.4991 | 0 | 102.6951 | 0 | 70.0685 | 87.726 | 0 | 2264.2253 | 19.0479 | 61.3479 | 2220.1643
02/02 24:00:00 | 02 | 02 | 24 | USA_ID_Boise-AP-Gowen-Field-ANGB.726810_AMY_2024EPW | 40.415 | 48.4991 | 0 | 89.3002 | 0 | 70.0557 | 98.6479 | 0 | 1965.0762 | 214.5758 | 59.7395 | 3715.6437
02/03 01:00:00 | 02 | 03 | 01 | USA_ID_Boise-AP-Gowen-Field-ANGB.726810_AMY_2024EPW | 39.4325 | 48.4794 | 0 | 145.4008 | 0 | 70.0581 | 101.0778 | 0 | 2067.8621 | 210.1911 | 50.2272 | 3681.531
02/03 02:00:00 | 02 | 03 | 02 | USA_ID_Boise-AP-Gowen-Field-ANGB.726810_AMY_2024EPW | 39.02 | 48.4794 | 0 | 142.4991 | 0 | 70.057 | 103.058 | 0 | 2017.1808 | 202.8189 | 55.4435 | 4943.2842
02/03 03:00:00 | 02 | 03 | 03 | USA_ID_Boise-AP-Gowen-Field-ANGB.726810_AMY_2024EPW | 39.5075 | 48.4794 | 0 | 133.8107 | 0 | 70.0636 | 97.8057 | 0 | 1841.7287 | 190.6198 | 79.6212 | 4337.8772
02/03 04:00:00 | 02 | 03 | 04 | USA_ID_Boise-AP-Gowen-Field-ANGB.726810_AMY_2024EPW | 39.92 | 48.4794 | 0 | 129.9804 | 0 | 70.1002 | 124.0677 | 0 | 2350.3297 | 248.3407 | 43.9483 | 3318.602
02/03 05:00:00 | 02 | 03 | 05 | USA_ID_Boise-AP-Gowen-Field-ANGB.726810_AMY_2024EPW | 39.92 | 48.4794 | 0 | 131.6814 | 0 | 70.0673 | 128.987 | 0 | 2291.1074 | 236.2954 | 63.8889 | 3045.6618
02/03 06:00:00 | 02 | 03 | 06 | USA_ID_Boise-AP-Gowen-Field-ANGB.726810_AMY_2024EPW | 39.92 | 48.4794 | 0 | 128.054 | 0 | 70.1097 | 122.7198 | 0 | 2309.8882 | 242.544 | 49.4803 | 4853.0287
02/03 07:00:00 | 02 | 03 | 07 | USA_ID_Boise-AP-Gowen-Field-ANGB.726810_AMY_2024EPW | 39.4325 | 48.4794 | 0 | 128.5072 | 0 | 70.0536 | 122.8043 | 0 | 2379.876 | 248.1264 | 36.8448 | 3768.476
02/03 08:00:00 | 02 | 03 | 08 | USA_ID_Boise-AP-Gowen-Field-ANGB.726810_AMY_2024EPW | 38.435 | 48.4794 | 0 | 137.459 | 0 | 70.1389 | 144.688 | 0 | 2762.7795 | 271.6184 | 24.2333 | 5837.9719
02/03 09:00:00 | 02 | 03 | 09 | USA_ID_Boise-AP-Gowen-Field-ANGB.726810_AMY_2024EPW | 36.38 | 48.4794 | 0 | 152.5845 | 0 | 70.098 | 147.8186 | 0 | 2721.4072 | 242.3354 | 41.6667 | 3974.8589
02/03 10:00:00 | 02 | 03 | 10 | USA_ID_Boise-AP-Gowen-Field-ANGB.726810_AMY_2024EPW | 35.06 | 48.4794 | 0 | 183.8295 | 0 | 70.0512 | 141.162 | 0 | 2661.0587 | 229.5193 | 32.157 | 5072.3965
02/03 11:00:00 | 02 | 03 | 11 | USA_ID_Boise-AP-Gowen-Field-ANGB.726810_AMY_2024EPW | 33.9875 | 48.4794 | 0 | 181.799 | 0 | 70.0439 | 139.5441 | 0 | 2684.7438 | 222.7733 | 27.7778 | 4976.1582
02/03 12:00:00 | 02 | 03 | 12 | USA_ID_Boise-AP-Gowen-Field-ANGB.726810_AMY_2024EPW | 33.5675 | 48.4794 | 0 | 221.512 | 0 | 70.075 | 165.306 | 0 | 3023.7443 | 238.6736 | 30.5556 | 6055.648
02/03 13:00:00 | 02 | 03 | 13 | USA_ID_Boise-AP-Gowen-Field-ANGB.726810_AMY_2024EPW | 33.98 | 48.4794 | 0 | 262.7152 | 0 | 70.0496 | 141.8719 | 0 | 2762.053 | 199.6094 | 29.0068 | 5096.2702
02/03 14:00:00 | 02 | 03 | 14 | USA_ID_Boise-AP-Gowen-Field-ANGB.726810_AMY_2024EPW | 33.98 | 48.4794 | 0 | 219.053 | 0 | 70.0627 | 161.0518 | 0 | 3087.4615 | 171.3926 | 33.3333 | 5465.7582
02/03 15:00:00 | 02 | 03 | 15 | USA_ID_Boise-AP-Gowen-Field-ANGB.726810_AMY_2024EPW | 33.98 | 48.4794 | 0 | 201.8616 | 0 | 70.0637 | 158.2777 | 0 | 3132.1186 | 138.236 | 33.3333 | 5278.2424
02/03 16:00:00 | 02 | 03 | 16 | USA_ID_Boise-AP-Gowen-Field-ANGB.726810_AMY_2024EPW | 33.98 | 48.4794 | 0 | 230.4537 | 0 | 70.0498 | 152.4288 | 0 | 3074.3824 | 108.1833 | 36.1111 | 5509.863
02/03 17:00:00 | 02 | 03 | 17 | USA_ID_Boise-AP-Gowen-Field-ANGB.726810_AMY_2024EPW | 33.98 | 48.4794 | 0 | 279.8943 | 0 | 70.0497 | 141.1359 | 0 | 2904.6742 | 90.4715 | 39.7335 | 4756.9382
02/03 18:00:00 | 02 | 03 | 18 | USA_ID_Boise-AP-Gowen-Field-ANGB.726810_AMY_2024EPW | 33.98 | 48.4794 | 0 | 253.8968 | 0 | 70.0554 | 145.8398 | 0 | 3010.0034 | 108.7566 | 31.9349 | 4685.625
02/03 19:00:00 | 02 | 03 | 19 | USA_ID_Boise-AP-Gowen-Field-ANGB.726810_AMY_2024EPW | 33.98 | 48.4794 | 0 | 233.7915 | 0 | 70.1123 | 158.7304 | 0 | 3192.7943 | 142.0822 | 22.2222 | 5764.5283
02/03 20:00:00 | 02 | 03 | 20 | USA_ID_Boise-AP-Gowen-Field-ANGB.726810_AMY_2024EPW | 33.98 | 48.4794 | 0 | 183.324 | 0 | 70.117 | 155.8107 | 0 | 3122.326 | 158.3929 | 22.2222 | 5416.2785
02/03 21:00:00 | 02 | 03 | 21 | USA_ID_Boise-AP-Gowen-Field-ANGB.726810_AMY_2024EPW | 34.565 | 48.4794 | 0 | 170.7102 | 0 | 70.0594 | 149.0261 | 0 | 2884.3359 | 174.0053 | 35.2229 | 4660.4075
02/03 22:00:00 | 02 | 03 | 22 | USA_ID_Boise-AP-Gowen-Field-ANGB.726810_AMY_2024EPW | 35.06 | 48.4794 | 0 | 203.1213 | 0 | 70.0639 | 161.4483 | 0 | 3016.0713 | 206.9316 | 33.3333 | 5557.5545
02/03 23:00:00 | 02 | 03 | 23 | USA_ID_Boise-AP-Gowen-Field-ANGB.726810_AMY_2024EPW | 35.06 | 48.4794 | 0 | 195.6661 | 0 | 70.0621 | 162.5961 | 0 | 3025.4853 | 206.4978 | 33.3333 | 5662.0212
02/03 24:00:00 | 02 | 03 | 24 | USA_ID_Boise-AP-Gowen-Field-ANGB.726810_AMY_2024EPW | 36.1325 | 48.4794 | 0 | 170.1447 | 0 | 70.0647 | 160.2941 | 0 | 2970.0246 | 223.6195 | 33.3333 | 5586.1742
02/04 01:00:00 | 02 | 04 | 01 | USA_ID_Boise-AP-Gowen-Field-ANGB.726810_AMY_2024EPW | 36.455 | 48.4635 | 0 | 111.5887 | 0 | 70.0648 | 160.9026 | 0 | 2957.8208 | 231.5475 | 33.3333 | 5610.7745
02/04 02:00:00 | 02 | 04 | 02 | USA_ID_Boise-AP-Gowen-Field-ANGB.726810_AMY_2024EPW | 35.96 | 48.4635 | 0 | 109.3618 | 0 | 70.0623 | 162.5961 | 0 | 3009.2692 | 213.035 | 33.3333 | 5662.0933
02/04 03:00:00 | 02 | 04 | 03 | USA_ID_Boise-AP-Gowen-Field-ANGB.726810_AMY_2024EPW | 36.545 | 48.4635 | 0 | 102.6939 | 0 | 70.0934 | 149.2953 | 0 | 2844.0584 | 200.4521 | 36.1111 | 5983.1176
02/04 04:00:00 | 02 | 04 | 04 | USA_ID_Boise-AP-Gowen-Field-ANGB.726810_AMY_2024EPW | 36.455 | 48.4635 | 0 | 99.7543 | 0 | 70.0613 | 162.2617 | 0 | 3010.5115 | 210.2399 | 33.3333 | 5735.7446
02/04 05:00:00 | 02 | 04 | 05 | USA_ID_Boise-AP-Gowen-Field-ANGB.726810_AMY_2024EPW | 35.96 | 48.4635 | 0 | 101.0597 | 0 | 70.0572 | 162.5961 | 0 | 3026.3091 | 204.3506 | 33.3333 | 6048.9592
02/04 06:00:00 | 02 | 04 | 06 | USA_ID_Boise-AP-Gowen-Field-ANGB.726810_AMY_2024EPW | 35.96 | 48.4635 | 0 | 98.2759 | 0 | 70.0272 | 140.7954 | 0 | 2787.0943 | 193.1166 | 27.7778 | 5522.844
02/04 07:00:00 | 02 | 04 | 07 | USA_ID_Boise-AP-Gowen-Field-ANGB.726810_AMY_2024EPW | 35.4725 | 48.4635 | 0 | 98.6237 | 0 | 70.0665 | 149.5035 | 0 | 2912.7466 | 196.9109 | 30.5556 | 5787.9152
02/04 08:00:00 | 02 | 04 | 08 | USA_ID_Boise-AP-Gowen-Field-ANGB.726810_AMY_2024EPW | 35.06 | 48.4635 | 0 | 105.4938 | 0 | 70.0523 | 136.0928 | 0 | 2756.1851 | 194.6982 | 24.2691 | 5464.218
02/04 09:00:00 | 02 | 04 | 09 | USA_ID_Boise-AP-Gowen-Field-ANGB.726810_AMY_2024EPW | 35.5475 | 48.4635 | 0 | 117.1019 | 0 | 70.0226 | 131.0501 | 0 | 2681.1152 | 199.5855 | 25.018 | 5230.3942
02/04 10:00:00 | 02 | 04 | 10 | USA_ID_Boise-AP-Gowen-Field-ANGB.726810_AMY_2024EPW | 35.96 | 48.4635 | 0 | 141.0811 | 0 | 70.0193 | 134.1415 | 0 | 2803.5384 | 190.1941 | 25 | 5220.7826
02/04 11:00:00 | 02 | 04 | 11 | USA_ID_Boise-AP-Gowen-Field-ANGB.726810_AMY_2024EPW | 37.6175 | 48.4635 | 0 | 139.5228 | 0 | 70.0122 | 125.8171 | 0 | 2733.706 | 125.6282 | 41.6667 | 4322.2493
02/04 12:00:00 | 02 | 04 | 12 | USA_ID_Boise-AP-Gowen-Field-ANGB.726810_AMY_2024EPW | 39.5075 | 48.4635 | 0 | 170.0008 | 0 | 70.0211 | 131.5002 | 0 | 2935.7168 | 69.4182 | 25 | 4585.3398
02/04 13:00:00 | 02 | 04 | 13 | USA_ID_Boise-AP-Gowen-Field-ANGB.726810_AMY_2024EPW | 38.36 | 48.4635 | 0 | 201.6225 | 0 | 70.0321 | 157.6844 | 0 | 3370.6453 | 25.4345 | 25 | 6247.5994
02/04 14:00:00 | 02 | 04 | 14 | USA_ID_Boise-AP-Gowen-Field-ANGB.726810_AMY_2024EPW | 38.6 | 48.4635 | 0 | 168.1136 | 0 | 70.0028 | 120.7399 | 0 | 2794.0386 | 7.8832 | 26.4842 | 4810.022
02/04 15:00:00 | 02 | 04 | 15 | USA_ID_Boise-AP-Gowen-Field-ANGB.726810_AMY_2024EPW | 42.1625 | 48.4635 | 0 | 154.92 | 0 | 70.0242 | 122.6466 | 0 | 2948.9021 | 2.7131 | 27.7049 | 3549.172
02/04 16:00:00 | 02 | 04 | 16 | USA_ID_Boise-AP-Gowen-Field-ANGB.726810_AMY_2024EPW | 45.62 | 48.4635 | 0 | 176.8631 | 0 | 70.0349 | 114.9117 | 0 | 2821.7609 | 0 | 37.0514 | 2680.6703
02/04 17:00:00 | 02 | 04 | 17 | USA_ID_Boise-AP-Gowen-Field-ANGB.726810_AMY_2024EPW | 46.4525 | 48.4635 | 0 | 214.8066 | 0 | 70.0425 | 110.2608 | 0 | 2749.6013 | 0 | 43.6191 | 2558.0372
02/04 18:00:00 | 02 | 04 | 18 | USA_ID_Boise-AP-Gowen-Field-ANGB.726810_AMY_2024EPW | 45.455 | 48.4635 | 0 | 194.8547 | 0 | 70.0772 | 119.3924 | 0 | 3004.055 | 0 | 34.998 | 2861.5567
02/04 19:00:00 | 02 | 04 | 19 | USA_ID_Boise-AP-Gowen-Field-ANGB.726810_AMY_2024EPW | 44.4725 | 48.4635 | 0 | 179.4247 | 0 | 70.098 | 117.627 | 0 | 2964.2609 | 0 | 41.6667 | 2805.6819
02/04 20:00:00 | 02 | 04 | 20 | USA_ID_Boise-AP-Gowen-Field-ANGB.726810_AMY_2024EPW | 44.5475 | 48.4635 | 0 | 140.6931 | 0 | 70.0759 | 125.4228 | 0 | 3055.7015 | 0 | 40.4439 | 2647.4915
02/04 21:00:00 | 02 | 04 | 21 | USA_ID_Boise-AP-Gowen-Field-ANGB.726810_AMY_2024EPW | 45.545 | 48.4635 | 0 | 131.0127 | 0 | 70.0506 | 132.8441 | 0 | 3036.8403 | 0 | 37.4525 | 3147.6315
02/04 22:00:00 | 02 | 04 | 22 | USA_ID_Boise-AP-Gowen-Field-ANGB.726810_AMY_2024EPW | 45.455 | 48.4635 | 0 | 155.8867 | 0 | 70.0837 | 152.2196 | 0 | 3415.3846 | 0 | 31.3893 | 3492.098
02/04 23:00:00 | 02 | 04 | 23 | USA_ID_Boise-AP-Gowen-Field-ANGB.726810_AMY_2024EPW | 44.4725 | 48.4635 | 0 | 150.1652 | 0 | 69.9879 | 163.2622 | 0 | 3592.2184 | 0 | 27.5296 | 6160.131
02/04 24:00:00 | 02 | 04 | 24 | USA_ID_Boise-AP-Gowen-Field-ANGB.726810_AMY_2024EPW | 43.475 | 48.4635 | 0 | 130.5786 | 0 | 70.0214 | 171.3993 | 0 | 3778.7414 | 0 | 19.133 | 5263.5594
02/05 01:00:00 | 02 | 05 | 01 | USA_ID_Boise-AP-Gowen-Field-ANGB.726810_AMY_2024EPW | 42.4925 | 48.4513 | 0 | 57.5125 | 0 | 69.9372 | 172.3987 | 0 | 3843.4884 | 0 | 10.4257 | 6145.2905
02/05 02:00:00 | 02 | 05 | 02 | USA_ID_Boise-AP-Gowen-Field-ANGB.726810_AMY_2024EPW | 41.495 | 48.4513 | 0 | 56.3648 | 0 | 69.9856 | 172.1186 | 0 | 3778.573 | 19.39 | 12.8661 | 6438.4935
02/05 03:00:00 | 02 | 05 | 03 | USA_ID_Boise-AP-Gowen-Field-ANGB.726810_AMY_2024EPW | 41 | 48.4513 | 0 | 52.9281 | 0 | 69.9756 | 172.7134 | 0 | 3279.5383 | 213.6751 | 7.5906 | 9034.6976
02/05 04:00:00 | 02 | 05 | 04 | USA_ID_Boise-AP-Gowen-Field-ANGB.726810_AMY_2024EPW | 41.585 | 48.4513 | 0 | 51.4131 | 0 | 70.0362 | 156.6401 | 0 | 3526.4396 | 0 | 22.7268 | 4900.9545
02/05 05:00:00 | 02 | 05 | 05 | USA_ID_Boise-AP-Gowen-Field-ANGB.726810_AMY_2024EPW | 42.5675 | 48.4513 | 0 | 52.0859 | 0 | 70.0444 | 117.8715 | 0 | 2887.6085 | 0 | 37.1303 | 2776.4021
02/05 06:00:00 | 02 | 05 | 06 | USA_ID_Boise-AP-Gowen-Field-ANGB.726810_AMY_2024EPW | 42.4925 | 48.4513 | 0 | 50.6511 | 0 | 70.0723 | 128.8965 | 0 | 3244.6694 | 0 | 33.3333 | 3424.761
02/05 07:00:00 | 02 | 05 | 07 | USA_ID_Boise-AP-Gowen-Field-ANGB.726810_AMY_2024EPW | 40.4225 | 48.4513 | 0 | 50.8304 | 0 | 70.056 | 143.0273 | 0 | 3009.1062 | 106.9177 | 32.074 | 4329.8168
02/05 08:00:00 | 02 | 05 | 08 | USA_ID_Boise-AP-Gowen-Field-ANGB.726810_AMY_2024EPW | 39.5075 | 48.4513 | 0 | 54.3712 | 0 | 70.0541 | 144.0342 | 0 | 2796.7453 | 183.6365 | 28.2229 | 5508.2332
02/05 09:00:00 | 02 | 05 | 09 | USA_ID_Boise-AP-Gowen-Field-ANGB.726810_AMY_2024EPW | 41.5775 | 48.4513 | 0 | 60.354 | 0 | 70.0648 | 133.9378 | 0 | 2961.6589 | 64.1021 | 37.3399 | 3459.4139
02/05 10:00:00 | 02 | 05 | 10 | USA_ID_Boise-AP-Gowen-Field-ANGB.726810_AMY_2024EPW | 44.6375 | 48.4513 | 0 | 72.7128 | 0 | 70.0348 | 119.4068 | 0 | 2873.6391 | 0 | 36.6737 | 2662.1378
02/05 11:00:00 | 02 | 05 | 11 | USA_ID_Boise-AP-Gowen-Field-ANGB.726810_AMY_2024EPW | 47.1125 | 48.4513 | 0 | 71.9096 | 0 | 70.0369 | 116.7693 | 0 | 2823.9448 | 0 | 38.5674 | 2499.3147
02/05 12:00:00 | 02 | 05 | 12 | USA_ID_Boise-AP-Gowen-Field-ANGB.726810_AMY_2024EPW | 48.5075 | 48.4513 | 0 | 87.6179 | 0 | 70.0426 | 108.37 | 0 | 2701.8267 | 0 | 45.6588 | 2301.1
02/05 13:00:00 | 02 | 05 | 13 | USA_ID_Boise-AP-Gowen-Field-ANGB.726810_AMY_2024EPW | 50.5775 | 48.4513 | 0 | 103.9156 | 0 | 70.0464 | 101.3785 | 0 | 2592.2512 | 0 | 16.4665 | 2146.5545
02/05 14:00:00 | 02 | 05 | 14 | USA_ID_Boise-AP-Gowen-Field-ANGB.726810_AMY_2024EPW | 52.565 | 48.4513 | 0 | 86.6453 | 0 | 70.0477 | 98.5082 | 0 | 2531.74 | 0 | 0 | 2072.0398
02/05 15:00:00 | 02 | 05 | 15 | USA_ID_Boise-AP-Gowen-Field-ANGB.726810_AMY_2024EPW | 54.62 | 48.4513 | 0 | 79.8453 | 0 | 70.0558 | 82.5369 | 0 | 2218.3721 | 0 | 0 | 1990.9712
02/05 16:00:00 | 02 | 05 | 16 | USA_ID_Boise-AP-Gowen-Field-ANGB.726810_AMY_2024EPW | 55.94 | 48.4513 | 0 | 91.1547 | 0 | 70.0586 | 80.3072 | 0 | 2165.0832 | 0 | 0 | 1989.2845
02/05 17:00:00 | 02 | 05 | 17 | USA_ID_Boise-AP-Gowen-Field-ANGB.726810_AMY_2024EPW | 55.94 | 48.4513 | 0 | 110.7107 | 0 | 70.061 | 87.1641 | 0 | 2119.0255 | 0 | 0 | 1992.9641
02/05 18:00:00 | 02 | 05 | 18 | USA_ID_Boise-AP-Gowen-Field-ANGB.726810_AMY_2024EPW | 55.94 | 48.4513 | 0 | 100.4276 | 0 | 70.0732 | 66.0245 | 0 | 1619.7261 | 0 | 0 | 1621.3947
02/05 19:00:00 | 02 | 05 | 19 | USA_ID_Boise-AP-Gowen-Field-ANGB.726810_AMY_2024EPW | 53.795 | 48.4513 | 0 | 92.475 | 0 | 70.0968 | 104.5714 | 0 | 2473.027 | 0 | 0 | 2915.0052
02/05 20:00:00 | 02 | 05 | 20 | USA_ID_Boise-AP-Gowen-Field-ANGB.726810_AMY_2024EPW | 49.835 | 48.4513 | 0 | 72.5128 | 0 | 70.1066 | 132.4677 | 0 | 2973.3404 | 0 | 20.9182 | 4769.1639
02/05 21:00:00 | 02 | 05 | 21 | USA_ID_Boise-AP-Gowen-Field-ANGB.726810_AMY_2024EPW | 48.02 | 48.4513 | 0 | 67.5235 | 0 | 70.0668 | 100.0391 | 0 | 2269.8542 | 0 | 78.3796 | 2811.2387
02/05 22:00:00 | 02 | 05 | 22 | USA_ID_Boise-AP-Gowen-Field-ANGB.726810_AMY_2024EPW | 47.435 | 48.4513 | 0 | 80.3435 | 0 | 70.0665 | 92.7952 | 0 | 2136.2172 | 0 | 84.5333 | 2242.307
02/05 23:00:00 | 02 | 05 | 23 | USA_ID_Boise-AP-Gowen-Field-ANGB.726810_AMY_2024EPW | 46.4525 | 48.4513 | 0 | 77.3947 | 0 | 70.108 | 87.3287 | 0 | 2436.0993 | 0 | 48.0196 | 1676.9968
02/05 24:00:00 | 02 | 05 | 24 | USA_ID_Boise-AP-Gowen-Field-ANGB.726810_AMY_2024EPW | 44.9675 | 48.4513 | 0 | 67.2998 | 0 | 70.1386 | 97.1971 | 0 | 2706.9553 | 0 | 35.3071 | 1904.9444
02/06 01:00:00 | 02 | 06 | 01 | USA_ID_Boise-AP-Gowen-Field-ANGB.726810_AMY_2024EPW | 44.06 | 48.443 | 0 | 54.4462 | 0 | 70.1009 | 94.316 | 0 | 2614.3408 | 0 | 44.3064 | 1812.5426
02/06 02:00:00 | 02 | 06 | 02 | USA_ID_Boise-AP-Gowen-Field-ANGB.726810_AMY_2024EPW | 43.475 | 48.443 | 0 | 53.3596 | 0 | 70.0767 | 94.3343 | 0 | 2296.9428 | 0 | 70.0077 | 2581.8266
02/06 03:00:00 | 02 | 06 | 03 | USA_ID_Boise-AP-Gowen-Field-ANGB.726810_AMY_2024EPW | 43.565 | 48.443 | 0 | 50.1062 | 0 | 70.0601 | 101.0494 | 0 | 2347.8117 | 0 | 69.5773 | 3333.4726
02/06 04:00:00 | 02 | 06 | 04 | USA_ID_Boise-AP-Gowen-Field-ANGB.726810_AMY_2024EPW | 44.06 | 48.443 | 0 | 48.6719 | 0 | 70.0623 | 100.6239 | 0 | 2319.5408 | 0 | 73.2853 | 3295.3244
02/06 05:00:00 | 02 | 06 | 05 | USA_ID_Boise-AP-Gowen-Field-ANGB.726810_AMY_2024EPW | 43.475 | 48.443 | 0 | 49.3089 | 0 | 70.0592 | 100.8144 | 0 | 2334.1869 | 0 | 71.6253 | 3478.6174
02/06 06:00:00 | 02 | 06 | 06 | USA_ID_Boise-AP-Gowen-Field-ANGB.726810_AMY_2024EPW | 41.9075 | 48.443 | 0 | 47.9506 | 0 | 70.0793 | 109.8521 | 0 | 2868.8911 | 12.0809 | 41.6667 | 3484.8248
02/06 07:00:00 | 02 | 06 | 07 | USA_ID_Boise-AP-Gowen-Field-ANGB.726810_AMY_2024EPW | 39.3425 | 48.443 | 0 | 48.1203 | 0 | 70.0708 | 131.7392 | 0 | 2732.9161 | 154.3493 | 36.0536 | 4275.7818
02/06 08:00:00 | 02 | 06 | 08 | USA_ID_Boise-AP-Gowen-Field-ANGB.726810_AMY_2024EPW | 37.4525 | 48.443 | 0 | 51.4723 | 0 | 70.1356 | 146.9692 | 0 | 2963.8861 | 166.4552 | 23.7842 | 5015.9809
02/06 09:00:00 | 02 | 06 | 09 | USA_ID_Boise-AP-Gowen-Field-ANGB.726810_AMY_2024EPW | 35.3825 | 48.443 | 0 | 57.1361 | 0 | 70.0892 | 154.4864 | 0 | 3013.6645 | 169.7677 | 30.5556 | 5615.5842
02/06 10:00:00 | 02 | 06 | 10 | USA_ID_Boise-AP-Gowen-Field-ANGB.726810_AMY_2024EPW | 36.71 | 48.443 | 0 | 68.836 | 0 | 70.0618 | 147.4081 | 0 | 2931.7749 | 117.8353 | 44.4444 | 4830.9415
02/06 11:00:00 | 02 | 06 | 11 | USA_ID_Boise-AP-Gowen-Field-ANGB.726810_AMY_2024EPW | 39.5075 | 48.443 | 0 | 68.0757 | 0 | 70.0537 | 130.1738 | 0 | 2869.1943 | 59.9315 | 32.574 | 4036.6314
02/06 12:00:00 | 02 | 06 | 12 | USA_ID_Boise-AP-Gowen-Field-ANGB.726810_AMY_2024EPW | 41.5775 | 48.443 | 0 | 82.9465 | 0 | 70.0686 | 115.7608 | 0 | 2898.438 | 9.4844 | 40.116 | 3144.1633
02/06 13:00:00 | 02 | 06 | 13 | USA_ID_Boise-AP-Gowen-Field-ANGB.726810_AMY_2024EPW | 44.0525 | 48.443 | 0 | 98.3753 | 0 | 70.0475 | 104.6387 | 0 | 2693.6381 | 0 | 43.7264 | 2606.4388
02/06 14:00:00 | 02 | 06 | 14 | USA_ID_Boise-AP-Gowen-Field-ANGB.726810_AMY_2024EPW | 45.545 | 48.443 | 0 | 82.0257 | 0 | 70.0506 | 98.5366 | 0 | 2565.6132 | 0 | 51.396 | 2230.5641
02/06 15:00:00 | 02 | 06 | 15 | USA_ID_Boise-AP-Gowen-Field-ANGB.726810_AMY_2024EPW | 46.04 | 48.443 | 0 | 75.5883 | 0 | 70.0602 | 102.5222 | 0 | 2691.6658 | 0 | 46.1052 | 2572.2829
02/06 16:00:00 | 02 | 06 | 16 | USA_ID_Boise-AP-Gowen-Field-ANGB.726810_AMY_2024EPW | 46.5275 | 48.443 | 0 | 86.2947 | 0 | 70.0565 | 93.2816 | 0 | 2473.7977 | 0 | 50.6486 | 2200.9265
02/06 17:00:00 | 02 | 06 | 17 | USA_ID_Boise-AP-Gowen-Field-ANGB.726810_AMY_2024EPW | 46.4525 | 48.443 | 0 | 104.808 | 0 | 70.0572 | 87.8622 | 0 | 2290.0749 | 0 | 53.7576 | 2144.3148
02/06 18:00:00 | 02 | 06 | 18 | USA_ID_Boise-AP-Gowen-Field-ANGB.726810_AMY_2024EPW | 46.04 | 48.443 | 0 | 95.0731 | 0 | 70.0409 | 73.8518 | 0 | 1993.7414 | 0 | 79.5246 | 1680.0604
02/06 19:00:00 | 02 | 06 | 19 | USA_ID_Boise-AP-Gowen-Field-ANGB.726810_AMY_2024EPW | 45.455 | 48.443 | 0 | 87.5446 | 0 | 70.0884 | 126.6207 | 0 | 2981.0638 | 0 | 41.076 | 4637.308
02/06 20:00:00 | 02 | 06 | 20 | USA_ID_Boise-AP-Gowen-Field-ANGB.726810_AMY_2024EPW | 43.8875 | 48.443 | 0 | 68.6467 | 0 | 70.0885 | 117.4313 | 0 | 2702.9603 | 0 | 55.4397 | 4680.2169
02/06 21:00:00 | 02 | 06 | 21 | USA_ID_Boise-AP-Gowen-Field-ANGB.726810_AMY_2024EPW | 42.98 | 48.443 | 0 | 63.9234 | 0 | 70.0509 | 89.3639 | 0 | 2188.0902 | 0 | 83.3333 | 3403.5867
02/06 22:00:00 | 02 | 06 | 22 | USA_ID_Boise-AP-Gowen-Field-ANGB.726810_AMY_2024EPW | 42.98 | 48.443 | 0 | 76.0599 | 0 | 70.0568 | 91.296 | 0 | 2286.6375 | 0 | 75 | 3404.3992
02/06 23:00:00 | 02 | 06 | 23 | USA_ID_Boise-AP-Gowen-Field-ANGB.726810_AMY_2024EPW | 42.98 | 48.443 | 0 | 73.2683 | 0 | 70.0663 | 90.7395 | 0 | 2278.239 | 0 | 69.4758 | 3404.502
02/06 24:00:00 | 02 | 06 | 24 | USA_ID_Boise-AP-Gowen-Field-ANGB.726810_AMY_2024EPW | 42.4925 | 48.443 | 0 | 63.7117 | 0 | 70.0634 | 96.6953 | 0 | 2547.8477 | 0 | 48.0014 | 2941.7739
02/07 01:00:00 | 02 | 07 | 01 | USA_ID_Boise-AP-Gowen-Field-ANGB.726810_AMY_2024EPW | 42.08 | 48.4386 | 0 | 52.4156 | 0 | 70.0665 | 96.7186 | 0 | 2600.5343 | 0 | 47.6218 | 2603.9122
02/07 02:00:00 | 02 | 07 | 02 | USA_ID_Boise-AP-Gowen-Field-ANGB.726810_AMY_2024EPW | 41.495 | 48.4386 | 0 | 51.3696 | 0 | 70.0733 | 109.2342 | 0 | 2805.8124 | 17.754 | 39.5902 | 3165.3726
02/07 03:00:00 | 02 | 07 | 03 | USA_ID_Boise-AP-Gowen-Field-ANGB.726810_AMY_2024EPW | 40.415 | 48.4386 | 0 | 48.2375 | 0 | 70.0751 | 152.9892 | 0 | 2938.0325 | 197.4631 | 33.3333 | 5041.555
02/07 04:00:00 | 02 | 07 | 04 | USA_ID_Boise-AP-Gowen-Field-ANGB.726810_AMY_2024EPW | 39.92 | 48.4386 | 0 | 46.8567 | 0 | 70.0472 | 148.3563 | 0 | 2751.1477 | 227.5302 | 33.3333 | 5328.4727
02/07 05:00:00 | 02 | 07 | 05 | USA_ID_Boise-AP-Gowen-Field-ANGB.726810_AMY_2024EPW | 39.4325 | 48.4386 | 0 | 47.4699 | 0 | 70.0534 | 144.3049 | 0 | 2820.6933 | 217.0351 | 25 | 5275.3233
02/07 06:00:00 | 02 | 07 | 06 | USA_ID_Boise-AP-Gowen-Field-ANGB.726810_AMY_2024EPW | 39.02 | 48.4386 | 0 | 46.1623 | 0 | 70.053 | 150.7688 | 0 | 2876.2928 | 191.1146 | 30.5556 | 5156.2673
02/07 07:00:00 | 02 | 07 | 07 | USA_ID_Boise-AP-Gowen-Field-ANGB.726810_AMY_2024EPW | 39.02 | 48.4386 | 0 | 46.3257 | 0 | 70.0687 | 158.3163 | 0 | 2998.1667 | 196.0798 | 33.3333 | 5223.6569
02/07 08:00:00 | 02 | 07 | 08 | USA_ID_Boise-AP-Gowen-Field-ANGB.726810_AMY_2024EPW | 39.02 | 48.4386 | 0 | 49.5527 | 0 | 70.0666 | 160.1155 | 0 | 2994.0185 | 205.2378 | 33.3333 | 5408.324
02/07 09:00:00 | 02 | 07 | 09 | USA_ID_Boise-AP-Gowen-Field-ANGB.726810_AMY_2024EPW | 39.02 | 48.4386 | 0 | 55.0053 | 0 | 70.0648 | 161.9648 | 0 | 3026.9521 | 195.8643 | 33.3333 | 5437.2047
02/07 10:00:00 | 02 | 07 | 10 | USA_ID_Boise-AP-Gowen-Field-ANGB.726810_AMY_2024EPW | 39.5075 | 48.4386 | 0 | 66.2688 | 0 | 70.0617 | 154.007 | 0 | 3039.4076 | 138.3884 | 36.1111 | 4860.6936
02/07 11:00:00 | 02 | 07 | 11 | USA_ID_Boise-AP-Gowen-Field-ANGB.726810_AMY_2024EPW | 40.505 | 48.4386 | 0 | 65.5369 | 0 | 70.0573 | 137.8804 | 0 | 2895.3465 | 85.6947 | 31.2002 | 4059.0386
02/07 12:00:00 | 02 | 07 | 12 | USA_ID_Boise-AP-Gowen-Field-ANGB.726810_AMY_2024EPW | 42.0725 | 48.4386 | 0 | 79.853 | 0 | 70.0551 | 111.9133 | 0 | 2868.1618 | 0 | 41.4078 | 2757.6152
02/07 13:00:00 | 02 | 07 | 13 | USA_ID_Boise-AP-Gowen-Field-ANGB.726810_AMY_2024EPW | 44.0525 | 48.4386 | 0 | 94.7064 | 0 | 70.0547 | 102.7803 | 0 | 2680.0957 | 0 | 49.6327 | 2396.107
02/07 14:00:00 | 02 | 07 | 14 | USA_ID_Boise-AP-Gowen-Field-ANGB.726810_AMY_2024EPW | 45.545 | 48.4386 | 0 | 78.9666 | 0 | 70.0552 | 91.4094 | 0 | 2427.8712 | 0 | 57.4635 | 2040.7205
02/07 15:00:00 | 02 | 07 | 15 | USA_ID_Boise-AP-Gowen-Field-ANGB.726810_AMY_2024EPW | 45.455 | 48.4386 | 0 | 72.7693 | 0 | 70.1043 | 93.7021 | 0 | 2555.7687 | 0 | 46.4739 | 1891.2247
02/07 16:00:00 | 02 | 07 | 16 | USA_ID_Boise-AP-Gowen-Field-ANGB.726810_AMY_2024EPW | 47.105 | 48.4386 | 0 | 83.0764 | 0 | 70.0485 | 95.5765 | 0 | 2500.6613 | 0 | 53.276 | 2077.0309
02/07 17:00:00 | 02 | 07 | 17 | USA_ID_Boise-AP-Gowen-Field-ANGB.726810_AMY_2024EPW | 47.36 | 48.4386 | 0 | 100.8993 | 0 | 70.0507 | 90.93 | 0 | 2364.2902 | 0 | 55.9151 | 2180.8273
02/07 18:00:00 | 02 | 07 | 18 | USA_ID_Boise-AP-Gowen-Field-ANGB.726810_AMY_2024EPW | 46.04 | 48.4386 | 0 | 91.5275 | 0 | 70.073 | 79.0863 | 0 | 2143.9064 | 0 | 63.0992 | 1614.9358
02/07 19:00:00 | 02 | 07 | 19 | USA_ID_Boise-AP-Gowen-Field-ANGB.726810_AMY_2024EPW | 45.455 | 48.4386 | 0 | 84.2797 | 0 | 70.0946 | 93.4195 | 0 | 2257.9015 | 0 | 73.1095 | 3073.8045
02/07 20:00:00 | 02 | 07 | 20 | USA_ID_Boise-AP-Gowen-Field-ANGB.726810_AMY_2024EPW | 43.8875 | 48.4386 | 0 | 66.0866 | 0 | 70.0568 | 91.4862 | 0 | 2288.0417 | 0 | 75 | 3383.1136
02/07 21:00:00 | 02 | 07 | 21 | USA_ID_Boise-AP-Gowen-Field-ANGB.726810_AMY_2024EPW | 41.3225 | 48.4386 | 0 | 61.5395 | 0 | 70.0773 | 105.8043 | 0 | 2410.62 | 90.1612 | 53.3781 | 4061.0946
02/07 22:00:00 | 02 | 07 | 22 | USA_ID_Boise-AP-Gowen-Field-ANGB.726810_AMY_2024EPW | 38.8475 | 48.4386 | 0 | 73.2233 | 0 | 70.1077 | 149.4223 | 0 | 2877.4695 | 241.2139 | 27.7778 | 5051.8127
02/07 23:00:00 | 02 | 07 | 23 | USA_ID_Boise-AP-Gowen-Field-ANGB.726810_AMY_2024EPW | 36.38 | 48.4386 | 0 | 70.5358 | 0 | 70.0804 | 138.3576 | 0 | 2670.309 | 203.1743 | 39.4731 | 5750.6598
02/07 24:00:00 | 02 | 07 | 24 | USA_ID_Boise-AP-Gowen-Field-ANGB.726810_AMY_2024EPW | 35.06 | 48.4386 | 0 | 61.3356 | 0 | 70.0456 | 139.1959 | 0 | 2704.4921 | 198.3446 | 31.6604 | 4626.5474
02/08 01:00:00 | 02 | 08 | 01 | USA_ID_Boise-AP-Gowen-Field-ANGB.726810_AMY_2024EPW | 33.4025 | 48.4379 | 0 | 77.9247 | 0 | 70.0364 | 139.4753 | 0 | 2808.2308 | 183.7368 | 30.5556 | 5126.6456
02/08 02:00:00 | 02 | 08 | 02 | USA_ID_Boise-AP-Gowen-Field-ANGB.726810_AMY_2024EPW | 31.415 | 48.4379 | 0 | 76.3696 | 0 | 70.0708 | 156.5749 | 0 | 3081.8749 | 167.5276 | 25 | 6204.7843
02/08 03:00:00 | 02 | 08 | 03 | USA_ID_Boise-AP-Gowen-Field-ANGB.726810_AMY_2024EPW | 30.4325 | 48.4379 | 0 | 71.7132 | 0 | 70.032 | 162.5961 | 0 | 3160.8897 | 145.7747 | 33.3333 | 6970.6894
02/08 04:00:00 | 02 | 08 | 04 | USA_ID_Boise-AP-Gowen-Field-ANGB.726810_AMY_2024EPW | 31.0925 | 48.4379 | 0 | 69.6604 | 0 | 70.0357 | 140.5983 | 0 | 2912.899 | 142.7522 | 33.3333 | 5129.346
02/08 05:00:00 | 02 | 08 | 05 | USA_ID_Boise-AP-Gowen-Field-ANGB.726810_AMY_2024EPW | 32.585 | 48.4379 | 0 | 70.5721 | 0 | 70.0386 | 162.3648 | 0 | 3094.0557 | 174.9529 | 33.3333 | 6872.7003
02/08 06:00:00 | 02 | 08 | 06 | USA_ID_Boise-AP-Gowen-Field-ANGB.726810_AMY_2024EPW | 33.08 | 48.4379 | 0 | 68.628 | 0 | 70.0151 | 133.932 | 0 | 2860.7531 | 158.5661 | 25 | 5439.4796
02/08 07:00:00 | 02 | 08 | 07 | USA_ID_Boise-AP-Gowen-Field-ANGB.726810_AMY_2024EPW | 32.495 | 48.4379 | 0 | 68.8709 | 0 | 70.0322 | 157.1753 | 0 | 3049.8778 | 140.8597 | 38.8889 | 6249.9674
02/08 08:00:00 | 02 | 08 | 08 | USA_ID_Boise-AP-Gowen-Field-ANGB.726810_AMY_2024EPW | 32 | 48.4379 | 0 | 73.6684 | 0 | 70.0357 | 162.5961 | 0 | 3190.03 | 128.7353 | 33.3333 | 6864.9407
02/08 09:00:00 | 02 | 08 | 09 | USA_ID_Boise-AP-Gowen-Field-ANGB.726810_AMY_2024EPW | 30.9275 | 48.4379 | 0 | 81.7746 | 0 | 70.0294 | 162.5961 | 0 | 3205.7998 | 122.4412 | 33.3333 | 7105.0263
02/08 10:00:00 | 02 | 08 | 10 | USA_ID_Boise-AP-Gowen-Field-ANGB.726810_AMY_2024EPW | 31.0925 | 48.4379 | 0 | 98.5198 | 0 | 70.015 | 141.306 | 0 | 3044.7584 | 88.1947 | 33.3333 | 5413.6315
02/08 11:00:00 | 02 | 08 | 11 | USA_ID_Boise-AP-Gowen-Field-ANGB.726810_AMY_2024EPW | 33.6575 | 48.4379 | 0 | 97.4316 | 0 | 70.0215 | 128.9464 | 0 | 2922.4174 | 49.8962 | 41.6667 | 4242.5653
02/08 12:00:00 | 02 | 08 | 12 | USA_ID_Boise-AP-Gowen-Field-ANGB.726810_AMY_2024EPW | 37.205 | 48.4379 | 0 | 118.715 | 0 | 70.0153 | 131.8818 | 0 | 3068.8587 | 24.45 | 25 | 4337.502
02/08 13:00:00 | 02 | 08 | 13 | USA_ID_Boise-AP-Gowen-Field-ANGB.726810_AMY_2024EPW | 40.6775 | 48.4379 | 0 | 140.7971 | 0 | 70.0299 | 123.9159 | 0 | 2909.054 | 2.995 | 28.3332 | 3361.208
02/08 14:00:00 | 02 | 08 | 14 | USA_ID_Boise-AP-Gowen-Field-ANGB.726810_AMY_2024EPW | 42.08 | 48.4379 | 0 | 117.3972 | 0 | 70.0316 | 120.4146 | 0 | 2917.0661 | 0 | 33.6414 | 2852.408
02/08 15:00:00 | 02 | 08 | 15 | USA_ID_Boise-AP-Gowen-Field-ANGB.726810_AMY_2024EPW | 41.495 | 48.4379 | 0 | 108.1838 | 0 | 70.0229 | 138.9588 | 0 | 3204.709 | 0.01193 | 29.306 | 3967.5688
02/08 16:00:00 | 02 | 08 | 16 | USA_ID_Boise-AP-Gowen-Field-ANGB.726810_AMY_2024EPW | 41.585 | 48.4379 | 0 | 123.5071 | 0 | 70.05 | 130.4046 | 0 | 3069.6507 | 0 | 41.3352 | 3422.2121
02/08 17:00:00 | 02 | 08 | 17 | USA_ID_Boise-AP-Gowen-Field-ANGB.726810_AMY_2024EPW | 41.495 | 48.4379 | 0 | 150.0038 | 0 | 70.0519 | 117.9103 | 0 | 2900.871 | 2.0103 | 42.8996 | 2554.992
02/08 18:00:00 | 02 | 08 | 18 | USA_ID_Boise-AP-Gowen-Field-ANGB.726810_AMY_2024EPW | 40.415 | 48.4379 | 0 | 136.071 | 0 | 70.0645 | 137.167 | 0 | 2997.5985 | 65.4616 | 32.543 | 4309.4904
02/08 19:00:00 | 02 | 08 | 19 | USA_ID_Boise-AP-Gowen-Field-ANGB.726810_AMY_2024EPW | 38.8475 | 48.4379 | 0 | 125.2959 | 0 | 70.0874 | 149.5082 | 0 | 3049.1969 | 115.7671 | 33.3333 | 4560.3738
02/08 20:00:00 | 02 | 08 | 20 | USA_ID_Boise-AP-Gowen-Field-ANGB.726810_AMY_2024EPW | 37.4525 | 48.4379 | 0 | 98.2489 | 0 | 70.051 | 151.3768 | 0 | 3011.3202 | 161.0622 | 27.7778 | 5215.524
02/08 21:00:00 | 02 | 08 | 21 | USA_ID_Boise-AP-Gowen-Field-ANGB.726810_AMY_2024EPW | 36.455 | 48.4379 | 0 | 91.4888 | 0 | 70.0656 | 159.1616 | 0 | 3018.5997 | 194.2558 | 33.3333 | 5355.5095
02/08 22:00:00 | 02 | 08 | 22 | USA_ID_Boise-AP-Gowen-Field-ANGB.726810_AMY_2024EPW | 35.4725 | 48.4379 | 0 | 108.8588 | 0 | 70.0832 | 147.7911 | 0 | 2838.2758 | 198.2348 | 38.8889 | 4775.6173
02/08 23:00:00 | 02 | 08 | 23 | USA_ID_Boise-AP-Gowen-Field-ANGB.726810_AMY_2024EPW | 33.4025 | 48.4379 | 0 | 104.8634 | 0 | 70.08 | 161.3506 | 0 | 3178.534 | 211.1013 | 16.6667 | 6537.9226
02/08 24:00:00 | 02 | 08 | 24 | USA_ID_Boise-AP-Gowen-Field-ANGB.726810_AMY_2024EPW | 32.585 | 48.4379 | 0 | 91.1857 | 0 | 70.0216 | 130.6755 | 0 | 2716.2167 | 178.8187 | 26.3638 | 5277.1542
02/09 01:00:00 | 02 | 09 | 01 | USA_ID_Boise-AP-Gowen-Field-ANGB.726810_AMY_2024EPW | 33.5675 | 48.441 | 0 | 48.4861 | 0 | 70.0471 | 153.2105 | 0 | 3022.1946 | 195.1448 | 25 | 6329.2084
02/09 02:00:00 | 02 | 09 | 02 | USA_ID_Boise-AP-Gowen-Field-ANGB.726810_AMY_2024EPW | 33.98 | 48.441 | 0 | 47.5185 | 0 | 70.0634 | 143.7562 | 0 | 2865.4863 | 184.2707 | 26.9816 | 5213.0409
02/09 03:00:00 | 02 | 09 | 03 | USA_ID_Boise-AP-Gowen-Field-ANGB.726810_AMY_2024EPW | 33.4925 | 48.441 | 0 | 44.6212 | 0 | 70.0264 | 135.6046 | 0 | 2708.733 | 177.8313 | 34.8682 | 5212.5348
02/09 04:00:00 | 02 | 09 | 04 | USA_ID_Boise-AP-Gowen-Field-ANGB.726810_AMY_2024EPW | 33.5675 | 48.441 | 0 | 43.3439 | 0 | 70.0516 | 158.3889 | 0 | 3039.884 | 202.6357 | 30.5556 | 6902.962
02/09 05:00:00 | 02 | 09 | 05 | USA_ID_Boise-AP-Gowen-Field-ANGB.726810_AMY_2024EPW | 33.98 | 48.441 | 0 | 43.9112 | 0 | 70.0251 | 156.2656 | 0 | 3032.1557 | 179.5421 | 33.3333 | 6812.7177
02/09 06:00:00 | 02 | 09 | 06 | USA_ID_Boise-AP-Gowen-Field-ANGB.726810_AMY_2024EPW | 33.4925 | 48.441 | 0 | 42.7016 | 0 | 70.0089 | 120.8727 | 0 | 2651.1777 | 137.0576 | 41.6667 | 3983.6387
02/09 07:00:00 | 02 | 09 | 07 | USA_ID_Boise-AP-Gowen-Field-ANGB.726810_AMY_2024EPW | 33.5675 | 48.441 | 0 | 42.8527 | 0 | 70.0175 | 133.2871 | 0 | 2797.3885 | 137.232 | 41.6667 | 4338.4988
02/09 08:00:00 | 02 | 09 | 08 | USA_ID_Boise-AP-Gowen-Field-ANGB.726810_AMY_2024EPW | 33.98 | 48.441 | 0 | 45.8378 | 0 | 70.0201 | 134.6554 | 0 | 2791.4368 | 147.0411 | 41.6667 | 4626.413
02/09 09:00:00 | 02 | 09 | 09 | USA_ID_Boise-AP-Gowen-Field-ANGB.726810_AMY_2024EPW | 33.98 | 48.441 | 0 | 50.8816 | 0 | 70.0275 | 159.7082 | 0 | 3104.8508 | 187.3593 | 27.7778 | 6940.1986
02/09 10:00:00 | 02 | 09 | 10 | USA_ID_Boise-AP-Gowen-Field-ANGB.726810_AMY_2024EPW | 33.4925 | 48.441 | 0 | 61.3008 | 0 | 70.0388 | 130.76 | 0 | 2813.4574 | 152.4631 | 10.4448 | 6070.4251
02/09 11:00:00 | 02 | 09 | 11 | USA_ID_Boise-AP-Gowen-Field-ANGB.726810_AMY_2024EPW | 33.08 | 48.441 | 0 | 60.6237 | 0 | 70.0134 | 156.2195 | 0 | 3176.6373 | 103.4833 | 26.2708 | 7083.6099
02/09 12:00:00 | 02 | 09 | 12 | USA_ID_Boise-AP-Gowen-Field-ANGB.726810_AMY_2024EPW | 33.5675 | 48.441 | 0 | 73.8666 | 0 | 70.0132 | 149.077 | 0 | 3159.2599 | 47.3102 | 33.3333 | 6247.8289
02/09 13:00:00 | 02 | 09 | 13 | USA_ID_Boise-AP-Gowen-Field-ANGB.726810_AMY_2024EPW | 35.0525 | 48.441 | 0 | 87.6064 | 0 | 70.0333 | 155.3204 | 0 | 3340.2084 | 12.36 | 26.3687 | 6417.6902
02/09 14:00:00 | 02 | 09 | 14 | USA_ID_Boise-AP-Gowen-Field-ANGB.726810_AMY_2024EPW | 37.6175 | 48.441 | 0 | 73.0466 | 0 | 70.0221 | 130.8065 | 0 | 3036.3432 | 0.37844 | 28.1525 | 4403.1845
02/09 15:00:00 | 02 | 09 | 15 | USA_ID_Boise-AP-Gowen-Field-ANGB.726810_AMY_2024EPW | 38.435 | 48.441 | 0 | 67.3138 | 0 | 70.0227 | 162.5961 | 0 | 3420.5658 | 0.1193 | 33.3333 | 6613.41
02/09 16:00:00 | 02 | 09 | 16 | USA_ID_Boise-AP-Gowen-Field-ANGB.726810_AMY_2024EPW | 39.0125 | 48.441 | 0 | 76.8483 | 0 | 70.0337 | 135.1341 | 0 | 3040.3851 | 0.11089 | 22.6045 | 5564.0424
02/09 17:00:00 | 02 | 09 | 17 | USA_ID_Boise-AP-Gowen-Field-ANGB.726810_AMY_2024EPW | 40.505 | 48.441 | 0 | 93.335 | 0 | 70.0531 | 112.1302 | 0 | 2604.7571 | 0.097232 | 35.533 | 3772.2301
02/09 18:00:00 | 02 | 09 | 18 | USA_ID_Boise-AP-Gowen-Field-ANGB.726810_AMY_2024EPW | 42.0725 | 48.441 | 0 | 84.6658 | 0 | 70.0323 | 120.8516 | 0 | 2952.7808 | 0 | 31.3163 | 3089.4508
02/09 19:00:00 | 02 | 09 | 19 | USA_ID_Boise-AP-Gowen-Field-ANGB.726810_AMY_2024EPW | 41.9075 | 48.441 | 0 | 77.9613 | 0 | 70.0767 | 154.8305 | 0 | 3522.9229 | 9.6204 | 27.7778 | 4124.1918
02/09 20:00:00 | 02 | 09 | 20 | USA_ID_Boise-AP-Gowen-Field-ANGB.726810_AMY_2024EPW | 39.9275 | 48.441 | 0 | 61.1322 | 0 | 70.0259 | 151.5636 | 0 | 2891.435 | 206.5533 | 33.3333 | 6693.2911
02/09 21:00:00 | 02 | 09 | 21 | USA_ID_Boise-AP-Gowen-Field-ANGB.726810_AMY_2024EPW | 36.29 | 48.441 | 0 | 56.9259 | 0 | 70.0529 | 170.7259 | 0 | 3130.7376 | 236.7816 | 25 | 7462.9498
02/09 22:00:00 | 02 | 09 | 22 | USA_ID_Boise-AP-Gowen-Field-ANGB.726810_AMY_2024EPW | 33.4925 | 48.441 | 0 | 67.7339 | 0 | 70.0323 | 162.5961 | 0 | 3025.0782 | 208.59 | 33.3333 | 7259.3053
02/09 23:00:00 | 02 | 09 | 23 | USA_ID_Boise-AP-Gowen-Field-ANGB.726810_AMY_2024EPW | 33.08 | 48.441 | 0 | 65.2478 | 0 | 70.0551 | 170.7259 | 0 | 3290.514 | 162.6251 | 25 | 7165.6478
02/09 24:00:00 | 02 | 09 | 24 | USA_ID_Boise-AP-Gowen-Field-ANGB.726810_AMY_2024EPW | 32.495 | 48.441 | 0 | 56.7373 | 0 | 70.0411 | 142.113 | 0 | 2893.3273 | 143.7225 | 25.1469 | 6100.5956
02/10 01:00:00 | 02 | 10 | 01 | USA_ID_Boise-AP-Gowen-Field-ANGB.726810_AMY_2024EPW | 30.9275 | 48.448 | 0 | 92.944 | 0 | 70.0043 | 127.3503 | 0 | 2784.6154 | 119.7343 | 41.6667 | 4411.3517
02/10 02:00:00 | 02 | 10 | 02 | USA_ID_Boise-AP-Gowen-Field-ANGB.726810_AMY_2024EPW | 29.435 | 48.448 | 0 | 91.0892 | 0 | 70.0312 | 109.9781 | 0 | 2705.5178 | 74.005 | 0.41355 | 5040.7231
02/10 03:00:00 | 02 | 10 | 03 | USA_ID_Boise-AP-Gowen-Field-ANGB.726810_AMY_2024EPW | 28.4525 | 48.448 | 0 | 85.5353 | 0 | 70.0285 | 139.4168 | 0 | 3064.6447 | 44.8296 | 33.3597 | 5408.7012
02/10 04:00:00 | 02 | 10 | 04 | USA_ID_Boise-AP-Gowen-Field-ANGB.726810_AMY_2024EPW | 27.455 | 48.448 | 0 | 83.0869 | 0 | 70.0129 | 162.5961 | 0 | 3303.26 | 78.8228 | 33.3333 | 7464.6185
02/10 05:00:00 | 02 | 10 | 05 | USA_ID_Boise-AP-Gowen-Field-ANGB.726810_AMY_2024EPW | 27.545 | 48.448 | 0 | 84.1743 | 0 | 70.0155 | 162.5961 | 0 | 3210.1586 | 125.1985 | 33.3333 | 7731.3328
02/10 06:00:00 | 02 | 10 | 06 | USA_ID_Boise-AP-Gowen-Field-ANGB.726810_AMY_2024EPW | 26.9675 | 48.448 | 0 | 81.8555 | 0 | 70.0065 | 125.9441 | 0 | 2990.1367 | 121.8439 | 5.5556 | 6230.9966
02/10 07:00:00 | 02 | 10 | 07 | USA_ID_Boise-AP-Gowen-Field-ANGB.726810_AMY_2024EPW | 25.475 | 48.448 | 0 | 82.1452 | 0 | 70.0055 | 162.5961 | 0 | 3232.1508 | 116.8482 | 33.3333 | 8076.0183
02/10 08:00:00 | 02 | 10 | 08 | USA_ID_Boise-AP-Gowen-Field-ANGB.726810_AMY_2024EPW | 24.4925 | 48.448 | 0 | 87.8674 | 0 | 70.0009 | 162.5961 | 0 | 3256.1075 | 106.0495 | 33.3333 | 8254.7189
02/10 09:00:00 | 02 | 10 | 09 | USA_ID_Boise-AP-Gowen-Field-ANGB.726810_AMY_2024EPW | 24.08 | 48.448 | 0 | 97.536 | 0 | 69.9973 | 162.5961 | 0 | 3247.5237 | 110.7666 | 33.3333 | 8427.7034
02/10 10:00:00 | 02 | 10 | 10 | USA_ID_Boise-AP-Gowen-Field-ANGB.726810_AMY_2024EPW | 25.64 | 48.448 | 0 | 117.5087 | 0 | 70.0322 | 136.3007 | 0 | 3170.3453 | 96.2074 | 8.3333 | 6565.0987
02/10 11:00:00 | 02 | 10 | 11 | USA_ID_Boise-AP-Gowen-Field-ANGB.726810_AMY_2024EPW | 29.105 | 48.448 | 0 | 116.2108 | 0 | 70.0134 | 125.6644 | 0 | 2900.5606 | 40.1523 | 33.3333 | 4695.4665
02/10 12:00:00 | 02 | 10 | 12 | USA_ID_Boise-AP-Gowen-Field-ANGB.726810_AMY_2024EPW | 33.1625 | 48.448 | 0 | 141.5964 | 0 | 70.0146 | 139.1182 | 0 | 3193.3623 | 4.5631 | 33.3333 | 4528.3306
02/10 13:00:00 | 02 | 10 | 13 | USA_ID_Boise-AP-Gowen-Field-ANGB.726810_AMY_2024EPW | 36.1325 | 48.448 | 0 | 167.9346 | 0 | 70.0707 | 160.5853 | 0 | 3512.3486 | 0.12229 | 25 | 5747.18
02/10 14:00:00 | 02 | 10 | 14 | USA_ID_Boise-AP-Gowen-Field-ANGB.726810_AMY_2024EPW | 38.1125 | 48.448 | 0 | 140.0245 | 0 | 70.0681 | 152.0882 | 0 | 3353.6427 | 0.11713 | 30.5556 | 5358.9736
02/10 15:00:00 | 02 | 10 | 15 | USA_ID_Boise-AP-Gowen-Field-ANGB.726810_AMY_2024EPW | 40.0925 | 48.448 | 0 | 129.0353 | 0 | 70.0302 | 125.3771 | 0 | 2829.1024 | 0.10332 | 34.6297 | 3841.545
02/10 16:00:00 | 02 | 10 | 16 | USA_ID_Boise-AP-Gowen-Field-ANGB.726810_AMY_2024EPW | 41.585 | 48.448 | 0 | 147.3121 | 0 | 70.0421 | 139.0513 | 0 | 3238.325 | 0 | 35.8001 | 3416.5403
02/10 17:00:00 | 02 | 10 | 17 | USA_ID_Boise-AP-Gowen-Field-ANGB.726810_AMY_2024EPW | 42.5675 | 48.448 | 0 | 178.9159 | 0 | 70.033 | 117.2082 | 0 | 2885.7357 | 0 | 33.273 | 2775.4923
02/10 18:00:00 | 02 | 10 | 18 | USA_ID_Boise-AP-Gowen-Field-ANGB.726810_AMY_2024EPW | 41.9075 | 48.448 | 0 | 162.2976 | 0 | 70.0912 | 122.1087 | 0 | 3082.558 | 0.62228 | 30.0261 | 3771.2549
02/10 19:00:00 | 02 | 10 | 19 | USA_ID_Boise-AP-Gowen-Field-ANGB.726810_AMY_2024EPW | 40.415 | 48.448 | 0 | 149.4457 | 0 | 70.0993 | 126.2938 | 0 | 2902.3543 | 41.9294 | 41.6667 | 3071.9121
02/10 20:00:00 | 02 | 10 | 20 | USA_ID_Boise-AP-Gowen-Field-ANGB.726810_AMY_2024EPW | 38.36 | 48.448 | 0 | 117.1856 | 0 | 70.0513 | 138.4963 | 0 | 2888.2185 | 129.5939 | 30.5556 | 4769.6519
02/10 21:00:00 | 02 | 10 | 21 | USA_ID_Boise-AP-Gowen-Field-ANGB.726810_AMY_2024EPW | 36.455 | 48.448 | 0 | 109.1225 | 0 | 70.0909 | 160.1812 | 0 | 3156.409 | 163.4911 | 27.7778 | 5309.9538
02/10 22:00:00 | 02 | 10 | 22 | USA_ID_Boise-AP-Gowen-Field-ANGB.726810_AMY_2024EPW | 33.815 | 48.448 | 0 | 129.8405 | 0 | 70.1031 | 156.9052 | 0 | 3238.8685 | 115.8563 | 22.2222 | 5642.9416
02/10 23:00:00 | 02 | 10 | 23 | USA_ID_Boise-AP-Gowen-Field-ANGB.726810_AMY_2024EPW | 31.415 | 48.448 | 0 | 125.0749 | 0 | 70.0401 | 159.8157 | 0 | 3215.8123 | 105.9202 | 33.3333 | 6422.0773
02/10 24:00:00 | 02 | 10 | 24 | USA_ID_Boise-AP-Gowen-Field-ANGB.726810_AMY_2024EPW | 30.4325 | 48.448 | 0 | 108.761 | 0 | 70.0365 | 162.5961 | 0 | 3248.7735 | 101.9653 | 33.3333 | 6659.93
02/11 01:00:00 | 02 | 11 | 01 | USA_ID_Boise-AP-Gowen-Field-ANGB.726810_AMY_2024EPW | 30.5075 | 48.4588 | 0 | 523.0712 | 0 | 70.011 | 131.7329 | 0 | 2863.3162 | 77.0038 | 41.6667 | 4771.1026
02/11 02:00:00 | 02 | 11 | 02 | USA_ID_Boise-AP-Gowen-Field-ANGB.726810_AMY_2024EPW | 29.8475 | 48.4588 | 0 | 512.6327 | 0 | 70.0405 | 173.4358 | 0 | 3512.6536 | 85.8389 | 22.2222 | 7668.0484
02/11 03:00:00 | 02 | 11 | 03 | USA_ID_Boise-AP-Gowen-Field-ANGB.726810_AMY_2024EPW | 29.525 | 48.4588 | 0 | 481.3765 | 0 | 70.0099 | 165.306 | 0 | 3351.7805 | 80.2953 | 30.5556 | 7623.3948
02/11 04:00:00 | 02 | 11 | 04 | USA_ID_Boise-AP-Gowen-Field-ANGB.726810_AMY_2024EPW | 29.435 | 48.4588 | 0 | 467.5972 | 0 | 70.0166 | 162.5961 | 0 | 3289.7597 | 82.7669 | 33.3333 | 7500.3682
02/11 05:00:00 | 02 | 11 | 05 | USA_ID_Boise-AP-Gowen-Field-ANGB.726810_AMY_2024EPW | 29.525 | 48.4588 | 0 | 473.7166 | 0 | 70.0116 | 144.8335 | 0 | 3131.4962 | 83.9591 | 25 | 6213.8975
02/11 06:00:00 | 02 | 11 | 06 | USA_ID_Boise-AP-Gowen-Field-ANGB.726810_AMY_2024EPW | 30.5075 | 48.4588 | 0 | 460.6672 | 0 | 70.0197 | 146.1303 | 0 | 3128.0594 | 89.1939 | 25 | 6410.5778
02/11 07:00:00 | 02 | 11 | 07 | USA_ID_Boise-AP-Gowen-Field-ANGB.726810_AMY_2024EPW | 30.92 | 48.4588 | 0 | 462.2976 | 0 | 70.0113 | 162.5961 | 0 | 3263.1769 | 93.9291 | 33.3333 | 7436.535
02/11 08:00:00 | 02 | 11 | 08 | USA_ID_Boise-AP-Gowen-Field-ANGB.726810_AMY_2024EPW | 31.505 | 48.4588 | 0 | 494.5011 | 0 | 69.9921 | 158.0591 | 0 | 3359.2338 | 115.2397 | 16.6667 | 7752.3415
02/11 09:00:00 | 02 | 11 | 09 | USA_ID_Boise-AP-Gowen-Field-ANGB.726810_AMY_2024EPW | 32 | 48.4588 | 0 | 548.9141 | 0 | 70.001 | 156.4685 | 0 | 3275.5911 | 143.3906 | 16.6667 | 7567.6717
02/11 10:00:00 | 02 | 11 | 10 | USA_ID_Boise-AP-Gowen-Field-ANGB.726810_AMY_2024EPW | 32.585 | 48.4588 | 0 | 661.3165 | 0 | 69.9964 | 159.6587 | 0 | 3283.3839 | 110.6869 | 25 | 7841.524
02/11 11:00:00 | 02 | 11 | 11 | USA_ID_Boise-AP-Gowen-Field-ANGB.726810_AMY_2024EPW | 34.64 | 48.4588 | 0 | 654.0119 | 0 | 69.9931 | 156.8151 | 0 | 3448.8141 | 53.856 | 16.6667 | 7319.8999
02/11 12:00:00 | 02 | 11 | 12 | USA_ID_Boise-AP-Gowen-Field-ANGB.726810_AMY_2024EPW | 37.0325 | 48.4588 | 0 | 796.8771 | 0 | 70.037 | 108.901 | 0 | 2579.6941 | 74.5019 | 16.6661 | 4552.9655
02/11 13:00:00 | 02 | 11 | 13 | USA_ID_Boise-AP-Gowen-Field-ANGB.726810_AMY_2024EPW | 39.0125 | 48.4588 | 0 | 945.1035 | 0 | 70.0269 | 128.0275 | 0 | 2754.1781 | 91.3441 | 25.5509 | 4410.27
02/11 14:00:00 | 02 | 11 | 14 | USA_ID_Boise-AP-Gowen-Field-ANGB.726810_AMY_2024EPW | 41.5775 | 48.4588 | 0 | 788.031 | 0 | 70.0298 | 121.447 | 0 | 2868.1918 | 16.2776 | 30.6599 | 3325.4065
02/11 15:00:00 | 02 | 11 | 15 | USA_ID_Boise-AP-Gowen-Field-ANGB.726810_AMY_2024EPW | 44.0525 | 48.4588 | 0 | 726.186 | 0 | 70.0331 | 117.9449 | 0 | 2863.0388 | 0 | 36.3805 | 2766.9046
02/11 16:00:00 | 02 | 11 | 16 | USA_ID_Boise-AP-Gowen-Field-ANGB.726810_AMY_2024EPW | 46.0325 | 48.4588 | 0 | 829.0444 | 0 | 70.043 | 106.7617 | 0 | 2674.5212 | 0 | 47.8708 | 2351.0797
02/11 17:00:00 | 02 | 11 | 17 | USA_ID_Boise-AP-Gowen-Field-ANGB.726810_AMY_2024EPW | 46.94 | 48.4588 | 0 | 1006.9041 | 0 | 70.0485 | 97.4253 | 0 | 2536.5474 | 0 | 52.2657 | 2216.4957
02/11 18:00:00 | 02 | 11 | 18 | USA_ID_Boise-AP-Gowen-Field-ANGB.726810_AMY_2024EPW | 46.4525 | 48.4588 | 0 | 913.3798 | 0 | 70.0548 | 88.9185 | 0 | 2344.2457 | 0 | 61.2994 | 2043.1651
02/11 19:00:00 | 02 | 11 | 19 | USA_ID_Boise-AP-Gowen-Field-ANGB.726810_AMY_2024EPW | 43.31 | 48.4588 | 0 | 841.0518 | 0 | 70.1123 | 106.9584 | 0 | 2770.3615 | 4.9177 | 41.5582 | 3213.3194
02/11 20:00:00 | 02 | 11 | 20 | USA_ID_Boise-AP-Gowen-Field-ANGB.726810_AMY_2024EPW | 40.415 | 48.4588 | 0 | 659.4978 | 0 | 70.1063 | 125.965 | 0 | 2687.2126 | 134.464 | 41.0923 | 4729.7717
02/11 21:00:00 | 02 | 11 | 21 | USA_ID_Boise-AP-Gowen-Field-ANGB.726810_AMY_2024EPW | 38.36 | 48.4588 | 0 | 614.1206 | 0 | 70.0858 | 135.8753 | 0 | 2670.7842 | 170.7976 | 46.2138 | 5385.1399
02/11 22:00:00 | 02 | 11 | 22 | USA_ID_Boise-AP-Gowen-Field-ANGB.726810_AMY_2024EPW | 38.1125 | 48.4588 | 0 | 730.7174 | 0 | 70.1261 | 150.1331 | 0 | 2903.5244 | 202.3535 | 28.3893 | 4918.5312
02/11 23:00:00 | 02 | 11 | 23 | USA_ID_Boise-AP-Gowen-Field-ANGB.726810_AMY_2024EPW | 39.02 | 48.4588 | 0 | 703.8978 | 0 | 70.0532 | 141.2189 | 0 | 2729.7526 | 217.3467 | 33.3333 | 4588.1805
02/11 24:00:00 | 02 | 11 | 24 | USA_ID_Boise-AP-Gowen-Field-ANGB.726810_AMY_2024EPW | 37.9475 | 48.4588 | 0 | 612.086 | 0 | 70.0692 | 154.8443 | 0 | 2881.4635 | 242.1653 | 33.3333 | 5425.9274
02/12 01:00:00 | 02 | 12 | 01 | USA_ID_Boise-AP-Gowen-Field-ANGB.726810_AMY_2024EPW | 37.5275 | 48.4734 | 0 | 59.691 | 0 | 70.0647 | 156.3391 | 0 | 2889.2867 | 245.6357 | 33.3333 | 5596.1541
02/12 02:00:00 | 02 | 12 | 02 | USA_ID_Boise-AP-Gowen-Field-ANGB.726810_AMY_2024EPW | 37.94 | 48.4734 | 0 | 58.4998 | 0 | 70.0633 | 160.7912 | 0 | 2911.0128 | 251.7009 | 33.3333 | 5768.5256
02/12 03:00:00 | 02 | 12 | 03 | USA_ID_Boise-AP-Gowen-Field-ANGB.726810_AMY_2024EPW | 37.94 | 48.4734 | 0 | 54.933 | 0 | 70.0884 | 149.1536 | 0 | 2797.5075 | 236.3782 | 25.1677 | 5560.0009
02/12 04:00:00 | 02 | 12 | 04 | USA_ID_Boise-AP-Gowen-Field-ANGB.726810_AMY_2024EPW | 37.94 | 48.4734 | 0 | 53.3605 | 0 | 70.0258 | 128.3643 | 0 | 2556.4854 | 202.7513 | 28.9438 | 5001.2511
02/12 05:00:00 | 02 | 12 | 05 | USA_ID_Boise-AP-Gowen-Field-ANGB.726810_AMY_2024EPW | 37.94 | 48.4734 | 0 | 54.0588 | 0 | 70.0495 | 147.8726 | 0 | 2737.4032 | 223.9825 | 36.4783 | 5608.8025
02/12 06:00:00 | 02 | 12 | 06 | USA_ID_Boise-AP-Gowen-Field-ANGB.726810_AMY_2024EPW | 36.8675 | 48.4734 | 0 | 52.5697 | 0 | 70.0396 | 156.111 | 0 | 2910.0809 | 233.8837 | 25.5572 | 7010.105
02/12 07:00:00 | 02 | 12 | 07 | USA_ID_Boise-AP-Gowen-Field-ANGB.726810_AMY_2024EPW | 35.96 | 48.4734 | 0 | 52.7558 | 0 | 70.0317 | 162.5961 | 0 | 2996.1199 | 219.1123 | 33.3333 | 7369.995
02/12 08:00:00 | 02 | 12 | 08 | USA_ID_Boise-AP-Gowen-Field-ANGB.726810_AMY_2024EPW | 35.4725 | 48.4734 | 0 | 56.4307 | 0 | 70.0233 | 162.5961 | 0 | 3004.8332 | 215.4398 | 33.3333 | 7796.3757
02/12 09:00:00 | 02 | 12 | 09 | USA_ID_Boise-AP-Gowen-Field-ANGB.726810_AMY_2024EPW | 35.06 | 48.4734 | 0 | 62.6401 | 0 | 70.0448 | 108.2435 | 0 | 2398.2193 | 170.8457 | 14.5149 | 4651.5275
02/12 10:00:00 | 02 | 12 | 10 | USA_ID_Boise-AP-Gowen-Field-ANGB.726810_AMY_2024EPW | 35.5475 | 48.4734 | 0 | 75.4671 | 0 | 70.0185 | 135.2803 | 0 | 2734.5962 | 177.1463 | 41.6667 | 4508.3092
02/12 11:00:00 | 02 | 12 | 11 | USA_ID_Boise-AP-Gowen-Field-ANGB.726810_AMY_2024EPW | 38.69 | 48.4734 | 0 | 74.6335 | 0 | 70.0338 | 131.3998 | 0 | 2739.8805 | 170.6806 | 26.1016 | 4635.2271
02/12 12:00:00 | 02 | 12 | 12 | USA_ID_Boise-AP-Gowen-Field-ANGB.726810_AMY_2024EPW | 43.145 | 48.4734 | 0 | 90.9368 | 0 | 70.0386 | 122.4617 | 0 | 2962.9089 | 0 | 39.7037 | 2897.6734
02/12 13:00:00 | 02 | 12 | 13 | USA_ID_Boise-AP-Gowen-Field-ANGB.726810_AMY_2024EPW | 46.6175 | 48.4734 | 0 | 107.8518 | 0 | 70.0405 | 110.2438 | 0 | 2746.2426 | 0 | 40.9678 | 2416.0973
02/12 14:00:00 | 02 | 12 | 14 | USA_ID_Boise-AP-Gowen-Field-ANGB.726810_AMY_2024EPW | 48.02 | 48.4734 | 0 | 89.9273 | 0 | 70.0512 | 94.1429 | 0 | 2481.9703 | 0 | 53.5009 | 2132.4653
02/12 15:00:00 | 02 | 12 | 15 | USA_ID_Boise-AP-Gowen-Field-ANGB.726810_AMY_2024EPW | 49.0925 | 48.4734 | 0 | 82.8698 | 0 | 70.0639 | 88.2349 | 0 | 2290.5698 | 0 | 58.44 | 2073.5233
02/12 16:00:00 | 02 | 12 | 16 | USA_ID_Boise-AP-Gowen-Field-ANGB.726810_AMY_2024EPW | 50 | 48.4734 | 0 | 94.6076 | 0 | 70.0993 | 76.2866 | 0 | 2142.0571 | 0 | 0 | 1641.4791
02/12 17:00:00 | 02 | 12 | 17 | USA_ID_Boise-AP-Gowen-Field-ANGB.726810_AMY_2024EPW | 49.415 | 48.4734 | 0 | 114.9043 | 0 | 70.0022 | 66.8403 | 0 | 1666.3661 | 0 | 105.0111 | 1891.934
02/12 18:00:00 | 02 | 12 | 18 | USA_ID_Boise-AP-Gowen-Field-ANGB.726810_AMY_2024EPW | 48.4325 | 48.4734 | 0 | 104.2316 | 0 | 70.0712 | 74.5829 | 0 | 2063.8989 | 0 | 64.9174 | 1744.7885
02/12 19:00:00 | 02 | 12 | 19 | USA_ID_Boise-AP-Gowen-Field-ANGB.726810_AMY_2024EPW | 47.435 | 48.4734 | 0 | 95.9778 | 0 | 70.0778 | 87.7947 | 0 | 2089.2501 | 0 | 75.573 | 2106.2048
02/12 20:00:00 | 02 | 12 | 20 | USA_ID_Boise-AP-Gowen-Field-ANGB.726810_AMY_2024EPW | 44.3075 | 48.4734 | 0 | 75.2595 | 0 | 70.1042 | 132.2028 | 0 | 2972.4823 | 0 | 48.1444 | 4855.3261
02/12 21:00:00 | 02 | 12 | 21 | USA_ID_Boise-AP-Gowen-Field-ANGB.726810_AMY_2024EPW | 41.495 | 48.4734 | 0 | 70.0812 | 0 | 70.1055 | 100.5328 | 0 | 2439.0098 | 16.383 | 59.5563 | 3965.218
02/12 22:00:00 | 02 | 12 | 22 | USA_ID_Boise-AP-Gowen-Field-ANGB.726810_AMY_2024EPW | 39.9275 | 48.4734 | 0 | 83.3869 | 0 | 70.0832 | 108.6051 | 0 | 2462.4155 | 112.2011 | 41.6969 | 4568.694
02/12 23:00:00 | 02 | 12 | 23 | USA_ID_Boise-AP-Gowen-Field-ANGB.726810_AMY_2024EPW | 39.5075 | 48.4734 | 0 | 80.3263 | 0 | 70.0654 | 107.6804 | 0 | 2496.8017 | 85.3313 | 43.3262 | 3650.0467
02/12 24:00:00 | 02 | 12 | 24 | USA_ID_Boise-AP-Gowen-Field-ANGB.726810_AMY_2024EPW | 40.505 | 48.4734 | 0 | 69.8491 | 0 | 70.0816 | 129.5229 | 0 | 2903.6978 | 81.34 | 33.3333 | 4435.2378
02/13 01:00:00 | 02 | 13 | 01 | USA_ID_Boise-AP-Gowen-Field-ANGB.726810_AMY_2024EPW | 41 | 48.4918 | 0 | 56.0163 | 0 | 70.0233 | 101.8397 | 0 | 2184.0855 | 75.2158 | 72.7877 | 2924.8919
02/13 02:00:00 | 02 | 13 | 02 | USA_ID_Boise-AP-Gowen-Field-ANGB.726810_AMY_2024EPW | 40.415 | 48.4918 | 0 | 54.8985 | 0 | 70.0775 | 117.7553 | 0 | 2459.7018 | 151.3643 | 46.0624 | 3773.7526
02/13 03:00:00 | 02 | 13 | 03 | USA_ID_Boise-AP-Gowen-Field-ANGB.726810_AMY_2024EPW | 39.4325 | 48.4918 | 0 | 51.5512 | 0 | 70.0738 | 127.3607 | 0 | 2485.2447 | 192.2338 | 48.2997 | 4858.5494
02/13 04:00:00 | 02 | 13 | 04 | USA_ID_Boise-AP-Gowen-Field-ANGB.726810_AMY_2024EPW | 39.5075 | 48.4918 | 0 | 50.0756 | 0 | 70.0689 | 137.0611 | 0 | 2681.7963 | 206.3201 | 36.0825 | 4443.8127
02/13 05:00:00 | 02 | 13 | 05 | USA_ID_Boise-AP-Gowen-Field-ANGB.726810_AMY_2024EPW | 39.92 | 48.4918 | 0 | 50.7309 | 0 | 70.0708 | 132.265 | 0 | 2670.9505 | 184.6713 | 36.0616 | 4360.6535
02/13 06:00:00 | 02 | 13 | 06 | USA_ID_Boise-AP-Gowen-Field-ANGB.726810_AMY_2024EPW | 38.8475 | 48.4918 | 0 | 49.3334 | 0 | 70.0782 | 142.2071 | 0 | 2893.4655 | 165.2056 | 33.3333 | 4706.3526
02/13 07:00:00 | 02 | 13 | 07 | USA_ID_Boise-AP-Gowen-Field-ANGB.726810_AMY_2024EPW | 37.94 | 48.4918 | 0 | 49.508 | 0 | 70.0489 | 142.0809 | 0 | 2878.8809 | 144.4343 | 32.3737 | 5047.2886
02/13 08:00:00 | 02 | 13 | 08 | USA_ID_Boise-AP-Gowen-Field-ANGB.726810_AMY_2024EPW | 37.94 | 48.4918 | 0 | 52.9567 | 0 | 70.0456 | 128.8268 | 0 | 2643.7704 | 158.5405 | 34.7846 | 3942.5375
02/13 09:00:00 | 02 | 13 | 09 | USA_ID_Boise-AP-Gowen-Field-ANGB.726810_AMY_2024EPW | 37.4525 | 48.4918 | 0 | 58.7839 | 0 | 70.0536 | 134.043 | 0 | 2646.6901 | 183.3107 | 34.9447 | 4204.3908
02/13 10:00:00 | 02 | 13 | 10 | USA_ID_Boise-AP-Gowen-Field-ANGB.726810_AMY_2024EPW | 37.5275 | 48.4918 | 0 | 70.8212 | 0 | 70.0626 | 141.0553 | 0 | 2803.1705 | 159.6974 | 37.3616 | 4223.4312
02/13 11:00:00 | 02 | 13 | 11 | USA_ID_Boise-AP-Gowen-Field-ANGB.726810_AMY_2024EPW | 39.5975 | 48.4918 | 0 | 70.0389 | 0 | 70.1327 | 135.4222 | 0 | 2857.8164 | 140.608 | 27.3799 | 5096.6872
02/13 12:00:00 | 02 | 13 | 12 | USA_ID_Boise-AP-Gowen-Field-ANGB.726810_AMY_2024EPW | 42.0725 | 48.4918 | 0 | 85.3385 | 0 | 70.0503 | 105.2145 | 0 | 2753.7712 | 0 | 41.0431 | 2355.577
02/13 13:00:00 | 02 | 13 | 13 | USA_ID_Boise-AP-Gowen-Field-ANGB.726810_AMY_2024EPW | 44.0525 | 48.4918 | 0 | 101.2123 | 0 | 70.014 | 85.0008 | 0 | 2167.0565 | 0 | 84.043 | 1603.5405
02/13 14:00:00 | 02 | 13 | 14 | USA_ID_Boise-AP-Gowen-Field-ANGB.726810_AMY_2024EPW | 45.545 | 48.4918 | 0 | 84.3912 | 0 | 70.0845 | 95.4386 | 0 | 2499.9989 | 0 | 49.1977 | 2261.5479
02/13 15:00:00 | 02 | 13 | 15 | USA_ID_Boise-AP-Gowen-Field-ANGB.726810_AMY_2024EPW | 46.5275 | 48.4918 | 0 | 77.7681 | 0 | 70.0397 | 77.9766 | 0 | 2119.4605 | 0 | 75.675 | 1605.9712
02/13 16:00:00 | 02 | 13 | 16 | USA_ID_Boise-AP-Gowen-Field-ANGB.726810_AMY_2024EPW | 47.525 | 48.4918 | 0 | 88.7834 | 0 | 70.0746 | 89.3688 | 0 | 2209.8568 | 0 | 73.21 | 2097.9073
02/13 17:00:00 | 02 | 13 | 17 | USA_ID_Boise-AP-Gowen-Field-ANGB.726810_AMY_2024EPW | 48.02 | 48.4918 | 0 | 107.8306 | 0 | 70.0941 | 89.3105 | 0 | 2306.3542 | 0 | 59.0813 | 1770.6616
02/13 18:00:00 | 02 | 13 | 18 | USA_ID_Boise-AP-Gowen-Field-ANGB.726810_AMY_2024EPW | 48.5075 | 48.4918 | 0 | 97.815 | 0 | 70.0374 | 52.6692 | 0 | 1473.3044 | 0 | 95.5426 | 1365.1433
02/13 19:00:00 | 02 | 13 | 19 | USA_ID_Boise-AP-Gowen-Field-ANGB.726810_AMY_2024EPW | 47.8475 | 48.4918 | 0 | 90.0693 | 0 | 70.1038 | 67.7248 | 0 | 1793.8525 | 0 | 81.5291 | 1439.9938
02/13 20:00:00 | 02 | 13 | 20 | USA_ID_Boise-AP-Gowen-Field-ANGB.726810_AMY_2024EPW | 43.1375 | 48.4918 | 0 | 70.6264 | 0 | 70.0795 | 91.218 | 0 | 2091.6955 | 29.7132 | 76.4079 | 2718.5075
02/13 21:00:00 | 02 | 13 | 21 | USA_ID_Boise-AP-Gowen-Field-ANGB.726810_AMY_2024EPW | 39.4325 | 48.4918 | 0 | 65.7669 | 0 | 70.0903 | 105.7156 | 0 | 2082.4665 | 189.1114 | 67.7081 | 3996.6558
02/13 22:00:00 | 02 | 13 | 22 | USA_ID_Boise-AP-Gowen-Field-ANGB.726810_AMY_2024EPW | 38.435 | 48.4918 | 0 | 78.2534 | 0 | 70.077 | 107.9243 | 0 | 2255.8252 | 182.1552 | 55.5556 | 4745.8461
02/13 23:00:00 | 02 | 13 | 23 | USA_ID_Boise-AP-Gowen-Field-ANGB.726810_AMY_2024EPW | 35.795 | 48.4918 | 0 | 75.3813 | 0 | 70.1082 | 128.3003 | 0 | 2586.0759 | 194.6149 | 41.7003 | 5034.3039
02/13 24:00:00 | 02 | 13 | 24 | USA_ID_Boise-AP-Gowen-Field-ANGB.726810_AMY_2024EPW | 33.98 | 48.4918 | 0 | 65.549 | 0 | 70.0946 | 138.4778 | 0 | 2685.1074 | 200.5312 | 41.2521 | 5257.5231
02/14 01:00:00 | 02 | 14 | 01 | USA_ID_Boise-AP-Gowen-Field-ANGB.726810_AMY_2024EPW | 33.4925 | 48.514 | 0 | 222.5527 | 0 | 70.065 | 155.3098 | 0 | 2956.5388 | 214.4978 | 33.3333 | 5564.4383
02/14 02:00:00 | 02 | 14 | 02 | USA_ID_Boise-AP-Gowen-Field-ANGB.726810_AMY_2024EPW | 33.08 | 48.514 | 0 | 218.1114 | 0 | 70.0628 | 157.2497 | 0 | 2991.2867 | 205.9896 | 33.3333 | 5601.4368
02/14 03:00:00 | 02 | 14 | 03 | USA_ID_Boise-AP-Gowen-Field-ANGB.726810_AMY_2024EPW | 33.5675 | 48.514 | 0 | 204.8127 | 0 | 70.1022 | 151.3705 | 0 | 2985.624 | 170.7787 | 28.3214 | 5054.1383
02/14 04:00:00 | 02 | 14 | 04 | USA_ID_Boise-AP-Gowen-Field-ANGB.726810_AMY_2024EPW | 33.98 | 48.514 | 0 | 198.95 | 0 | 70.0243 | 129.099 | 0 | 2760.2009 | 121.2305 | 28.2857 | 4866.8637
02/14 05:00:00 | 02 | 14 | 05 | USA_ID_Boise-AP-Gowen-Field-ANGB.726810_AMY_2024EPW | 33.98 | 48.514 | 0 | 201.5536 | 0 | 70.0265 | 130.1086 | 0 | 2829.7327 | 112.2643 | 25 | 4675.4668
02/14 06:00:00 | 02 | 14 | 06 | USA_ID_Boise-AP-Gowen-Field-ANGB.726810_AMY_2024EPW | 33.98 | 48.514 | 0 | 196.0015 | 0 | 70.0454 | 144.7786 | 0 | 2940.7515 | 114.3734 | 36.4835 | 5320.6166
02/14 07:00:00 | 02 | 14 | 07 | USA_ID_Boise-AP-Gowen-Field-ANGB.726810_AMY_2024EPW | 33.4925 | 48.514 | 0 | 196.6952 | 0 | 70.0164 | 105.5367 | 0 | 2257.5649 | 86.7832 | 66.7964 | 4627.279
02/14 08:00:00 | 02 | 14 | 08 | USA_ID_Boise-AP-Gowen-Field-ANGB.726810_AMY_2024EPW | 31.91 | 48.514 | 0 | 210.3969 | 0 | 70.0281 | 127.9331 | 0 | 2738.0561 | 105.4326 | 33.3096 | 4505.9852
02/14 09:00:00 | 02 | 14 | 09 | USA_ID_Boise-AP-Gowen-Field-ANGB.726810_AMY_2024EPW | 30.4325 | 48.514 | 0 | 233.5482 | 0 | 70.0419 | 153.3771 | 0 | 3195.176 | 109.184 | 25 | 6064.8541
02/14 10:00:00 | 02 | 14 | 10 | USA_ID_Boise-AP-Gowen-Field-ANGB.726810_AMY_2024EPW | 32.165 | 48.514 | 0 | 281.3724 | 0 | 70.0689 | 161.8075 | 0 | 3255.074 | 107.263 | 30.5556 | 5805.742
02/14 11:00:00 | 02 | 14 | 11 | USA_ID_Boise-AP-Gowen-Field-ANGB.726810_AMY_2024EPW | 36.71 | 48.514 | 0 | 278.2644 | 0 | 70.0605 | 140.9931 | 0 | 2881.5026 | 105.9657 | 33.8951 | 4711.8887
02/14 12:00:00 | 02 | 14 | 12 | USA_ID_Boise-AP-Gowen-Field-ANGB.726810_AMY_2024EPW | 40.6775 | 48.514 | 0 | 339.0497 | 0 | 70.0381 | 125.3253 | 0 | 2873.7511 | 54.5651 | 25.6305 | 3543.9949
02/14 13:00:00 | 02 | 14 | 13 | USA_ID_Boise-AP-Gowen-Field-ANGB.726810_AMY_2024EPW | 43.1525 | 48.514 | 0 | 402.1161 | 0 | 70.0404 | 122.4677 | 0 | 2958.6168 | 0 | 40.7442 | 2802.7918
02/14 14:00:00 | 02 | 14 | 14 | USA_ID_Boise-AP-Gowen-Field-ANGB.726810_AMY_2024EPW | 45.1325 | 48.514 | 0 | 335.286 | 0 | 70.0431 | 108.104 | 0 | 2725.3156 | 0 | 42.9073 | 2371.4225
02/14 15:00:00 | 02 | 14 | 15 | USA_ID_Boise-AP-Gowen-Field-ANGB.726810_AMY_2024EPW | 47.1125 | 48.514 | 0 | 308.9726 | 0 | 70.0455 | 102.9825 | 0 | 2624.5971 | 0 | 49.1381 | 2237.9757
02/14 16:00:00 | 02 | 14 | 16 | USA_ID_Boise-AP-Gowen-Field-ANGB.726810_AMY_2024EPW | 48.02 | 48.514 | 0 | 352.736 | 0 | 70.0519 | 91.7398 | 0 | 2424.7903 | 0 | 58.1168 | 2003.6117
02/14 17:00:00 | 02 | 14 | 17 | USA_ID_Boise-AP-Gowen-Field-ANGB.726810_AMY_2024EPW | 47.435 | 48.514 | 0 | 428.4106 | 0 | 70.1076 | 99.8571 | 0 | 2628.1215 | 0 | 43.907 | 1980.6703
02/14 18:00:00 | 02 | 14 | 18 | USA_ID_Boise-AP-Gowen-Field-ANGB.726810_AMY_2024EPW | 45.8675 | 48.514 | 0 | 388.6185 | 0 | 70.1183 | 114.2551 | 0 | 2877.151 | 0 | 37.9341 | 3429.1033
02/14 19:00:00 | 02 | 14 | 19 | USA_ID_Boise-AP-Gowen-Field-ANGB.726810_AMY_2024EPW | 43.8875 | 48.514 | 0 | 357.8449 | 0 | 70.0861 | 117.0531 | 0 | 2957.5954 | 0 | 32.412 | 3250.0833
02/14 20:00:00 | 02 | 14 | 20 | USA_ID_Boise-AP-Gowen-Field-ANGB.726810_AMY_2024EPW | 42.4925 | 48.514 | 0 | 280.5986 | 0 | 70.0473 | 158.4894 | 0 | 3529.2431 | 0 | 33.3333 | 4046.9596
02/14 21:00:00 | 02 | 14 | 21 | USA_ID_Boise-AP-Gowen-Field-ANGB.726810_AMY_2024EPW | 42.08 | 48.514 | 0 | 261.2918 | 0 | 70.0125 | 162.5961 | 0 | 3566.6078 | 0 | 33.3333 | 4781.1051
02/14 22:00:00 | 02 | 14 | 22 | USA_ID_Boise-AP-Gowen-Field-ANGB.726810_AMY_2024EPW | 42.08 | 48.514 | 0 | 310.9006 | 0 | 70.0739 | 147.8794 | 0 | 3356.015 | 0 | 28.7191 | 3759.6179
02/14 23:00:00 | 02 | 14 | 23 | USA_ID_Boise-AP-Gowen-Field-ANGB.726810_AMY_2024EPW | 42.5675 | 48.514 | 0 | 299.4896 | 0 | 70.0322 | 118.3653 | 0 | 2821.1173 | 0 | 45.7367 | 2731.5454
02/14 24:00:00 | 02 | 14 | 24 | USA_ID_Boise-AP-Gowen-Field-ANGB.726810_AMY_2024EPW | 43.565 | 48.514 | 0 | 260.4261 | 0 | 70.0501 | 120.5249 | 0 | 2962.0924 | 0 | 39.7832 | 2778.3465
02/15 01:00:00 | 02 | 15 | 01 | USA_ID_Boise-AP-Gowen-Field-ANGB.726810_AMY_2024EPW | 44.06 | 48.54 | 0 | 57.9236 | 0 | 70.0483 | 100.4069 | 0 | 2586.825 | 0 | 52.6952 | 2247.0099
02/15 02:00:00 | 02 | 15 | 02 | USA_ID_Boise-AP-Gowen-Field-ANGB.726810_AMY_2024EPW | 44.06 | 48.54 | 0 | 56.7676 | 0 | 70.1061 | 95.5055 | 0 | 2636.1106 | 0 | 43.9264 | 1884.6642
02/15 03:00:00 | 02 | 15 | 03 | USA_ID_Boise-AP-Gowen-Field-ANGB.726810_AMY_2024EPW | 43.475 | 48.54 | 0 | 53.3064 | 0 | 70.0539 | 96.0919 | 0 | 2482.8171 | 0 | 46.3251 | 2528.4569
02/15 04:00:00 | 02 | 15 | 04 | USA_ID_Boise-AP-Gowen-Field-ANGB.726810_AMY_2024EPW | 41.9075 | 48.54 | 0 | 51.7805 | 0 | 70.0969 | 97.3263 | 0 | 2593.8949 | 2.8005 | 45.4097 | 2271.5447
02/15 05:00:00 | 02 | 15 | 05 | USA_ID_Boise-AP-Gowen-Field-ANGB.726810_AMY_2024EPW | 41 | 48.54 | 0 | 52.4581 | 0 | 70.0522 | 102.7112 | 0 | 2270.9449 | 42.8113 | 66.607 | 3974.821
02/15 06:00:00 | 02 | 15 | 06 | USA_ID_Boise-AP-Gowen-Field-ANGB.726810_AMY_2024EPW | 39.9275 | 48.54 | 0 | 51.0131 | 0 | 70.1034 | 114.9729 | 0 | 2613.1452 | 54.028 | 47.0529 | 2850.333
02/15 07:00:00 | 02 | 15 | 07 | USA_ID_Boise-AP-Gowen-Field-ANGB.726810_AMY_2024EPW | 39.5075 | 48.54 | 0 | 51.1936 | 0 | 70.1027 | 113.8373 | 0 | 2699.4131 | 41.7449 | 43.8182 | 2317.8906
02/15 08:00:00 | 02 | 15 | 08 | USA_ID_Boise-AP-Gowen-Field-ANGB.726810_AMY_2024EPW | 39.4325 | 48.54 | 0 | 54.7598 | 0 | 70.0962 | 119.0778 | 0 | 2766.2714 | 26.2078 | 42.8219 | 2943.9471
02/15 09:00:00 | 02 | 15 | 09 | USA_ID_Boise-AP-Gowen-Field-ANGB.726810_AMY_2024EPW | 39.5075 | 48.54 | 0 | 60.7853 | 0 | 70.0842 | 135.124 | 0 | 2805.2572 | 118.3787 | 35.1588 | 3951.9591
02/15 10:00:00 | 02 | 15 | 10 | USA_ID_Boise-AP-Gowen-Field-ANGB.726810_AMY_2024EPW | 41.09 | 48.54 | 0 | 73.2325 | 0 | 70.0612 | 114.81 | 0 | 2568.3428 | 102.7784 | 45.428 | 3306.7965
02/15 11:00:00 | 02 | 15 | 11 | USA_ID_Boise-AP-Gowen-Field-ANGB.726810_AMY_2024EPW | 41.495 | 48.54 | 0 | 72.4236 | 0 | 70.1004 | 112.1767 | 0 | 2894.1711 | 22.4119 | 35.8093 | 3154.1629
02/15 12:00:00 | 02 | 15 | 12 | USA_ID_Boise-AP-Gowen-Field-ANGB.726810_AMY_2024EPW | 41 | 48.54 | 0 | 88.2441 | 0 | 70.0543 | 125.0265 | 0 | 2342.7007 | 201.629 | 52.8538 | 3896.1359
02/15 13:00:00 | 02 | 15 | 13 | USA_ID_Boise-AP-Gowen-Field-ANGB.726810_AMY_2024EPW | 41.585 | 48.54 | 0 | 104.6583 | 0 | 70.0757 | 118.2996 | 0 | 3009.1904 | 0 | 33.7074 | 2978.7701
02/15 14:00:00 | 02 | 15 | 14 | USA_ID_Boise-AP-Gowen-Field-ANGB.726810_AMY_2024EPW | 44.225 | 48.54 | 0 | 87.2645 | 0 | 70.0551 | 89.4449 | 0 | 2396.5924 | 0 | 58.9365 | 2069.9696
02/15 15:00:00 | 02 | 15 | 15 | USA_ID_Boise-AP-Gowen-Field-ANGB.726810_AMY_2024EPW | 47.6 | 48.54 | 0 | 80.416 | 0 | 70.0537 | 83.3287 | 0 | 2078.1978 | 0 | 73.5135 | 1976.689
02/15 16:00:00 | 02 | 15 | 16 | USA_ID_Boise-AP-Gowen-Field-ANGB.726810_AMY_2024EPW | 50.09 | 48.54 | 0 | 91.8062 | 0 | 70.0292 | 62.9253 | 0 | 1899.4652 | 0 | 30.5556 | 1441.1774
02/15 17:00:00 | 02 | 15 | 17 | USA_ID_Boise-AP-Gowen-Field-ANGB.726810_AMY_2024EPW | 48.8375 | 48.54 | 0 | 111.502 | 0 | 70.0757 | 91.7668 | 0 | 2397.8606 | 0 | 33.4438 | 2763.4663
02/15 18:00:00 | 02 | 15 | 18 | USA_ID_Boise-AP-Gowen-Field-ANGB.726810_AMY_2024EPW | 45.38 | 48.54 | 0 | 101.1453 | 0 | 70.056 | 76.8445 | 0 | 2216.4842 | 0 | 57.3848 | 1628.8939
02/15 19:00:00 | 02 | 15 | 19 | USA_ID_Boise-AP-Gowen-Field-ANGB.726810_AMY_2024EPW | 44.06 | 48.54 | 0 | 93.1359 | 0 | 70.0894 | 90.5623 | 0 | 2349.7187 | 0 | 58.2655 | 2740.6685
02/15 20:00:00 | 02 | 15 | 20 | USA_ID_Boise-AP-Gowen-Field-ANGB.726810_AMY_2024EPW | 43.475 | 48.54 | 0 | 73.0311 | 0 | 70.0646 | 95.1845 | 0 | 2201.4737 | 0 | 80.0192 | 2958.5125
02/15 21:00:00 | 02 | 15 | 21 | USA_ID_Boise-AP-Gowen-Field-ANGB.726810_AMY_2024EPW | 42.4925 | 48.54 | 0 | 68.0061 | 0 | 70.1005 | 99.4612 | 0 | 2669.0323 | 0 | 46.2872 | 1814.7267
02/15 22:00:00 | 02 | 15 | 22 | USA_ID_Boise-AP-Gowen-Field-ANGB.726810_AMY_2024EPW | 42.08 | 48.54 | 0 | 80.9178 | 0 | 70.0545 | 92.6758 | 0 | 2425.3456 | 0 | 49.5509 | 2328.0905
02/15 23:00:00 | 02 | 15 | 23 | USA_ID_Boise-AP-Gowen-Field-ANGB.726810_AMY_2024EPW | 42.08 | 48.54 | 0 | 77.9478 | 0 | 70.0573 | 90.0273 | 0 | 2335.4557 | 0 | 53.8181 | 2348.5167
02/15 24:00:00 | 02 | 15 | 24 | USA_ID_Boise-AP-Gowen-Field-ANGB.726810_AMY_2024EPW | 42.08 | 48.54 | 0 | 67.7808 | 0 | 70.0759 | 87.6061 | 0 | 2194.3381 | 0 | 75.228 | 2132.3514
02/16 01:00:00 | 02 | 16 | 01 | USA_ID_Boise-AP-Gowen-Field-ANGB.726810_AMY_2024EPW | 41.495 | 48.5697 | 0 | 240.2027 | 0 | 70.0913 | 105.2162 | 0 | 2469.1224 | 25.0635 | 67.1261 | 2686.7664
02/16 02:00:00 | 02 | 16 | 02 | USA_ID_Boise-AP-Gowen-Field-ANGB.726810_AMY_2024EPW | 41.585 | 48.5697 | 0 | 235.4092 | 0 | 70.0592 | 90.5877 | 0 | 2336.4083 | 0 | 60.2574 | 2209.4394
02/16 03:00:00 | 02 | 16 | 03 | USA_ID_Boise-AP-Gowen-Field-ANGB.726810_AMY_2024EPW | 42.08 | 48.5697 | 0 | 221.0558 | 0 | 70.0619 | 87.3758 | 0 | 2279.0266 | 0 | 56.1341 | 2214.5308
02/16 04:00:00 | 02 | 16 | 04 | USA_ID_Boise-AP-Gowen-Field-ANGB.726810_AMY_2024EPW | 41.495 | 48.5697 | 0 | 214.7282 | 0 | 70.0766 | 87.4854 | 0 | 2237.3237 | 17.4719 | 64.6785 | 2290.5355
02/16 05:00:00 | 02 | 16 | 05 | USA_ID_Boise-AP-Gowen-Field-ANGB.726810_AMY_2024EPW | 40.415 | 48.5697 | 0 | 217.5383 | 0 | 70.0999 | 143.8813 | 0 | 2646.6973 | 276.8044 | 36.1111 | 4639.5104
02/16 06:00:00 | 02 | 16 | 06 | USA_ID_Boise-AP-Gowen-Field-ANGB.726810_AMY_2024EPW | 39.92 | 48.5697 | 0 | 211.5458 | 0 | 70.0526 | 120.0155 | 0 | 2285.016 | 240.8327 | 44.3531 | 4130.0435
02/16 07:00:00 | 02 | 16 | 07 | USA_ID_Boise-AP-Gowen-Field-ANGB.726810_AMY_2024EPW | 38.8475 | 48.5697 | 0 | 212.2945 | 0 | 70.1435 | 142.6058 | 0 | 2738.5288 | 269.9756 | 26.8082 | 5834.6238
02/16 08:00:00 | 02 | 16 | 08 | USA_ID_Boise-AP-Gowen-Field-ANGB.726810_AMY_2024EPW | 37.4525 | 48.5697 | 0 | 227.0828 | 0 | 70.0647 | 135.7735 | 0 | 2556.2104 | 236.7557 | 44.4444 | 5259.2031
02/16 09:00:00 | 02 | 16 | 09 | USA_ID_Boise-AP-Gowen-Field-ANGB.726810_AMY_2024EPW | 36.455 | 48.5697 | 0 | 252.0702 | 0 | 70.0887 | 161.26 | 0 | 2945.043 | 260.8666 | 27.7778 | 6197.0495
02/16 10:00:00 | 02 | 16 | 10 | USA_ID_Boise-AP-Gowen-Field-ANGB.726810_AMY_2024EPW | 36.545 | 48.5697 | 0 | 303.6872 | 0 | 70.0393 | 141.5311 | 0 | 2653.9359 | 241.8787 | 29.0015 | 6291.5498
02/16 11:00:00 | 02 | 16 | 11 | USA_ID_Boise-AP-Gowen-Field-ANGB.726810_AMY_2024EPW | 37.5275 | 48.5697 | 0 | 300.3328 | 0 | 70.0391 | 135.0128 | 0 | 2573.7154 | 247.579 | 23.1619 | 6102.6158
02/16 12:00:00 | 02 | 16 | 12 | USA_ID_Boise-AP-Gowen-Field-ANGB.726810_AMY_2024EPW | 39.0125 | 48.5697 | 0 | 365.9388 | 0 | 70.0507 | 135.2902 | 0 | 2587.8276 | 245.4623 | 20.8853 | 5934.7388
02/16 13:00:00 | 02 | 16 | 13 | USA_ID_Boise-AP-Gowen-Field-ANGB.726810_AMY_2024EPW | 40.505 | 48.5697 | 0 | 434.0067 | 0 | 70.0224 | 122.9829 | 0 | 2543.5258 | 180.39 | 25.157 | 5088.3829
02/16 14:00:00 | 02 | 16 | 14 | USA_ID_Boise-AP-Gowen-Field-ANGB.726810_AMY_2024EPW | 41.585 | 48.5697 | 0 | 361.8765 | 0 | 70.0731 | 148.9102 | 0 | 3374.4821 | 0 | 27.5763 | 3875.2606
02/16 15:00:00 | 02 | 16 | 15 | USA_ID_Boise-AP-Gowen-Field-ANGB.726810_AMY_2024EPW | 43.64 | 48.5697 | 0 | 333.4763 | 0 | 70.0291 | 120.414 | 0 | 2877.0563 | 0 | 38.3749 | 3056.6731
02/16 16:00:00 | 02 | 16 | 16 | USA_ID_Boise-AP-Gowen-Field-ANGB.726810_AMY_2024EPW | 44.96 | 48.5697 | 0 | 380.7105 | 0 | 70.0442 | 108.3431 | 0 | 2761.3638 | 0 | 42.1276 | 2537.3347
02/16 17:00:00 | 02 | 16 | 17 | USA_ID_Boise-AP-Gowen-Field-ANGB.726810_AMY_2024EPW | 45.545 | 48.5697 | 0 | 462.3866 | 0 | 70.0461 | 100.6368 | 0 | 2593.7237 | 0 | 50.987 | 2290.548
02/16 18:00:00 | 02 | 16 | 18 | USA_ID_Boise-AP-Gowen-Field-ANGB.726810_AMY_2024EPW | 45.455 | 48.5697 | 0 | 419.4387 | 0 | 70.0896 | 107.6724 | 0 | 2747.204 | 0 | 41.4499 | 2323.6843
02/16 19:00:00 | 02 | 16 | 19 | USA_ID_Boise-AP-Gowen-Field-ANGB.726810_AMY_2024EPW | 43.8875 | 48.5697 | 0 | 386.2245 | 0 | 70.1333 | 110.8036 | 0 | 2922.858 | 0 | 33.3333 | 2294.469
02/16 20:00:00 | 02 | 16 | 20 | USA_ID_Boise-AP-Gowen-Field-ANGB.726810_AMY_2024EPW | 41.3225 | 48.5697 | 0 | 302.852 | 0 | 70.0649 | 102.9614 | 0 | 2500.6597 | 41.6447 | 53.5821 | 3692.5594
02/16 21:00:00 | 02 | 16 | 21 | USA_ID_Boise-AP-Gowen-Field-ANGB.726810_AMY_2024EPW | 38.8475 | 48.5697 | 0 | 282.014 | 0 | 70.0738 | 110.6591 | 0 | 2356.9299 | 135.2335 | 50.4936 | 3392.0163
02/16 22:00:00 | 02 | 16 | 22 | USA_ID_Boise-AP-Gowen-Field-ANGB.726810_AMY_2024EPW | 36.8675 | 48.5697 | 0 | 335.5572 | 0 | 70.0562 | 120.957 | 0 | 2560.0851 | 177.5584 | 31.5348 | 4422.6851
02/16 23:00:00 | 02 | 16 | 23 | USA_ID_Boise-AP-Gowen-Field-ANGB.726810_AMY_2024EPW | 33.23 | 48.5697 | 0 | 323.2412 | 0 | 70.1275 | 151.8508 | 0 | 3018.9236 | 175.978 | 24.322 | 5302.7087
02/16 24:00:00 | 02 | 16 | 24 | USA_ID_Boise-AP-Gowen-Field-ANGB.726810_AMY_2024EPW | 32.09 | 48.5697 | 0 | 281.0797 | 0 | 70.0591 | 157.8667 | 0 | 3096.7385 | 169.9958 | 30.5556 | 6693.9635
02/17 01:00:00 | 02 | 17 | 01 | USA_ID_Boise-AP-Gowen-Field-ANGB.726810_AMY_2024EPW | 32.495 | 48.6033 | 0 | 49.004 | 0 | 70.0331 | 149.3642 | 0 | 2939.6839 | 174.3341 | 30.5556 | 6011.5264
02/17 02:00:00 | 02 | 17 | 02 | USA_ID_Boise-AP-Gowen-Field-ANGB.726810_AMY_2024EPW | 32.585 | 48.6033 | 0 | 48.0261 | 0 | 70.0281 | 137.9848 | 0 | 2810.9074 | 167.6143 | 33.3333 | 5213.3164
02/17 03:00:00 | 02 | 17 | 03 | USA_ID_Boise-AP-Gowen-Field-ANGB.726810_AMY_2024EPW | 33.08 | 48.6033 | 0 | 45.0978 | 0 | 70.0361 | 133.7007 | 0 | 2736.9533 | 164.8034 | 41.6667 | 5727.594
02/17 04:00:00 | 02 | 17 | 04 | USA_ID_Boise-AP-Gowen-Field-ANGB.726810_AMY_2024EPW | 31.91 | 48.6033 | 0 | 43.8069 | 0 | 70.0247 | 153.3493 | 0 | 3016.5696 | 172.0854 | 33.3333 | 6164.3348
02/17 05:00:00 | 02 | 17 | 05 | USA_ID_Boise-AP-Gowen-Field-ANGB.726810_AMY_2024EPW | 31.505 | 48.6033 | 0 | 44.3802 | 0 | 70.0263 | 162.5961 | 0 | 3102.6581 | 173.1367 | 33.3333 | 7527.5567
02/17 06:00:00 | 02 | 17 | 06 | USA_ID_Boise-AP-Gowen-Field-ANGB.726810_AMY_2024EPW | 31.415 | 48.6033 | 0 | 43.1577 | 0 | 70.0113 | 162.5961 | 0 | 3103.2422 | 172.7376 | 33.3333 | 8178.7035
02/17 07:00:00 | 02 | 17 | 07 | USA_ID_Boise-AP-Gowen-Field-ANGB.726810_AMY_2024EPW | 30.92 | 48.6033 | 0 | 43.3104 | 0 | 69.9979 | 160.3123 | 0 | 3193.0385 | 163.9546 | 25 | 8186.9405
02/17 08:00:00 | 02 | 17 | 08 | USA_ID_Boise-AP-Gowen-Field-ANGB.726810_AMY_2024EPW | 30.92 | 48.6033 | 0 | 46.3274 | 0 | 70.0318 | 159.8965 | 0 | 3203.9122 | 156.3661 | 25 | 6491.8023
02/17 09:00:00 | 02 | 17 | 09 | USA_ID_Boise-AP-Gowen-Field-ANGB.726810_AMY_2024EPW | 29.8475 | 48.6033 | 0 | 51.4251 | 0 | 69.9896 | 161.4655 | 0 | 3253.3707 | 150.3969 | 22.5684 | 8094.2988
02/17 10:00:00 | 02 | 17 | 10 | USA_ID_Boise-AP-Gowen-Field-ANGB.726810_AMY_2024EPW | 29.525 | 48.6033 | 0 | 61.9556 | 0 | 69.9861 | 162.5961 | 0 | 3247.332 | 103.3024 | 33.3333 | 8596.8004
02/17 11:00:00 | 02 | 17 | 11 | USA_ID_Boise-AP-Gowen-Field-ANGB.726810_AMY_2024EPW | 31.6775 | 48.6033 | 0 | 61.2712 | 0 | 70.0252 | 166.9797 | 0 | 3467.3477 | 74.8416 | 21.1642 | 6490.1472
02/17 12:00:00 | 02 | 17 | 12 | USA_ID_Boise-AP-Gowen-Field-ANGB.726810_AMY_2024EPW | 34.64 | 48.6033 | 0 | 74.6556 | 0 | 69.9995 | 119.663 | 0 | 2721.2837 | 72.1014 | 21.5591 | 4681.5203
02/17 13:00:00 | 02 | 17 | 13 | USA_ID_Boise-AP-Gowen-Field-ANGB.726810_AMY_2024EPW | 37.0325 | 48.6033 | 0 | 88.5422 | 0 | 70.0104 | 128.0881 | 0 | 2846.0902 | 73.9734 | 35.2858 | 4368.0205
02/17 14:00:00 | 02 | 17 | 14 | USA_ID_Boise-AP-Gowen-Field-ANGB.726810_AMY_2024EPW | 40.1825 | 48.6033 | 0 | 73.8268 | 0 | 70.0448 | 106.4795 | 0 | 2543.4254 | 45.3574 | 22.1425 | 4036.8682
02/17 15:00:00 | 02 | 17 | 15 | USA_ID_Boise-AP-Gowen-Field-ANGB.726810_AMY_2024EPW | 43.1525 | 48.6033 | 0 | 68.0329 | 0 | 70.0503 | 134.4822 | 0 | 3119.4277 | 0 | 30.1823 | 3754.6552
02/17 16:00:00 | 02 | 17 | 16 | USA_ID_Boise-AP-Gowen-Field-ANGB.726810_AMY_2024EPW | 44.5475 | 48.6033 | 0 | 77.6692 | 0 | 70.0329 | 120.4655 | 0 | 2856.2398 | 0 | 40.8 | 2801.7645
02/17 17:00:00 | 02 | 17 | 17 | USA_ID_Boise-AP-Gowen-Field-ANGB.726810_AMY_2024EPW | 46.0325 | 48.6033 | 0 | 94.332 | 0 | 70.0603 | 123.2607 | 0 | 2998.2761 | 0 | 28.8181 | 2991.9287
02/17 18:00:00 | 02 | 17 | 18 | USA_ID_Boise-AP-Gowen-Field-ANGB.726810_AMY_2024EPW | 46.4525 | 48.6033 | 0 | 85.5701 | 0 | 70.0417 | 116.9679 | 0 | 2843.4664 | 0 | 47.1049 | 2635.1523
02/17 19:00:00 | 02 | 17 | 19 | USA_ID_Boise-AP-Gowen-Field-ANGB.726810_AMY_2024EPW | 44.3825 | 48.6033 | 0 | 78.7941 | 0 | 70.1039 | 133.698 | 0 | 3265.7662 | 0 | 27.1306 | 3202.9969
02/17 20:00:00 | 02 | 17 | 20 | USA_ID_Boise-AP-Gowen-Field-ANGB.726810_AMY_2024EPW | 42.4925 | 48.6033 | 0 | 61.7852 | 0 | 70.0427 | 113.3001 | 0 | 2861.8899 | 0 | 39.3642 | 2852.7451
02/17 21:00:00 | 02 | 17 | 21 | USA_ID_Boise-AP-Gowen-Field-ANGB.726810_AMY_2024EPW | 42.08 | 48.6033 | 0 | 57.534 | 0 | 70.0674 | 102.3196 | 0 | 2664.4775 | 0 | 47.7722 | 2688.337
02/17 22:00:00 | 02 | 17 | 22 | USA_ID_Boise-AP-Gowen-Field-ANGB.726810_AMY_2024EPW | 40.91 | 48.6033 | 0 | 68.4574 | 0 | 70.1006 | 120.8658 | 0 | 2688.4633 | 110.334 | 42.9863 | 2480.6979
02/17 23:00:00 | 02 | 17 | 23 | USA_ID_Boise-AP-Gowen-Field-ANGB.726810_AMY_2024EPW | 38.8475 | 48.6033 | 0 | 65.9448 | 0 | 70.0912 | 137.5815 | 0 | 2689.5056 | 200.6597 | 41.6667 | 4205.6704
02/17 24:00:00 | 02 | 17 | 24 | USA_ID_Boise-AP-Gowen-Field-ANGB.726810_AMY_2024EPW | 37.94 | 48.6033 | 0 | 57.3434 | 0 | 70.0488 | 133.8346 | 0 | 2667.8043 | 202.5972 | 31.4331 | 4453.0058
02/18 01:00:00 | 02 | 18 | 01 | USA_ID_Boise-AP-Gowen-Field-ANGB.726810_AMY_2024EPW | 37.94 | 48.6406 | 0 | 46.2912 | 0 | 70.0853 | 141.8932 | 0 | 2698.9383 | 221.6339 | 36.0262 | 4417.0224
02/18 02:00:00 | 02 | 18 | 02 | USA_ID_Boise-AP-Gowen-Field-ANGB.726810_AMY_2024EPW | 37.94 | 48.6406 | 0 | 45.3674 | 0 | 70.0518 | 139.3836 | 0 | 2620.8932 | 234.2224 | 33.0758 | 4902.0431
02/18 03:00:00 | 02 | 18 | 03 | USA_ID_Boise-AP-Gowen-Field-ANGB.726810_AMY_2024EPW | 39.0125 | 48.6406 | 0 | 42.6012 | 0 | 70.0781 | 146.3935 | 0 | 2709.1194 | 250.0381 | 32.6567 | 5025.4249
02/18 04:00:00 | 02 | 18 | 04 | USA_ID_Boise-AP-Gowen-Field-ANGB.726810_AMY_2024EPW | 37.775 | 48.6406 | 0 | 41.3818 | 0 | 70.0436 | 170.7259 | 0 | 3045.9967 | 276.193 | 25 | 8493.3682
02/18 05:00:00 | 02 | 18 | 05 | USA_ID_Boise-AP-Gowen-Field-ANGB.726810_AMY_2024EPW | 34.8875 | 48.6406 | 0 | 41.9233 | 0 | 70.0144 | 162.5961 | 0 | 2945.7771 | 246.0605 | 33.3333 | 8159.2717
02/18 06:00:00 | 02 | 18 | 06 | USA_ID_Boise-AP-Gowen-Field-ANGB.726810_AMY_2024EPW | 34.565 | 48.6406 | 0 | 40.7685 | 0 | 70.0281 | 130.5758 | 0 | 2658.8425 | 207.0449 | 25 | 5048.5718
02/18 07:00:00 | 02 | 18 | 07 | USA_ID_Boise-AP-Gowen-Field-ANGB.726810_AMY_2024EPW | 34.475 | 48.6406 | 0 | 40.9128 | 0 | 70.0425 | 145.5243 | 0 | 2855.4464 | 202.89 | 23.322 | 6109.2736
02/18 08:00:00 | 02 | 18 | 08 | USA_ID_Boise-AP-Gowen-Field-ANGB.726810_AMY_2024EPW | 33.4925 | 48.6406 | 0 | 43.7627 | 0 | 70.0201 | 135.4825 | 0 | 2849.1603 | 191.0989 | 25 | 5346.1442
02/18 09:00:00 | 02 | 18 | 09 | USA_ID_Boise-AP-Gowen-Field-ANGB.726810_AMY_2024EPW | 33.5675 | 48.6406 | 0 | 48.5782 | 0 | 70.0437 | 168.016 | 0 | 3137.5914 | 209.4197 | 27.7778 | 7036.0879
02/18 10:00:00 | 02 | 18 | 10 | USA_ID_Boise-AP-Gowen-Field-ANGB.726810_AMY_2024EPW | 34.565 | 48.6406 | 0 | 58.5257 | 0 | 70.0226 | 141.8984 | 0 | 2900.8051 | 162.0755 | 33.3333 | 5393.6204
02/18 11:00:00 | 02 | 18 | 11 | USA_ID_Boise-AP-Gowen-Field-ANGB.726810_AMY_2024EPW | 35.06 | 48.6406 | 0 | 57.8792 | 0 | 70.0211 | 134.4054 | 0 | 2861.7181 | 105.9274 | 41.6667 | 4186.2515
02/18 12:00:00 | 02 | 18 | 12 | USA_ID_Boise-AP-Gowen-Field-ANGB.726810_AMY_2024EPW | 35.5475 | 48.6406 | 0 | 70.5226 | 0 | 70.0174 | 133.4905 | 0 | 2976.5974 | 62.7397 | 33.3333 | 4857.9781
02/18 13:00:00 | 02 | 18 | 13 | USA_ID_Boise-AP-Gowen-Field-ANGB.726810_AMY_2024EPW | 37.0325 | 48.6406 | 0 | 83.6405 | 0 | 70.0097 | 115.0046 | 0 | 2886.0638 | 18.4299 | 33.3333 | 3930.8664
02/18 14:00:00 | 02 | 18 | 14 | USA_ID_Boise-AP-Gowen-Field-ANGB.726810_AMY_2024EPW | 39.0125 | 48.6406 | 0 | 69.7398 | 0 | 70.0627 | 141.9055 | 0 | 3123.326 | 0.24361 | 30.915 | 4264.8369
02/18 15:00:00 | 02 | 18 | 15 | USA_ID_Boise-AP-Gowen-Field-ANGB.726810_AMY_2024EPW | 39.92 | 48.6406 | 0 | 64.2666 | 0 | 70.0265 | 127.5034 | 0 | 2896.8929 | 0.10654 | 26.3299 | 3938.4722
02/18 16:00:00 | 02 | 18 | 16 | USA_ID_Boise-AP-Gowen-Field-ANGB.726810_AMY_2024EPW | 41.5775 | 48.6406 | 0 | 73.3694 | 0 | 70.0449 | 112.2533 | 0 | 2779.0508 | 0.035147 | 41.4995 | 2927.1058
02/18 17:00:00 | 02 | 18 | 17 | USA_ID_Boise-AP-Gowen-Field-ANGB.726810_AMY_2024EPW | 42.98 | 48.6406 | 0 | 89.1098 | 0 | 70.0131 | 82.183 | 0 | 1975.6157 | 0 | 91.6239 | 1984.5823
02/18 18:00:00 | 02 | 18 | 18 | USA_ID_Boise-AP-Gowen-Field-ANGB.726810_AMY_2024EPW | 43.565 | 48.6406 | 0 | 80.833 | 0 | 70.0113 | 78.4016 | 0 | 2011.7249 | 0 | 87.5 | 1418.9079
02/18 19:00:00 | 02 | 18 | 19 | USA_ID_Boise-AP-Gowen-Field-ANGB.726810_AMY_2024EPW | 43.475 | 48.6406 | 0 | 74.4321 | 0 | 70.0501 | 94.0081 | 0 | 2392.2035 | 0 | 64.172 | 2972.335
02/18 20:00:00 | 02 | 18 | 20 | USA_ID_Boise-AP-Gowen-Field-ANGB.726810_AMY_2024EPW | 41.3225 | 48.6406 | 0 | 58.3648 | 0 | 70.1184 | 113.6784 | 0 | 2756.6401 | 7.5479 | 45.3085 | 4536.7833
02/18 21:00:00 | 02 | 18 | 21 | USA_ID_Boise-AP-Gowen-Field-ANGB.726810_AMY_2024EPW | 39.4325 | 48.6406 | 0 | 54.3489 | 0 | 70.1117 | 112.8305 | 0 | 2721.3639 | 40.9008 | 40.1282 | 4433.7699
02/18 22:00:00 | 02 | 18 | 22 | USA_ID_Boise-AP-Gowen-Field-ANGB.726810_AMY_2024EPW | 37.9475 | 48.6406 | 0 | 64.6676 | 0 | 70.0882 | 112.9594 | 0 | 2731.6983 | 49.9998 | 33.3333 | 4353.3147
02/18 23:00:00 | 02 | 18 | 23 | USA_ID_Boise-AP-Gowen-Field-ANGB.726810_AMY_2024EPW | 37.04 | 48.6406 | 0 | 62.2941 | 0 | 70.0746 | 123.5364 | 0 | 2840.454 | 64.4237 | 36.1111 | 4352.4097
02/18 24:00:00 | 02 | 18 | 24 | USA_ID_Boise-AP-Gowen-Field-ANGB.726810_AMY_2024EPW | 37.5275 | 48.6406 | 0 | 54.1689 | 0 | 70.0716 | 138.7876 | 0 | 2936.2108 | 108.4558 | 32.3382 | 4394.7531
02/19 01:00:00 | 02 | 19 | 01 | USA_ID_Boise-AP-Gowen-Field-ANGB.726810_AMY_2024EPW | 37.4525 | 48.6817 | 0 | 55.8848 | 0 | 70.0976 | 160.1966 | 0 | 3149.0062 | 165.1933 | 25 | 5607.7229
02/19 02:00:00 | 02 | 19 | 02 | USA_ID_Boise-AP-Gowen-Field-ANGB.726810_AMY_2024EPW | 38.1125 | 48.6817 | 0 | 54.7695 | 0 | 70.0247 | 128.5712 | 0 | 2626.6685 | 169.6254 | 28.9304 | 4896.5833
02/19 03:00:00 | 02 | 19 | 03 | USA_ID_Boise-AP-Gowen-Field-ANGB.726810_AMY_2024EPW | 37.9475 | 48.6817 | 0 | 51.4301 | 0 | 70.0469 | 135.6351 | 0 | 2655.0565 | 175.579 | 37.7661 | 4339.2725
02/19 04:00:00 | 02 | 19 | 04 | USA_ID_Boise-AP-Gowen-Field-ANGB.726810_AMY_2024EPW | 35.3825 | 48.6817 | 0 | 49.958 | 0 | 70.1139 | 158.2435 | 0 | 3090.3707 | 188.5101 | 22.163 | 6051.1015
02/19 05:00:00 | 02 | 19 | 05 | USA_ID_Boise-AP-Gowen-Field-ANGB.726810_AMY_2024EPW | 35.0525 | 48.6817 | 0 | 50.6118 | 0 | 70.0264 | 146.3989 | 0 | 2972.5568 | 178.6774 | 25 | 6230.4677
02/19 06:00:00 | 02 | 19 | 06 | USA_ID_Boise-AP-Gowen-Field-ANGB.726810_AMY_2024EPW | 35.96 | 48.6817 | 0 | 49.2176 | 0 | 70.0012 | 160.8632 | 0 | 3163.9866 | 197.7682 | 16.2594 | 8429.0533
02/19 07:00:00 | 02 | 19 | 07 | USA_ID_Boise-AP-Gowen-Field-ANGB.726810_AMY_2024EPW | 35.4725 | 48.6817 | 0 | 49.3918 | 0 | 69.9896 | 159.5379 | 0 | 3131.8607 | 179.928 | 25 | 7981.753
02/19 08:00:00 | 02 | 19 | 08 | USA_ID_Boise-AP-Gowen-Field-ANGB.726810_AMY_2024EPW | 34.475 | 48.6817 | 0 | 52.8324 | 0 | 69.995 | 162.5961 | 0 | 3095.3499 | 171.2751 | 33.3333 | 8573.4687
02/19 09:00:00 | 02 | 19 | 09 | USA_ID_Boise-AP-Gowen-Field-ANGB.726810_AMY_2024EPW | 33.98 | 48.6817 | 0 | 58.6459 | 0 | 70.0297 | 153.6865 | 0 | 3119.5097 | 172.9092 | 16.6667 | 7006.8335
02/19 10:00:00 | 02 | 19 | 10 | USA_ID_Boise-AP-Gowen-Field-ANGB.726810_AMY_2024EPW | 34.565 | 48.6817 | 0 | 70.6549 | 0 | 70.0506 | 162.2713 | 0 | 3148.5168 | 143.9012 | 33.3333 | 6334.8497
02/19 11:00:00 | 02 | 19 | 11 | USA_ID_Boise-AP-Gowen-Field-ANGB.726810_AMY_2024EPW | 35.5475 | 48.6817 | 0 | 69.8745 | 0 | 70.0212 | 129.9044 | 0 | 2877.4975 | 78.0154 | 25 | 4827.4098
02/19 12:00:00 | 02 | 19 | 12 | USA_ID_Boise-AP-Gowen-Field-ANGB.726810_AMY_2024EPW | 38.105 | 48.6817 | 0 | 85.1382 | 0 | 70.0385 | 133.7361 | 0 | 2875.4555 | 42.186 | 37.7614 | 3889.2475
02/19 13:00:00 | 02 | 19 | 13 | USA_ID_Boise-AP-Gowen-Field-ANGB.726810_AMY_2024EPW | 41.5775 | 48.6817 | 0 | 100.9746 | 0 | 70.0303 | 121.8408 | 0 | 2889.8768 | 13.1605 | 30.4517 | 3301.7902
02/19 14:00:00 | 02 | 19 | 14 | USA_ID_Boise-AP-Gowen-Field-ANGB.726810_AMY_2024EPW | 45.71 | 48.6817 | 0 | 84.193 | 0 | 70.0312 | 111.0812 | 0 | 2696.9027 | 0 | 33.6684 | 2973.6111
02/19 15:00:00 | 02 | 19 | 15 | USA_ID_Boise-AP-Gowen-Field-ANGB.726810_AMY_2024EPW | 47.435 | 48.6817 | 0 | 77.5855 | 0 | 70.0138 | 155.7152 | 0 | 3436.8271 | 0 | 30.7855 | 4860.2482
02/19 16:00:00 | 02 | 19 | 16 | USA_ID_Boise-AP-Gowen-Field-ANGB.726810_AMY_2024EPW | 46.94 | 48.6817 | 0 | 88.5749 | 0 | 69.988 | 150.5045 | 0 | 3432.0732 | 0 | 13.6851 | 5283.1774
02/19 17:00:00 | 02 | 19 | 17 | USA_ID_Boise-AP-Gowen-Field-ANGB.726810_AMY_2024EPW | 47.525 | 48.6817 | 0 | 107.5774 | 0 | 69.9901 | 150.8546 | 0 | 3449.328 | 0 | 13.6429 | 5448.2024
02/19 18:00:00 | 02 | 19 | 18 | USA_ID_Boise-AP-Gowen-Field-ANGB.726810_AMY_2024EPW | 48.5075 | 48.6817 | 0 | 97.5853 | 0 | 70.0317 | 133.7878 | 0 | 3052.153 | 0 | 34.3344 | 3660.048
02/19 19:00:00 | 02 | 19 | 19 | USA_ID_Boise-AP-Gowen-Field-ANGB.726810_AMY_2024EPW | 47.8475 | 48.6817 | 0 | 89.8578 | 0 | 70.0685 | 159.1467 | 0 | 3571.3945 | 0 | 27.7778 | 3697.289
02/19 20:00:00 | 02 | 19 | 20 | USA_ID_Boise-AP-Gowen-Field-ANGB.726810_AMY_2024EPW | 45.38 | 48.6817 | 0 | 70.4606 | 0 | 70.0952 | 147.8375 | 0 | 3475.8472 | 0 | 25 | 3446.2481
02/19 21:00:00 | 02 | 19 | 21 | USA_ID_Boise-AP-Gowen-Field-ANGB.726810_AMY_2024EPW | 43.475 | 48.6817 | 0 | 65.6125 | 0 | 70.1192 | 124.1913 | 0 | 3127.8398 | 0 | 33.3333 | 2701.1853
02/19 22:00:00 | 02 | 19 | 22 | USA_ID_Boise-AP-Gowen-Field-ANGB.726810_AMY_2024EPW | 42.4925 | 48.6817 | 0 | 78.0697 | 0 | 70.0775 | 131.5101 | 0 | 3150.7195 | 0 | 41.6667 | 3098.4336
02/19 23:00:00 | 02 | 19 | 23 | USA_ID_Boise-AP-Gowen-Field-ANGB.726810_AMY_2024EPW | 40.91 | 48.6817 | 0 | 75.2043 | 0 | 70.0225 | 162.5961 | 0 | 3237.3829 | 120.0128 | 33.3333 | 6570.9449
02/19 24:00:00 | 02 | 19 | 24 | USA_ID_Boise-AP-Gowen-Field-ANGB.726810_AMY_2024EPW | 41.09 | 48.6817 | 0 | 65.3951 | 0 | 70.0279 | 141.7081 | 0 | 3011.1414 | 88.0207 | 30.3611 | 5379.6285
02/20 01:00:00 | 02 | 20 | 01 | USA_ID_Boise-AP-Gowen-Field-ANGB.726810_AMY_2024EPW | 43.1525 | 48.7265 | 0 | 65.9635 | 0 | 70.0614 | 136.2621 | 0 | 3124.7747 | 0 | 39.8422 | 2946.1259
02/20 02:00:00 | 02 | 20 | 02 | USA_ID_Boise-AP-Gowen-Field-ANGB.726810_AMY_2024EPW | 43.475 | 48.7265 | 0 | 64.6471 | 0 | 70.0504 | 128.5346 | 0 | 3041.554 | 0 | 32.2627 | 3379.5578
02/20 03:00:00 | 02 | 20 | 03 | USA_ID_Boise-AP-Gowen-Field-ANGB.726810_AMY_2024EPW | 42.4925 | 48.7265 | 0 | 60.7054 | 0 | 70.0078 | 162.5961 | 0 | 3564.3939 | 0 | 33.3333 | 4952.2075
02/20 04:00:00 | 02 | 20 | 04 | USA_ID_Boise-AP-Gowen-Field-ANGB.726810_AMY_2024EPW | 43.1525 | 48.7265 | 0 | 58.9678 | 0 | 70.0499 | 137.9922 | 0 | 3175.7999 | 0 | 33.5729 | 3451.9181
02/20 05:00:00 | 02 | 20 | 05 | USA_ID_Boise-AP-Gowen-Field-ANGB.726810_AMY_2024EPW | 44.06 | 48.7265 | 0 | 59.7394 | 0 | 70.0654 | 125.0314 | 0 | 3038.3754 | 0 | 35.3219 | 3276.0712
02/20 06:00:00 | 02 | 20 | 06 | USA_ID_Boise-AP-Gowen-Field-ANGB.726810_AMY_2024EPW | 44.5475 | 48.7265 | 0 | 58.0938 | 0 | 70.0627 | 135.8053 | 0 | 3112.6322 | 0 | 40.0578 | 2745.9737
02/20 07:00:00 | 02 | 20 | 07 | USA_ID_Boise-AP-Gowen-Field-ANGB.726810_AMY_2024EPW | 44.4725 | 48.7265 | 0 | 58.2994 | 0 | 70.0508 | 127.7104 | 0 | 3138.8638 | 0 | 32.3383 | 3319.487
02/20 08:00:00 | 02 | 20 | 08 | USA_ID_Boise-AP-Gowen-Field-ANGB.726810_AMY_2024EPW | 44.5475 | 48.7265 | 0 | 62.3605 | 0 | 70.066 | 134.0664 | 0 | 3186.72 | 0 | 27.3208 | 3213.2934
02/20 09:00:00 | 02 | 20 | 09 | USA_ID_Boise-AP-Gowen-Field-ANGB.726810_AMY_2024EPW | 45.545 | 48.7265 | 0 | 69.2225 | 0 | 70.0283 | 125.6735 | 0 | 2968.51 | 0 | 39.9794 | 3121.699
02/20 10:00:00 | 02 | 20 | 10 | USA_ID_Boise-AP-Gowen-Field-ANGB.726810_AMY_2024EPW | 44.9675 | 48.7265 | 0 | 83.3973 | 0 | 70.0748 | 130.0023 | 0 | 3143.7281 | 0 | 36.3449 | 3091.2515
02/20 11:00:00 | 02 | 20 | 11 | USA_ID_Boise-AP-Gowen-Field-ANGB.726810_AMY_2024EPW | 44.5475 | 48.7265 | 0 | 82.4761 | 0 | 70.0554 | 131.139 | 0 | 3086.6819 | 0 | 35.3806 | 3095.6354
02/20 12:00:00 | 02 | 20 | 12 | USA_ID_Boise-AP-Gowen-Field-ANGB.726810_AMY_2024EPW | 46.6175 | 48.7265 | 0 | 100.4926 | 0 | 70.052 | 111.4927 | 0 | 2802.405 | 0 | 45.5971 | 2460.2545
02/20 13:00:00 | 02 | 20 | 13 | USA_ID_Boise-AP-Gowen-Field-ANGB.726810_AMY_2024EPW | 49.0925 | 48.7265 | 0 | 119.1851 | 0 | 70.048 | 96.9834 | 0 | 2522.8873 | 0 | 45.2257 | 2186.5131
02/20 14:00:00 | 02 | 20 | 14 | USA_ID_Boise-AP-Gowen-Field-ANGB.726810_AMY_2024EPW | 51.6575 | 48.7265 | 0 | 99.377 | 0 | 70.0486 | 90.7172 | 0 | 2340.5514 | 0 | 0 | 2047.6317
02/20 15:00:00 | 02 | 20 | 15 | USA_ID_Boise-AP-Gowen-Field-ANGB.726810_AMY_2024EPW | 54.62 | 48.7265 | 0 | 91.5779 | 0 | 70.0608 | 79.8624 | 0 | 2120.7513 | 0 | 0 | 1986.8243
02/20 16:00:00 | 02 | 20 | 16 | USA_ID_Boise-AP-Gowen-Field-ANGB.726810_AMY_2024EPW | 57.0125 | 48.7265 | 0 | 104.5491 | 0 | 70.0176 | 71.8973 | 0 | 1980.9938 | 0 | 0 | 1275.3642
02/20 17:00:00 | 02 | 20 | 17 | USA_ID_Boise-AP-Gowen-Field-ANGB.726810_AMY_2024EPW | 58.505 | 48.7265 | 0 | 126.9787 | 0 | 70.0077 | 47.2596 | 0 | 1598.783 | 0 | 0 | 887.9484
02/20 18:00:00 | 02 | 20 | 18 | USA_ID_Boise-AP-Gowen-Field-ANGB.726810_AMY_2024EPW | 57.3425 | 48.7265 | 0 | 115.1845 | 0 | 70.0303 | 41.6594 | 0 | 1309.7507 | 0 | 0 | 1218.508
02/20 19:00:00 | 02 | 20 | 19 | USA_ID_Boise-AP-Gowen-Field-ANGB.726810_AMY_2024EPW | 53.795 | 48.7265 | 0 | 106.0634 | 0 | 70.1004 | 110.7119 | 0 | 2572.9639 | 0 | 0 | 3723.6393
02/20 20:00:00 | 02 | 20 | 20 | USA_ID_Boise-AP-Gowen-Field-ANGB.726810_AMY_2024EPW | 49.835 | 48.7265 | 0 | 83.168 | 0 | 70.1077 | 131.9837 | 0 | 2944.7617 | 0 | 26.5317 | 4741.5984
02/20 21:00:00 | 02 | 20 | 21 | USA_ID_Boise-AP-Gowen-Field-ANGB.726810_AMY_2024EPW | 45.875 | 48.7265 | 0 | 77.4455 | 0 | 70.0913 | 99.953 | 0 | 2364.3747 | 0 | 65.8734 | 2915.7377
02/20 22:00:00 | 02 | 20 | 22 | USA_ID_Boise-AP-Gowen-Field-ANGB.726810_AMY_2024EPW | 42.9875 | 48.7265 | 0 | 92.1493 | 0 | 70.0701 | 85.2638 | 0 | 2017.4558 | 0 | 85.9548 | 3330.0311
02/20 23:00:00 | 02 | 20 | 23 | USA_ID_Boise-AP-Gowen-Field-ANGB.726810_AMY_2024EPW | 42.5675 | 48.7265 | 0 | 88.7671 | 0 | 70.0915 | 98.2211 | 0 | 2558.1197 | 0 | 56.1564 | 2536.6887
02/20 24:00:00 | 02 | 20 | 24 | USA_ID_Boise-AP-Gowen-Field-ANGB.726810_AMY_2024EPW | 40.835 | 48.7265 | 0 | 77.1889 | 0 | 70.074 | 111.8906 | 0 | 2550.8395 | 102.9935 | 37.7291 | 4344.8997
02/21 01:00:00 | 02 | 21 | 01 | USA_ID_Boise-AP-Gowen-Field-ANGB.726810_AMY_2024EPW | 38.435 | 48.7751 | 0 | 125.2023 | 0 | 70.085 | 118.0638 | 0 | 2541.7612 | 150.5096 | 45.0406 | 4237.7839
02/21 02:00:00 | 02 | 21 | 02 | USA_ID_Boise-AP-Gowen-Field-ANGB.726810_AMY_2024EPW | 36.8675 | 48.7751 | 0 | 122.7038 | 0 | 70.128 | 130.2772 | 0 | 2720.9736 | 151.2114 | 38.1918 | 5085.1501
02/21 03:00:00 | 02 | 21 | 03 | USA_ID_Boise-AP-Gowen-Field-ANGB.726810_AMY_2024EPW | 35.96 | 48.7751 | 0 | 115.2223 | 0 | 70.0612 | 160.6546 | 0 | 3124.0974 | 147.8207 | 33.3333 | 5398.316
02/21 04:00:00 | 02 | 21 | 04 | USA_ID_Boise-AP-Gowen-Field-ANGB.726810_AMY_2024EPW | 35.4725 | 48.7751 | 0 | 111.9241 | 0 | 70.0277 | 138.562 | 0 | 2916.9656 | 107.2901 | 30.5556 | 4956.5893
02/21 05:00:00 | 02 | 21 | 05 | USA_ID_Boise-AP-Gowen-Field-ANGB.726810_AMY_2024EPW | 35.06 | 48.7751 | 0 | 113.3888 | 0 | 70.0254 | 121.3516 | 0 | 2765.4676 | 69.463 | 33.3333 | 4013.8952
02/21 06:00:00 | 02 | 21 | 06 | USA_ID_Boise-AP-Gowen-Field-ANGB.726810_AMY_2024EPW | 36.1325 | 48.7751 | 0 | 110.2653 | 0 | 70.0262 | 131.1637 | 0 | 2866.8943 | 86.2671 | 22.2222 | 4615.6325
02/21 07:00:00 | 02 | 21 | 07 | USA_ID_Boise-AP-Gowen-Field-ANGB.726810_AMY_2024EPW | 36.455 | 48.7751 | 0 | 110.6556 | 0 | 70.0725 | 147.1203 | 0 | 3015.6744 | 108.3839 | 36.1111 | 6045.5739
02/21 08:00:00 | 02 | 21 | 08 | USA_ID_Boise-AP-Gowen-Field-ANGB.726810_AMY_2024EPW | 36.545 | 48.7751 | 0 | 118.3638 | 0 | 70.042 | 142.4723 | 0 | 2924.793 | 115.2839 | 33.3333 | 5139.5622
02/21 09:00:00 | 02 | 21 | 09 | USA_ID_Boise-AP-Gowen-Field-ANGB.726810_AMY_2024EPW | 37.04 | 48.7751 | 0 | 131.3881 | 0 | 70.0623 | 161.5102 | 0 | 3141.4842 | 140.3853 | 33.3333 | 5279.4899
02/21 10:00:00 | 02 | 21 | 10 | USA_ID_Boise-AP-Gowen-Field-ANGB.726810_AMY_2024EPW | 37.5275 | 48.7751 | 0 | 158.2927 | 0 | 70.0546 | 147.694 | 0 | 3016.6795 | 106.4884 | 31.765 | 4673.5623
02/21 11:00:00 | 02 | 21 | 11 | USA_ID_Boise-AP-Gowen-Field-ANGB.726810_AMY_2024EPW | 39.5975 | 48.7751 | 0 | 156.5443 | 0 | 70.0839 | 144.5949 | 0 | 3093.1841 | 44.7787 | 33.2333 | 4206.5577
02/21 12:00:00 | 02 | 21 | 12 | USA_ID_Boise-AP-Gowen-Field-ANGB.726810_AMY_2024EPW | 42.6575 | 48.7751 | 0 | 190.7405 | 0 | 70.0583 | 105.2719 | 0 | 2768.284 | 0 | 42.8412 | 2744.4143
02/21 13:00:00 | 02 | 21 | 13 | USA_ID_Boise-AP-Gowen-Field-ANGB.726810_AMY_2024EPW | 46.205 | 48.7751 | 0 | 226.22 | 0 | 70.0622 | 95.6137 | 0 | 2477.9122 | 0 | 49.4704 | 2877.7338
02/21 14:00:00 | 02 | 21 | 14 | USA_ID_Boise-AP-Gowen-Field-ANGB.726810_AMY_2024EPW | 49.0925 | 48.7751 | 0 | 188.6231 | 0 | 70.0612 | 92.8506 | 0 | 2191.408 | 0 | 73.6512 | 3043.0138
02/21 15:00:00 | 02 | 21 | 15 | USA_ID_Boise-AP-Gowen-Field-ANGB.726810_AMY_2024EPW | 50.585 | 48.7751 | 0 | 173.8199 | 0 | 70.0059 | 79.2208 | 0 | 2112.4094 | 0 | 0 | 1214.3779
02/21 16:00:00 | 02 | 21 | 16 | USA_ID_Boise-AP-Gowen-Field-ANGB.726810_AMY_2024EPW | 51.08 | 48.7751 | 0 | 198.4401 | 0 | 69.9795 | 80.1699 | 0 | 2096.0341 | 0 | 0 | 981.4058
02/21 17:00:00 | 02 | 21 | 17 | USA_ID_Boise-AP-Gowen-Field-ANGB.726810_AMY_2024EPW | 51.08 | 48.7751 | 0 | 241.0126 | 0 | 70.01 | 72.622 | 0 | 1967.1078 | 0 | 0 | 1347.7646
02/21 18:00:00 | 02 | 21 | 18 | USA_ID_Boise-AP-Gowen-Field-ANGB.726810_AMY_2024EPW | 51.08 | 48.7751 | 0 | 218.6266 | 0 | 70.0065 | 49.2761 | 0 | 1553.4898 | 0 | 0 | 969.6967
02/21 19:00:00 | 02 | 21 | 19 | USA_ID_Boise-AP-Gowen-Field-ANGB.726810_AMY_2024EPW | 50.495 | 48.7751 | 0 | 201.3142 | 0 | 70.075 | 94.3076 | 0 | 2295.1542 | 0 | 0 | 3109.0336
02/21 20:00:00 | 02 | 21 | 20 | USA_ID_Boise-AP-Gowen-Field-ANGB.726810_AMY_2024EPW | 48.3425 | 48.7751 | 0 | 157.8574 | 0 | 70.0983 | 115.9367 | 0 | 2603.0586 | 0 | 64.8674 | 4254.3622
02/21 21:00:00 | 02 | 21 | 21 | USA_ID_Boise-AP-Gowen-Field-ANGB.726810_AMY_2024EPW | 45.8675 | 48.7751 | 0 | 146.9959 | 0 | 70.0843 | 92.1461 | 0 | 2112.34 | 0 | 84.65 | 3444.6253
02/21 22:00:00 | 02 | 21 | 22 | USA_ID_Boise-AP-Gowen-Field-ANGB.726810_AMY_2024EPW | 44.4725 | 48.7751 | 0 | 174.9045 | 0 | 70.0671 | 90.3327 | 0 | 2110.6027 | 0 | 81.995 | 3126.3564
02/21 23:00:00 | 02 | 21 | 23 | USA_ID_Boise-AP-Gowen-Field-ANGB.726810_AMY_2024EPW | 42.9875 | 48.7751 | 0 | 168.485 | 0 | 70.0687 | 94.3808 | 0 | 2275.3831 | 0 | 77.509 | 2106.3235
02/21 24:00:00 | 02 | 21 | 24 | USA_ID_Boise-AP-Gowen-Field-ANGB.726810_AMY_2024EPW | 39.8375 | 48.7751 | 0 | 146.5089 | 0 | 70.1048 | 112.1603 | 0 | 2443.709 | 132.9307 | 48.5719 | 4027.9291
02/22 01:00:00 | 02 | 22 | 01 | USA_ID_Boise-AP-Gowen-Field-ANGB.726810_AMY_2024EPW | 37.94 | 48.8273 | 0 | 50.0727 | 0 | 70.0685 | 134.2362 | 0 | 2669.1411 | 200.0746 | 34.9375 | 4523.602
02/22 02:00:00 | 02 | 22 | 02 | USA_ID_Boise-AP-Gowen-Field-ANGB.726810_AMY_2024EPW | 37.94 | 48.8273 | 0 | 49.0735 | 0 | 70.0573 | 136.6728 | 0 | 2663.1999 | 207.5033 | 37.2375 | 4611.9812
02/22 03:00:00 | 02 | 22 | 03 | USA_ID_Boise-AP-Gowen-Field-ANGB.726810_AMY_2024EPW | 36.8675 | 48.8273 | 0 | 46.0814 | 0 | 70.0371 | 122.817 | 0 | 2352.5926 | 174.3274 | 58.7975 | 3914.424
02/22 04:00:00 | 02 | 22 | 04 | USA_ID_Boise-AP-Gowen-Field-ANGB.726810_AMY_2024EPW | 35.4725 | 48.8273 | 0 | 44.7623 | 0 | 70.0813 | 141.0604 | 0 | 2842.5989 | 183.0319 | 24.268 | 5545.1125
02/22 05:00:00 | 02 | 22 | 05 | USA_ID_Boise-AP-Gowen-Field-ANGB.726810_AMY_2024EPW | 34.475 | 48.8273 | 0 | 45.3481 | 0 | 70.0353 | 128.1724 | 0 | 2660.6013 | 152.6556 | 28.5121 | 4155.0114
02/22 06:00:00 | 02 | 22 | 06 | USA_ID_Boise-AP-Gowen-Field-ANGB.726810_AMY_2024EPW | 33.98 | 48.8273 | 0 | 44.0989 | 0 | 70.0875 | 162.2869 | 0 | 3236.4339 | 159.864 | 22.2222 | 6421.4345
02/22 07:00:00 | 02 | 22 | 07 | USA_ID_Boise-AP-Gowen-Field-ANGB.726810_AMY_2024EPW | 33.98 | 48.8273 | 0 | 44.255 | 0 | 70.0556 | 158.9708 | 0 | 3133.9937 | 155.7899 | 30.5556 | 6331.5479
02/22 08:00:00 | 02 | 22 | 08 | USA_ID_Boise-AP-Gowen-Field-ANGB.726810_AMY_2024EPW | 33.98 | 48.8273 | 0 | 47.3377 | 0 | 70.0258 | 122.3537 | 0 | 2642.8795 | 140.6379 | 33.3333 | 4386.5006
02/22 09:00:00 | 02 | 22 | 09 | USA_ID_Boise-AP-Gowen-Field-ANGB.726810_AMY_2024EPW | 33.98 | 48.8273 | 0 | 52.5466 | 0 | 70.0411 | 146.24 | 0 | 3020.7093 | 135.624 | 27.7778 | 5934.8809
02/22 10:00:00 | 02 | 22 | 10 | USA_ID_Boise-AP-Gowen-Field-ANGB.726810_AMY_2024EPW | 35.6375 | 48.8273 | 0 | 63.3067 | 0 | 70.0506 | 138.6808 | 0 | 2867.786 | 120.4401 | 27.7778 | 5356.8128
02/22 11:00:00 | 02 | 22 | 11 | USA_ID_Boise-AP-Gowen-Field-ANGB.726810_AMY_2024EPW | 40.8425 | 48.8273 | 0 | 62.6074 | 0 | 70.0493 | 116.0398 | 0 | 2684.5938 | 61.5189 | 42.4419 | 3187.4835
02/22 12:00:00 | 02 | 22 | 12 | USA_ID_Boise-AP-Gowen-Field-ANGB.726810_AMY_2024EPW | 46.205 | 48.8273 | 0 | 76.2837 | 0 | 70.0604 | 84.6254 | 0 | 2225.789 | 0 | 59.9259 | 2098.9706
02/22 13:00:00 | 02 | 22 | 13 | USA_ID_Boise-AP-Gowen-Field-ANGB.726810_AMY_2024EPW | 49.0925 | 48.8273 | 0 | 90.4731 | 0 | 70.0726 | 80.992 | 0 | 2210.2365 | 0 | 49.3982 | 1685.2244
02/22 14:00:00 | 02 | 22 | 14 | USA_ID_Boise-AP-Gowen-Field-ANGB.726810_AMY_2024EPW | 51.0725 | 48.8273 | 0 | 75.4369 | 0 | 70.0624 | 82.5171 | 0 | 2118.2871 | 0 | 0 | 2043.3864
02/22 15:00:00 | 02 | 22 | 15 | USA_ID_Boise-AP-Gowen-Field-ANGB.726810_AMY_2024EPW | 52.565 | 48.8273 | 0 | 69.5166 | 0 | 70.0552 | 77.9067 | 0 | 2022.7563 | 0 | 0 | 1896.5006
02/22 16:00:00 | 02 | 22 | 16 | USA_ID_Boise-AP-Gowen-Field-ANGB.726810_AMY_2024EPW | 53.5475 | 48.8273 | 0 | 79.363 | 0 | 70.0306 | 61.1786 | 0 | 1779.2344 | 0 | 0 | 1479.0427
02/22 17:00:00 | 02 | 22 | 17 | USA_ID_Boise-AP-Gowen-Field-ANGB.726810_AMY_2024EPW | 53.96 | 48.8273 | 0 | 96.3892 | 0 | 70.0228 | 48.5604 | 0 | 1328.3825 | 0 | 0 | 912.7855
02/22 18:00:00 | 02 | 22 | 18 | USA_ID_Boise-AP-Gowen-Field-ANGB.726810_AMY_2024EPW | 53.4725 | 48.8273 | 0 | 87.4363 | 0 | 70.0579 | 49.4345 | 0 | 1402.5934 | 0 | 0 | 1662.3032
02/22 19:00:00 | 02 | 22 | 19 | USA_ID_Boise-AP-Gowen-Field-ANGB.726810_AMY_2024EPW | 52.475 | 48.8273 | 0 | 80.5125 | 0 | 70.0918 | 74.6032 | 0 | 1927.6501 | 0 | 0 | 1689.1799
02/22 20:00:00 | 02 | 22 | 20 | USA_ID_Boise-AP-Gowen-Field-ANGB.726810_AMY_2024EPW | 50.3225 | 48.8273 | 0 | 63.1326 | 0 | 70.1263 | 97.0061 | 0 | 2337.1099 | 0 | 22.576 | 2194.194
02/22 21:00:00 | 02 | 22 | 21 | USA_ID_Boise-AP-Gowen-Field-ANGB.726810_AMY_2024EPW | 47.36 | 48.8273 | 0 | 58.7887 | 0 | 70.0648 | 66.0289 | 0 | 1879.7107 | 0 | 72.6384 | 1416.8759
02/22 22:00:00 | 02 | 22 | 22 | USA_ID_Boise-AP-Gowen-Field-ANGB.726810_AMY_2024EPW | 43.895 | 48.8273 | 0 | 69.9503 | 0 | 70.113 | 82.0627 | 0 | 2103.5778 | 0 | 69.3779 | 1724.3669
02/22 23:00:00 | 02 | 22 | 23 | USA_ID_Boise-AP-Gowen-Field-ANGB.726810_AMY_2024EPW | 40.4225 | 48.8273 | 0 | 67.3829 | 0 | 70.068 | 101.2565 | 0 | 2127.6682 | 119.9289 | 66.9671 | 3274.8817
02/22 24:00:00 | 02 | 22 | 24 | USA_ID_Boise-AP-Gowen-Field-ANGB.726810_AMY_2024EPW | 39.02 | 48.8273 | 0 | 58.594 | 0 | 70.1013 | 113.8507 | 0 | 2223.2538 | 212.3827 | 58.3339 | 4842.3481
02/23 01:00:00 | 02 | 23 | 01 | USA_ID_Boise-AP-Gowen-Field-ANGB.726810_AMY_2024EPW | 39.02 | 48.8833 | 0 | 48.445 | 0 | 70.0648 | 121.3406 | 0 | 2368.6535 | 236.3871 | 42.774 | 4104.7413
02/23 02:00:00 | 02 | 23 | 02 | USA_ID_Boise-AP-Gowen-Field-ANGB.726810_AMY_2024EPW | 39.02 | 48.8833 | 0 | 47.4782 | 0 | 70.0646 | 117.4425 | 0 | 2349.3101 | 226.2478 | 40.4509 | 4129.4081
02/23 03:00:00 | 02 | 23 | 03 | USA_ID_Boise-AP-Gowen-Field-ANGB.726810_AMY_2024EPW | 38.435 | 48.8833 | 0 | 44.5834 | 0 | 70.0721 | 142.1661 | 0 | 2715.0349 | 250.721 | 33.3333 | 5579.4202
02/23 04:00:00 | 02 | 23 | 04 | USA_ID_Boise-AP-Gowen-Field-ANGB.726810_AMY_2024EPW | 36.8675 | 48.8833 | 0 | 43.3072 | 0 | 70.0926 | 142.0164 | 0 | 2662.1597 | 240.3565 | 36.7077 | 4140.0384
02/23 05:00:00 | 02 | 23 | 05 | USA_ID_Boise-AP-Gowen-Field-ANGB.726810_AMY_2024EPW | 35.4725 | 48.8833 | 0 | 43.874 | 0 | 70.0586 | 144.0581 | 0 | 2757.78 | 225.5963 | 32.0605 | 5066.7321
02/23 06:00:00 | 02 | 23 | 06 | USA_ID_Boise-AP-Gowen-Field-ANGB.726810_AMY_2024EPW | 35.5475 | 48.8833 | 0 | 42.6654 | 0 | 70.0588 | 144.2709 | 0 | 2755.0072 | 227.8113 | 32.1592 | 5077
02/23 07:00:00 | 02 | 23 | 07 | USA_ID_Boise-AP-Gowen-Field-ANGB.726810_AMY_2024EPW | 35.4725 | 48.8833 | 0 | 42.8164 | 0 | 70.0668 | 155.8998 | 0 | 2914.2119 | 234.9984 | 33.3333 | 5542.4676
02/23 08:00:00 | 02 | 23 | 08 | USA_ID_Boise-AP-Gowen-Field-ANGB.726810_AMY_2024EPW | 35.06 | 48.8833 | 0 | 45.7989 | 0 | 70.0458 | 138.2137 | 0 | 2675.2685 | 210.5254 | 29.4123 | 4776.4227
02/23 09:00:00 | 02 | 23 | 09 | USA_ID_Boise-AP-Gowen-Field-ANGB.726810_AMY_2024EPW | 33.9875 | 48.8833 | 0 | 50.8385 | 0 | 70.0747 | 159.8908 | 0 | 3022.4872 | 220.9841 | 27.7778 | 6229.9965
02/23 10:00:00 | 02 | 23 | 10 | USA_ID_Boise-AP-Gowen-Field-ANGB.726810_AMY_2024EPW | 35.7125 | 48.8833 | 0 | 61.2488 | 0 | 70.0519 | 135.8022 | 0 | 2631.2253 | 201.6925 | 35.2965 | 4372.4959
02/23 11:00:00 | 02 | 23 | 11 | USA_ID_Boise-AP-Gowen-Field-ANGB.726810_AMY_2024EPW | 41.255 | 48.8833 | 0 | 60.5723 | 0 | 70.0659 | 118.9079 | 0 | 2598.1348 | 110.9013 | 42.0355 | 3679.7497
02/23 12:00:00 | 02 | 23 | 12 | USA_ID_Boise-AP-Gowen-Field-ANGB.726810_AMY_2024EPW | 46.205 | 48.8833 | 0 | 73.8039 | 0 | 70.0527 | 89.1165 | 0 | 2241.6077 | 0 | 71.7438 | 2265.9173
02/23 13:00:00 | 02 | 23 | 13 | USA_ID_Boise-AP-Gowen-Field-ANGB.726810_AMY_2024EPW | 49.0925 | 48.8833 | 0 | 87.5321 | 0 | 70.0621 | 83.1254 | 0 | 2134.4991 | 0 | 61.3173 | 2054.7837
02/23 14:00:00 | 02 | 23 | 14 | USA_ID_Boise-AP-Gowen-Field-ANGB.726810_AMY_2024EPW | 51.0725 | 48.8833 | 0 | 72.9846 | 0 | 70.0191 | 70.411 | 0 | 1867.7643 | 0 | 0 | 1408.8278
02/23 15:00:00 | 02 | 23 | 15 | USA_ID_Boise-AP-Gowen-Field-ANGB.726810_AMY_2024EPW | 53.6375 | 48.8833 | 0 | 67.2568 | 0 | 70.0419 | 60.7159 | 0 | 1787.0884 | 0 | 0 | 1445.672
02/23 16:00:00 | 02 | 23 | 16 | USA_ID_Boise-AP-Gowen-Field-ANGB.726810_AMY_2024EPW | 55.5275 | 48.8833 | 0 | 76.7832 | 0 | 70.0198 | 42.3783 | 0 | 1310.6098 | 0 | 0 | 941.5448
02/23 17:00:00 | 02 | 23 | 17 | USA_ID_Boise-AP-Gowen-Field-ANGB.726810_AMY_2024EPW | 56.525 | 48.8833 | 0 | 93.2559 | 0 | 70.0317 | 44.0137 | 0 | 1198.5804 | 0 | 0 | 742.2382
02/23 18:00:00 | 02 | 23 | 18 | USA_ID_Boise-AP-Gowen-Field-ANGB.726810_AMY_2024EPW | 56.435 | 48.8833 | 0 | 84.594 | 0 | 70.0726 | 43.1191 | 0 | 1231.7271 | 0 | 0 | 1082.5607
02/23 19:00:00 | 02 | 23 | 19 | USA_ID_Boise-AP-Gowen-Field-ANGB.726810_AMY_2024EPW | 55.4525 | 48.8833 | 0 | 77.8952 | 0 | 70.1268 | 91.4725 | 0 | 2223.3135 | 0 | 0 | 1368.6705
02/23 20:00:00 | 02 | 23 | 20 | USA_ID_Boise-AP-Gowen-Field-ANGB.726810_AMY_2024EPW | 52.31 | 48.8833 | 0 | 61.0804 | 0 | 70.1135 | 112.7568 | 0 | 2644.7617 | 0 | 0 | 2601.284
02/23 21:00:00 | 02 | 23 | 21 | USA_ID_Boise-AP-Gowen-Field-ANGB.726810_AMY_2024EPW | 46.7825 | 48.8833 | 0 | 56.8777 | 0 | 70.1338 | 96.2574 | 0 | 2379.0472 | 0 | 55.543 | 2287.0506
02/23 22:00:00 | 02 | 23 | 22 | USA_ID_Boise-AP-Gowen-Field-ANGB.726810_AMY_2024EPW | 42.9875 | 48.8833 | 0 | 67.6765 | 0 | 70.076 | 87.7465 | 0 | 2139.4685 | 0 | 77.6432 | 2148.9168
02/23 23:00:00 | 02 | 23 | 23 | USA_ID_Boise-AP-Gowen-Field-ANGB.726810_AMY_2024EPW | 42.08 | 48.8833 | 0 | 65.1925 | 0 | 70.098 | 97.2141 | 0 | 2489.9421 | 0 | 56.5321 | 1942.6807
02/23 24:00:00 | 02 | 23 | 24 | USA_ID_Boise-AP-Gowen-Field-ANGB.726810_AMY_2024EPW | 42.08 | 48.8833 | 0 | 56.6892 | 0 | 70.1103 | 89.4288 | 0 | 2576.3344 | 0 | 44.3617 | 1547.3243
02/24 01:00:00 | 02 | 24 | 01 | USA_ID_Boise-AP-Gowen-Field-ANGB.726810_AMY_2024EPW | 40.91 | 48.943 | 0 | 47.4503 | 0 | 70.0976 | 117.8608 | 0 | 2625.2003 | 123.6117 | 42.511 | 3098.7847
02/24 02:00:00 | 02 | 24 | 02 | USA_ID_Boise-AP-Gowen-Field-ANGB.726810_AMY_2024EPW | 39.92 | 48.943 | 0 | 46.5034 | 0 | 70.0912 | 140.0781 | 0 | 2681.5687 | 216.947 | 37.521 | 4262.3535
02/24 03:00:00 | 02 | 24 | 03 | USA_ID_Boise-AP-Gowen-Field-ANGB.726810_AMY_2024EPW | 39.92 | 48.943 | 0 | 43.668 | 0 | 70.0525 | 135.2029 | 0 | 2604.9361 | 203.0056 | 35.4495 | 4382.9552
02/24 04:00:00 | 02 | 24 | 04 | USA_ID_Boise-AP-Gowen-Field-ANGB.726810_AMY_2024EPW | 39.92 | 48.943 | 0 | 42.418 | 0 | 70.0749 | 149.5857 | 0 | 2920.2069 | 192.8569 | 33.3333 | 4976.8312
02/24 05:00:00 | 02 | 24 | 05 | USA_ID_Boise-AP-Gowen-Field-ANGB.726810_AMY_2024EPW | 39.4325 | 48.943 | 0 | 42.9731 | 0 | 70.0553 | 133.2403 | 0 | 2691.7645 | 144.374 | 37.2709 | 4057.1224
02/24 06:00:00 | 02 | 24 | 06 | USA_ID_Boise-AP-Gowen-Field-ANGB.726810_AMY_2024EPW | 38.435 | 48.943 | 0 | 41.7893 | 0 | 70.0576 | 127.1262 | 0 | 2684.3525 | 121.4459 | 37.0791 | 3885.6368
02/24 07:00:00 | 02 | 24 | 07 | USA_ID_Boise-AP-Gowen-Field-ANGB.726810_AMY_2024EPW | 37.94 | 48.943 | 0 | 41.9372 | 0 | 70.0776 | 136.6248 | 0 | 2922.7469 | 118.281 | 33.3333 | 4579.0554
02/24 08:00:00 | 02 | 24 | 08 | USA_ID_Boise-AP-Gowen-Field-ANGB.726810_AMY_2024EPW | 36.38 | 48.943 | 0 | 44.8586 | 0 | 70.0509 | 122.6321 | 0 | 2550.189 | 105.8287 | 51.7553 | 3527.0464
02/24 09:00:00 | 02 | 24 | 09 | USA_ID_Boise-AP-Gowen-Field-ANGB.726810_AMY_2024EPW | 33.9875 | 48.943 | 0 | 49.7946 | 0 | 70.0666 | 153.3358 | 0 | 3122.479 | 121.1343 | 33.3333 | 5075.0297
02/24 10:00:00 | 02 | 24 | 10 | USA_ID_Boise-AP-Gowen-Field-ANGB.726810_AMY_2024EPW | 35.7125 | 48.943 | 0 | 59.9912 | 0 | 70.0621 | 139.5625 | 0 | 2929.4059 | 103.1583 | 36.1811 | 4444.0095
02/24 11:00:00 | 02 | 24 | 11 | USA_ID_Boise-AP-Gowen-Field-ANGB.726810_AMY_2024EPW | 42.3275 | 48.943 | 0 | 59.3285 | 0 | 70.1015 | 109.4435 | 0 | 2589.3518 | 40.3665 | 52.6725 | 3644.9316
02/24 12:00:00 | 02 | 24 | 12 | USA_ID_Boise-AP-Gowen-Field-ANGB.726810_AMY_2024EPW | 48.185 | 48.943 | 0 | 72.2885 | 0 | 69.9983 | 91.1298 | 0 | 2238.3514 | 0 | 80.5556 | 1268.2493
02/24 13:00:00 | 02 | 24 | 13 | USA_ID_Boise-AP-Gowen-Field-ANGB.726810_AMY_2024EPW | 52.145 | 48.943 | 0 | 85.7349 | 0 | 69.999 | 54.586 | 0 | 1716.0664 | 0 | 0 | 899.2026
02/24 14:00:00 | 02 | 24 | 14 | USA_ID_Boise-AP-Gowen-Field-ANGB.726810_AMY_2024EPW | 55.0325 | 48.943 | 0 | 71.4861 | 0 | 70.0625 | 68.5902 | 0 | 1899.3539 | 0 | 0 | 1707.7049
02/24 15:00:00 | 02 | 24 | 15 | USA_ID_Boise-AP-Gowen-Field-ANGB.726810_AMY_2024EPW | 57.5975 | 48.943 | 0 | 65.8758 | 0 | 70.0829 | 43.9188 | 0 | 1274.304 | 0 | 0 | 937.5336
02/24 16:00:00 | 02 | 24 | 16 | USA_ID_Boise-AP-Gowen-Field-ANGB.726810_AMY_2024EPW | 60.0725 | 48.943 | 0 | 75.2066 | 0 | 70.0415 | 37.1539 | 0 | 1075.7241 | 0 | 0 | 686.6541
02/24 17:00:00 | 02 | 24 | 17 | USA_ID_Boise-AP-Gowen-Field-ANGB.726810_AMY_2024EPW | 60.4925 | 48.943 | 0 | 91.3411 | 0 | 70.0407 | 30.169 | 0 | 919.0733 | 0 | 0 | 889.2393
02/24 18:00:00 | 02 | 24 | 18 | USA_ID_Boise-AP-Gowen-Field-ANGB.726810_AMY_2024EPW | 60.08 | 48.943 | 0 | 82.857 | 0 | 70.1009 | 30.6564 | 0 | 799.5606 | 0 | 0 | 1017.4958
02/24 19:00:00 | 02 | 24 | 19 | USA_ID_Boise-AP-Gowen-Field-ANGB.726810_AMY_2024EPW | 59.495 | 48.943 | 0 | 76.2958 | 0 | 70.1095 | 63.6528 | 0 | 1605.8162 | 0 | 0 | 1283.1815
02/24 20:00:00 | 02 | 24 | 20 | USA_ID_Boise-AP-Gowen-Field-ANGB.726810_AMY_2024EPW | 55.7825 | 48.943 | 0 | 59.8262 | 0 | 70.0858 | 106.6653 | 0 | 2545.1795 | 0 | 0 | 1929.9931
02/24 21:00:00 | 02 | 24 | 21 | USA_ID_Boise-AP-Gowen-Field-ANGB.726810_AMY_2024EPW | 49.2575 | 48.943 | 0 | 55.7098 | 0 | 70.1325 | 100.6416 | 0 | 2364.7388 | 0 | 34.7395 | 2249.866
02/24 22:00:00 | 02 | 24 | 22 | USA_ID_Boise-AP-Gowen-Field-ANGB.726810_AMY_2024EPW | 45.455 | 48.943 | 0 | 66.2869 | 0 | 70.0772 | 77.3244 | 0 | 1929.6027 | 0 | 79.3446 | 1674.6415
02/24 23:00:00 | 02 | 24 | 23 | USA_ID_Boise-AP-Gowen-Field-ANGB.726810_AMY_2024EPW | 44.96 | 48.943 | 0 | 63.8539 | 0 | 70.1038 | 86.804 | 0 | 2187.586 | 0 | 66.737 | 1741.4255
02/24 24:00:00 | 02 | 24 | 24 | USA_ID_Boise-AP-Gowen-Field-ANGB.726810_AMY_2024EPW | 43.8875 | 48.943 | 0 | 55.5252 | 0 | 70.1067 | 92.7473 | 0 | 2243.9123 | 0 | 69.0906 | 2519.5244
02/25 01:00:00 | 02 | 25 | 01 | USA_ID_Boise-AP-Gowen-Field-ANGB.726810_AMY_2024EPW | 42.4925 | 49.0063 | 0 | 113.7672 | 0 | 70.0653 | 99.8703 | 0 | 2280.7146 | 0 | 79.8505 | 3270.3529
02/25 02:00:00 | 02 | 25 | 02 | USA_ID_Boise-AP-Gowen-Field-ANGB.726810_AMY_2024EPW | 42.08 | 49.0063 | 0 | 111.4969 | 0 | 70.0647 | 100.0643 | 0 | 2294.504 | 0 | 78.1601 | 3336.6602
02/25 03:00:00 | 02 | 25 | 03 | USA_ID_Boise-AP-Gowen-Field-ANGB.726810_AMY_2024EPW | 41.495 | 49.0063 | 0 | 104.6987 | 0 | 70.0613 | 100.5827 | 0 | 2298.6678 | 11.2719 | 73.6439 | 3669.0291
02/25 04:00:00 | 02 | 25 | 04 | USA_ID_Boise-AP-Gowen-Field-ANGB.726810_AMY_2024EPW | 40.415 | 49.0063 | 0 | 101.7017 | 0 | 70.061 | 146.6533 | 0 | 2752.5458 | 202.6657 | 40.3598 | 5129.7132
02/25 05:00:00 | 02 | 25 | 05 | USA_ID_Boise-AP-Gowen-Field-ANGB.726810_AMY_2024EPW | 39.4325 | 49.0063 | 0 | 103.0327 | 0 | 70.0932 | 136.5955 | 0 | 2725.9715 | 181.6219 | 41.6667 | 4191.4839
02/25 06:00:00 | 02 | 25 | 06 | USA_ID_Boise-AP-Gowen-Field-ANGB.726810_AMY_2024EPW | 39.02 | 49.0063 | 0 | 100.1945 | 0 | 70.0894 | 153.2802 | 0 | 2922.4459 | 193.7539 | 31.291 | 5015.203
02/25 07:00:00 | 02 | 25 | 07 | USA_ID_Boise-AP-Gowen-Field-ANGB.726810_AMY_2024EPW | 38.435 | 49.0063 | 0 | 100.5491 | 0 | 70.0291 | 128.2986 | 0 | 2581.8116 | 191.091 | 25.7334 | 4667.0239
02/25 08:00:00 | 02 | 25 | 08 | USA_ID_Boise-AP-Gowen-Field-ANGB.726810_AMY_2024EPW | 37.4525 | 49.0063 | 0 | 107.5533 | 0 | 70.0271 | 128.8017 | 0 | 2564.085 | 209.7547 | 28.4432 | 4833.382
02/25 09:00:00 | 02 | 25 | 09 | USA_ID_Boise-AP-Gowen-Field-ANGB.726810_AMY_2024EPW | 37.04 | 49.0063 | 0 | 119.388 | 0 | 70.0869 | 149.3403 | 0 | 2822.2346 | 231.7876 | 23.5142 | 5736.0458
02/25 10:00:00 | 02 | 25 | 10 | USA_ID_Boise-AP-Gowen-Field-ANGB.726810_AMY_2024EPW | 40.2575 | 49.0063 | 0 | 143.8354 | 0 | 70.0354 | 118.8291 | 0 | 2540.1328 | 136.3851 | 36.3633 | 4023.5774
02/25 11:00:00 | 02 | 25 | 11 | USA_ID_Boise-AP-Gowen-Field-ANGB.726810_AMY_2024EPW | 45.71 | 49.0063 | 0 | 142.2467 | 0 | 70.0442 | 105.4209 | 0 | 2672.0989 | 0 | 46.8597 | 2360.3846
02/25 12:00:00 | 02 | 25 | 12 | USA_ID_Boise-AP-Gowen-Field-ANGB.726810_AMY_2024EPW | 51.2375 | 49.0063 | 0 | 173.3196 | 0 | 70.0179 | 86.6646 | 0 | 2321.3214 | 0 | 17.8953 | 1737.0607
02/25 13:00:00 | 02 | 25 | 13 | USA_ID_Boise-AP-Gowen-Field-ANGB.726810_AMY_2024EPW | 56.105 | 49.0063 | 0 | 205.5587 | 0 | 70.0212 | 60.9568 | 0 | 1832.5807 | 0 | 0 | 1243.8357
02/25 14:00:00 | 02 | 25 | 14 | USA_ID_Boise-AP-Gowen-Field-ANGB.726810_AMY_2024EPW | 58.505 | 49.0063 | 0 | 171.3956 | 0 | 70.04 | 55.209 | 0 | 1672.1416 | 0 | 0 | 1558.9122
02/25 15:00:00 | 02 | 25 | 15 | USA_ID_Boise-AP-Gowen-Field-ANGB.726810_AMY_2024EPW | 60.0725 | 49.0063 | 0 | 157.9444 | 0 | 70.0252 | 40.813 | 0 | 1385.7704 | 0 | 0 | 1003.8688
02/25 16:00:00 | 02 | 25 | 16 | USA_ID_Boise-AP-Gowen-Field-ANGB.726810_AMY_2024EPW | 60.98 | 49.0063 | 0 | 180.316 | 0 | 70.0383 | 32.5889 | 0 | 1085.2663 | 0 | 0 | 893.7119
02/25 17:00:00 | 02 | 25 | 17 | USA_ID_Boise-AP-Gowen-Field-ANGB.726810_AMY_2024EPW | 61.565 | 49.0063 | 0 | 219.0002 | 0 | 70.0668 | 27.5411 | 0 | 817.4862 | 0 | 0 | 893.7598
02/25 18:00:00 | 02 | 25 | 18 | USA_ID_Boise-AP-Gowen-Field-ANGB.726810_AMY_2024EPW | 60.9875 | 49.0063 | 0 | 198.6588 | 0 | 70.1124 | 36.1918 | 0 | 924.2385 | 0 | 0 | 1247.1185
02/25 19:00:00 | 02 | 25 | 19 | USA_ID_Boise-AP-Gowen-Field-ANGB.726810_AMY_2024EPW | 58.91 | 49.0063 | 0 | 182.9276 | 0 | 70.1097 | 58.1386 | 0 | 1424.8534 | 0 | 0 | 1466.7494
02/25 20:00:00 | 02 | 25 | 20 | USA_ID_Boise-AP-Gowen-Field-ANGB.726810_AMY_2024EPW | 57.92 | 49.0063 | 0 | 143.4398 | 0 | 70.0973 | 89.0234 | 0 | 2141.2446 | 0 | 0 | 1390.8338
02/25 21:00:00 | 02 | 25 | 21 | USA_ID_Boise-AP-Gowen-Field-ANGB.726810_AMY_2024EPW | 57.92 | 49.0063 | 0 | 133.5704 | 0 | 70.102 | 55.6949 | 0 | 1469.2573 | 0 | 0 | 1525.3691
02/25 22:00:00 | 02 | 25 | 22 | USA_ID_Boise-AP-Gowen-Field-ANGB.726810_AMY_2024EPW | 56.36 | 49.0063 | 0 | 158.93 | 0 | 70.1771 | 72.6258 | 0 | 1862.5436 | 0 | 0 | 689.8305
02/25 23:00:00 | 02 | 25 | 23 | USA_ID_Boise-AP-Gowen-Field-ANGB.726810_AMY_2024EPW | 53.9675 | 49.0063 | 0 | 153.0968 | 0 | 70.1128 | 69.7679 | 0 | 1747.1737 | 0 | 0 | 1104.1811
02/25 24:00:00 | 02 | 25 | 24 | USA_ID_Boise-AP-Gowen-Field-ANGB.726810_AMY_2024EPW | 51.9875 | 49.0063 | 0 | 133.1278 | 0 | 70.0373 | 45.3123 | 0 | 1414.0614 | 0 | 0 | 1343.2714
02/26 01:00:00 | 02 | 26 | 01 | USA_ID_Boise-AP-Gowen-Field-ANGB.726810_AMY_2024EPW | 50.495 | 49.0733 | 0 | 51.7991 | 0 | 70.0395 | 50.6361 | 0 | 1532.7183 | 0 | 0 | 1453.4705
02/26 02:00:00 | 02 | 26 | 02 | USA_ID_Boise-AP-Gowen-Field-ANGB.726810_AMY_2024EPW | 50.585 | 49.0733 | 0 | 50.7654 | 0 | 70.1163 | 69.4784 | 0 | 1857.2977 | 0 | 0 | 1362.285
02/26 03:00:00 | 02 | 26 | 03 | USA_ID_Boise-AP-Gowen-Field-ANGB.726810_AMY_2024EPW | 51.08 | 49.0733 | 0 | 47.6701 | 0 | 70.0977 | 74.3683 | 0 | 1925.424 | 0 | 0 | 1493.1046
02/26 04:00:00 | 02 | 26 | 04 | USA_ID_Boise-AP-Gowen-Field-ANGB.726810_AMY_2024EPW | 51.5675 | 49.0733 | 0 | 46.3056 | 0 | 70.0926 | 58.829 | 0 | 1621.5823 | 0 | 0 | 1138.9714
02/26 05:00:00 | 02 | 26 | 05 | USA_ID_Boise-AP-Gowen-Field-ANGB.726810_AMY_2024EPW | 50.9075 | 49.0733 | 0 | 46.9115 | 0 | 70.0135 | 47.5882 | 0 | 1501.0485 | 0 | 0 | 933.1481
02/26 06:00:00 | 02 | 26 | 06 | USA_ID_Boise-AP-Gowen-Field-ANGB.726810_AMY_2024EPW | 49.415 | 49.0733 | 0 | 45.6193 | 0 | 70.0651 | 75.9968 | 0 | 2179.844 | 0 | 59.2584 | 1424.3483
02/26 07:00:00 | 02 | 26 | 07 | USA_ID_Boise-AP-Gowen-Field-ANGB.726810_AMY_2024EPW | 48.92 | 49.0733 | 0 | 45.7807 | 0 | 70.1013 | 83.331 | 0 | 2192.4177 | 0 | 64.2177 | 1395.776
02/26 08:00:00 | 02 | 26 | 08 | USA_ID_Boise-AP-Gowen-Field-ANGB.726810_AMY_2024EPW | 48.92 | 49.0733 | 0 | 48.9698 | 0 | 70.0906 | 82.6631 | 0 | 2095.6243 | 0 | 73.2133 | 1648.622
02/26 09:00:00 | 02 | 26 | 09 | USA_ID_Boise-AP-Gowen-Field-ANGB.726810_AMY_2024EPW | 49.505 | 49.0733 | 0 | 54.3583 | 0 | 70.0721 | 73.8026 | 0 | 1979.1998 | 0 | 73.864 | 1232.3161
02/26 10:00:00 | 02 | 26 | 10 | USA_ID_Boise-AP-Gowen-Field-ANGB.726810_AMY_2024EPW | 47.27 | 49.0733 | 0 | 65.4893 | 0 | 70.1129 | 107.8186 | 0 | 2791.0669 | 0 | 37.5802 | 3498.1839
02/26 11:00:00 | 02 | 26 | 11 | USA_ID_Boise-AP-Gowen-Field-ANGB.726810_AMY_2024EPW | 43.8875 | 49.0733 | 0 | 64.766 | 0 | 70.0786 | 125.7413 | 0 | 3094.3321 | 0 | 41.6667 | 2502.6473
02/26 12:00:00 | 02 | 26 | 12 | USA_ID_Boise-AP-Gowen-Field-ANGB.726810_AMY_2024EPW | 42.98 | 49.0733 | 0 | 78.9137 | 0 | 70.05 | 97.712 | 0 | 2494.5318 | 0 | 55.654 | 2230.7451
02/26 13:00:00 | 02 | 26 | 13 | USA_ID_Boise-AP-Gowen-Field-ANGB.726810_AMY_2024EPW | 43.565 | 49.0733 | 0 | 93.5924 | 0 | 70.1108 | 89.2017 | 0 | 2519.8182 | 0 | 45.2387 | 1770.0314
02/26 14:00:00 | 02 | 26 | 14 | USA_ID_Boise-AP-Gowen-Field-ANGB.726810_AMY_2024EPW | 41.33 | 49.0733 | 0 | 78.0377 | 0 | 70.0674 | 153.8706 | 0 | 3387.6329 | 1.7034 | 33.2715 | 5460.1822
02/26 15:00:00 | 02 | 26 | 15 | USA_ID_Boise-AP-Gowen-Field-ANGB.726810_AMY_2024EPW | 36.29 | 49.0733 | 0 | 71.9133 | 0 | 70.0198 | 149.7261 | 0 | 3263.591 | 7.6295 | 33.3333 | 5861.1562
02/26 16:00:00 | 02 | 26 | 16 | USA_ID_Boise-AP-Gowen-Field-ANGB.726810_AMY_2024EPW | 35.0525 | 49.0733 | 0 | 82.0992 | 0 | 70.0341 | 131.064 | 0 | 2909.5979 | 13.6865 | 47.2222 | 3863.93
02/26 17:00:00 | 02 | 26 | 17 | USA_ID_Boise-AP-Gowen-Field-ANGB.726810_AMY_2024EPW | 37.6175 | 49.0733 | 0 | 99.7124 | 0 | 70.0902 | 120.9841 | 0 | 2835.4645 | 1.9628 | 47.2222 | 2947.9425
02/26 18:00:00 | 02 | 26 | 18 | USA_ID_Boise-AP-Gowen-Field-ANGB.726810_AMY_2024EPW | 38.435 | 49.0733 | 0 | 90.4508 | 0 | 70.0534 | 110.3788 | 0 | 2715.9249 | 0.098676 | 36.253 | 3639.9707
02/26 19:00:00 | 02 | 26 | 19 | USA_ID_Boise-AP-Gowen-Field-ANGB.726810_AMY_2024EPW | 36.8675 | 49.0733 | 0 | 83.2883 | 0 | 70.0812 | 150.168 | 0 | 3329.7508 | 1.7268 | 27.7778 | 5534.5231
02/26 20:00:00 | 02 | 26 | 20 | USA_ID_Boise-AP-Gowen-Field-ANGB.726810_AMY_2024EPW | 35.4725 | 49.0733 | 0 | 65.3092 | 0 | 70.0453 | 152.9543 | 0 | 3202.9029 | 70.7508 | 30.5556 | 6152.0264
02/26 21:00:00 | 02 | 26 | 21 | USA_ID_Boise-AP-Gowen-Field-ANGB.726810_AMY_2024EPW | 34.475 | 49.0733 | 0 | 60.8156 | 0 | 70.0578 | 154.8542 | 0 | 3084.3433 | 124.9363 | 36.1111 | 5423.1168
02/26 22:00:00 | 02 | 26 | 22 | USA_ID_Boise-AP-Gowen-Field-ANGB.726810_AMY_2024EPW | 32.9075 | 49.0733 | 0 | 72.362 | 0 | 70.0476 | 151.9466 | 0 | 3049.0899 | 137.4739 | 30.5556 | 5342.4329
02/26 23:00:00 | 02 | 26 | 23 | USA_ID_Boise-AP-Gowen-Field-ANGB.726810_AMY_2024EPW | 32 | 49.0733 | 0 | 69.7061 | 0 | 70.0482 | 149.1431 | 0 | 2978.4247 | 139.9449 | 38.8889 | 5650.2879
02/26 24:00:00 | 02 | 26 | 24 | USA_ID_Boise-AP-Gowen-Field-ANGB.726810_AMY_2024EPW | 30.9275 | 49.0733 | 0 | 60.6141 | 0 | 70.0262 | 131.339 | 0 | 2838.8595 | 128.6332 | 26.9625 | 4937.3038
02/27 01:00:00 | 02 | 27 | 01 | USA_ID_Boise-AP-Gowen-Field-ANGB.726810_AMY_2024EPW | 31.0925 | 49.1439 | 0 | 49.1438 | 0 | 70.0479 | 160.9882 | 0 | 3170.8001 | 150.8647 | 30.5556 | 6839.7863
02/27 02:00:00 | 02 | 27 | 02 | USA_ID_Boise-AP-Gowen-Field-ANGB.726810_AMY_2024EPW | 31.415 | 49.1439 | 0 | 48.163 | 0 | 70.0575 | 161.0407 | 0 | 3170.4923 | 151.5791 | 30.5556 | 6591.8557
02/27 03:00:00 | 02 | 27 | 03 | USA_ID_Boise-AP-Gowen-Field-ANGB.726810_AMY_2024EPW | 30.92 | 49.1439 | 0 | 45.2265 | 0 | 70.0341 | 162.5961 | 0 | 3171.3334 | 139.8196 | 33.3333 | 6995.3161
02/27 04:00:00 | 02 | 27 | 04 | USA_ID_Boise-AP-Gowen-Field-ANGB.726810_AMY_2024EPW | 30.4325 | 49.1439 | 0 | 43.9319 | 0 | 70.0286 | 162.5961 | 0 | 3180.0051 | 136.2172 | 33.3333 | 7343.9037
02/27 05:00:00 | 02 | 27 | 05 | USA_ID_Boise-AP-Gowen-Field-ANGB.726810_AMY_2024EPW | 28.9475 | 49.1439 | 0 | 44.5068 | 0 | 69.996 | 123.1944 | 0 | 2810.5468 | 113.8319 | 25 | 5122.4882
02/27 06:00:00 | 02 | 27 | 06 | USA_ID_Boise-AP-Gowen-Field-ANGB.726810_AMY_2024EPW | 28.04 | 49.1439 | 0 | 43.2808 | 0 | 70.0233 | 162.5961 | 0 | 3218.4723 | 120.3728 | 33.3333 | 7623.4522
02/27 07:00:00 | 02 | 27 | 07 | USA_ID_Boise-AP-Gowen-Field-ANGB.726810_AMY_2024EPW | 27.455 | 49.1439 | 0 | 43.4339 | 0 | 70.0085 | 162.5961 | 0 | 3249.9085 | 105.4101 | 33.3333 | 7830.8922
02/27 08:00:00 | 02 | 27 | 08 | USA_ID_Boise-AP-Gowen-Field-ANGB.726810_AMY_2024EPW | 26.96 | 49.1439 | 0 | 46.4595 | 0 | 70.0431 | 137.7769 | 0 | 3188.7102 | 98.3474 | 8.3333 | 6164.3044
02/27 09:00:00 | 02 | 27 | 09 | USA_ID_Boise-AP-Gowen-Field-ANGB.726810_AMY_2024EPW | 26.96 | 49.1439 | 0 | 51.5718 | 0 | 70.0105 | 162.5961 | 0 | 3302.4783 | 79.9086 | 33.3333 | 7659.5874
02/27 10:00:00 | 02 | 27 | 10 | USA_ID_Boise-AP-Gowen-Field-ANGB.726810_AMY_2024EPW | 28.6175 | 49.1439 | 0 | 62.1322 | 0 | 70.0194 | 154.3697 | 0 | 3172.0772 | 56.2492 | 41.6667 | 6565.8221
02/27 11:00:00 | 02 | 27 | 11 | USA_ID_Boise-AP-Gowen-Field-ANGB.726810_AMY_2024EPW | 31.0925 | 49.1439 | 0 | 61.446 | 0 | 70.0059 | 147.405 | 0 | 3249.899 | 30.587 | 33.3333 | 5691.0886
02/27 12:00:00 | 02 | 27 | 12 | USA_ID_Boise-AP-Gowen-Field-ANGB.726810_AMY_2024EPW | 33.0725 | 49.1439 | 0 | 74.8685 | 0 | 70.0161 | 132.5048 | 0 | 3146.8297 | 1.3958 | 16.6667 | 4964.011
02/27 13:00:00 | 02 | 27 | 13 | USA_ID_Boise-AP-Gowen-Field-ANGB.726810_AMY_2024EPW | 35.0525 | 49.1439 | 0 | 88.7947 | 0 | 70.0058 | 159.3373 | 0 | 3495.6093 | 0.12183 | 23.1994 | 6807.8702
02/27 14:00:00 | 02 | 27 | 14 | USA_ID_Boise-AP-Gowen-Field-ANGB.726810_AMY_2024EPW | 36.545 | 49.1439 | 0 | 74.0374 | 0 | 70.0128 | 158.2638 | 0 | 3449.1703 | 0.12068 | 25 | 6916.8575
02/27 15:00:00 | 02 | 27 | 15 | USA_ID_Boise-AP-Gowen-Field-ANGB.726810_AMY_2024EPW | 38.1125 | 49.1439 | 0 | 68.2269 | 0 | 70.043 | 135.1711 | 0 | 3047.2822 | 0.11101 | 22.2825 | 5473.3304
02/27 16:00:00 | 02 | 27 | 16 | USA_ID_Boise-AP-Gowen-Field-ANGB.726810_AMY_2024EPW | 40.0925 | 49.1439 | 0 | 77.8907 | 0 | 70.0432 | 105.9464 | 0 | 2552.5696 | 0.097214 | 26.9111 | 3990.1077
02/27 17:00:00 | 02 | 27 | 17 | USA_ID_Boise-AP-Gowen-Field-ANGB.726810_AMY_2024EPW | 40.415 | 49.1439 | 0 | 94.601 | 0 | 70.0441 | 138.8029 | 0 | 3052.999 | 0.10953 | 33.4227 | 4703.9763
02/27 18:00:00 | 02 | 27 | 18 | USA_ID_Boise-AP-Gowen-Field-ANGB.726810_AMY_2024EPW | 40.505 | 49.1439 | 0 | 85.8142 | 0 | 70.0159 | 92.8358 | 0 | 2194.9674 | 0.079241 | 72.9089 | 2591.4523
02/27 19:00:00 | 02 | 27 | 19 | USA_ID_Boise-AP-Gowen-Field-ANGB.726810_AMY_2024EPW | 39.9275 | 49.1439 | 0 | 79.0188 | 0 | 70.0485 | 105.7987 | 0 | 2511.7263 | 19.6619 | 51.4203 | 3542.0611
02/27 20:00:00 | 02 | 27 | 20 | USA_ID_Boise-AP-Gowen-Field-ANGB.726810_AMY_2024EPW | 39.02 | 49.1439 | 0 | 61.9614 | 0 | 70.1393 | 134.7959 | 0 | 2971.6863 | 93.0687 | 27.33 | 4744.7145
02/27 21:00:00 | 02 | 27 | 21 | USA_ID_Boise-AP-Gowen-Field-ANGB.726810_AMY_2024EPW | 37.9475 | 49.1439 | 0 | 57.6981 | 0 | 70.1078 | 122.0173 | 0 | 2752.4201 | 72.4874 | 42.8339 | 4117.3784
02/27 22:00:00 | 02 | 27 | 22 | USA_ID_Boise-AP-Gowen-Field-ANGB.726810_AMY_2024EPW | 36.455 | 49.1439 | 0 | 68.6526 | 0 | 70.0784 | 137.2129 | 0 | 2954.8929 | 45.3286 | 38.49 | 4254.0234
02/27 23:00:00 | 02 | 27 | 23 | USA_ID_Boise-AP-Gowen-Field-ANGB.726810_AMY_2024EPW | 35.96 | 49.1439 | 0 | 66.1329 | 0 | 70.0614 | 154.235 | 0 | 3268.8388 | 48.2838 | 33.3333 | 4874.3098
02/27 24:00:00 | 02 | 27 | 24 | USA_ID_Boise-AP-Gowen-Field-ANGB.726810_AMY_2024EPW | 35.4725 | 49.1439 | 0 | 57.5069 | 0 | 70.0765 | 157.6519 | 0 | 3283.4453 | 61.5407 | 30.5556 | 5251.2135
02/28 01:00:00 | 02 | 28 | 01 | USA_ID_Boise-AP-Gowen-Field-ANGB.726810_AMY_2024EPW | 35.06 | 49.2181 | 0 | 49.6863 | 0 | 70.0352 | 130.7964 | 0 | 2855.9853 | 109.3063 | 25 | 5194.8174
02/28 02:00:00 | 02 | 28 | 02 | USA_ID_Boise-AP-Gowen-Field-ANGB.726810_AMY_2024EPW | 35.5475 | 49.2181 | 0 | 48.6948 | 0 | 70.0558 | 160.8241 | 0 | 3160.4713 | 130.5934 | 33.3333 | 6113.6846
02/28 03:00:00 | 02 | 28 | 03 | USA_ID_Boise-AP-Gowen-Field-ANGB.726810_AMY_2024EPW | 35.4725 | 49.2181 | 0 | 45.7258 | 0 | 70.0295 | 162.5961 | 0 | 3199.996 | 117.5253 | 33.3333 | 6944.5724
02/28 04:00:00 | 02 | 28 | 04 | USA_ID_Boise-AP-Gowen-Field-ANGB.726810_AMY_2024EPW | 35.06 | 49.2181 | 0 | 44.4169 | 0 | 70.0272 | 162.5961 | 0 | 3125.1326 | 155.835 | 33.3333 | 7322.5213
02/28 05:00:00 | 02 | 28 | 05 | USA_ID_Boise-AP-Gowen-Field-ANGB.726810_AMY_2024EPW | 35.5475 | 49.2181 | 0 | 44.9982 | 0 | 70.0075 | 162.5961 | 0 | 3084.399 | 175.0779 | 33.3333 | 8108.8537
02/28 06:00:00 | 02 | 28 | 06 | USA_ID_Boise-AP-Gowen-Field-ANGB.726810_AMY_2024EPW | 35.4725 | 49.2181 | 0 | 43.7586 | 0 | 70.0108 | 162.5961 | 0 | 3066.9541 | 184.0866 | 33.3333 | 8193.654
02/28 07:00:00 | 02 | 28 | 07 | USA_ID_Boise-AP-Gowen-Field-ANGB.726810_AMY_2024EPW | 35.06 | 49.2181 | 0 | 43.9135 | 0 | 70.009 | 149.4011 | 0 | 2871.4948 | 176.5434 | 41.6667 | 5870.5947
02/28 08:00:00 | 02 | 28 | 08 | USA_ID_Boise-AP-Gowen-Field-ANGB.726810_AMY_2024EPW | 35.06 | 49.2181 | 0 | 46.9725 | 0 | 70.0197 | 162.5711 | 0 | 3106.7355 | 164.8256 | 33.3333 | 7256.3464
02/28 09:00:00 | 02 | 28 | 09 | USA_ID_Boise-AP-Gowen-Field-ANGB.726810_AMY_2024EPW | 35.5475 | 49.2181 | 0 | 52.1411 | 0 | 70.0183 | 162.5961 | 0 | 3186.3883 | 124.4552 | 33.3333 | 7394.6125
02/28 10:00:00 | 02 | 28 | 10 | USA_ID_Boise-AP-Gowen-Field-ANGB.726810_AMY_2024EPW | 37.0325 | 49.2181 | 0 | 62.8182 | 0 | 70.0079 | 134.7074 | 0 | 2988.2839 | 79.0863 | 16.6667 | 5330.3614
02/28 11:00:00 | 02 | 28 | 11 | USA_ID_Boise-AP-Gowen-Field-ANGB.726810_AMY_2024EPW | 39.0125 | 49.2181 | 0 | 62.1243 | 0 | 70.0235 | 135.508 | 0 | 2988.5292 | 39.1362 | 19.2973 | 6001.6701
02/28 12:00:00 | 02 | 28 | 12 | USA_ID_Boise-AP-Gowen-Field-ANGB.726810_AMY_2024EPW | 42.1625 | 49.2181 | 0 | 75.6951 | 0 | 70.0397 | 128.602 | 0 | 3038.0103 | 3.8925 | 17.0183 | 4931.091
02/28 13:00:00 | 02 | 28 | 13 | USA_ID_Boise-AP-Gowen-Field-ANGB.726810_AMY_2024EPW | 45.1325 | 49.2181 | 0 | 89.775 | 0 | 70.0298 | 107.24 | 0 | 2715.6534 | 0 | 15.6412 | 3712.2931
02/28 14:00:00 | 02 | 28 | 14 | USA_ID_Boise-AP-Gowen-Field-ANGB.726810_AMY_2024EPW | 47.6 | 49.2181 | 0 | 74.8548 | 0 | 70.0439 | 104.4903 | 0 | 2537.1905 | 0 | 39.5981 | 2854.5802
02/28 15:00:00 | 02 | 28 | 15 | USA_ID_Boise-AP-Gowen-Field-ANGB.726810_AMY_2024EPW | 48.92 | 49.2181 | 0 | 68.9801 | 0 | 70.0638 | 132.2674 | 0 | 3138.2616 | 0 | 36.2951 | 3030.1767
02/28 16:00:00 | 02 | 28 | 16 | USA_ID_Boise-AP-Gowen-Field-ANGB.726810_AMY_2024EPW | 49.505 | 49.2181 | 0 | 78.7506 | 0 | 70.0391 | 111.735 | 0 | 2729.9319 | 0 | 46.0762 | 2403.4462
02/28 17:00:00 | 02 | 28 | 17 | USA_ID_Boise-AP-Gowen-Field-ANGB.726810_AMY_2024EPW | 50 | 49.2181 | 0 | 95.6454 | 0 | 70.086 | 107.6928 | 0 | 2789.3485 | 0 | 0 | 2443.9138
02/28 18:00:00 | 02 | 28 | 18 | USA_ID_Boise-AP-Gowen-Field-ANGB.726810_AMY_2024EPW | 48.9275 | 49.2181 | 0 | 86.7616 | 0 | 70.0911 | 115.5046 | 0 | 2930.0977 | 0 | 41.6667 | 2240.9463
02/28 19:00:00 | 02 | 28 | 19 | USA_ID_Boise-AP-Gowen-Field-ANGB.726810_AMY_2024EPW | 48.02 | 49.2181 | 0 | 79.8912 | 0 | 70.0999 | 100.3233 | 0 | 2670.9649 | 0 | 40.6601 | 1899.6303
02/28 20:00:00 | 02 | 28 | 20 | USA_ID_Boise-AP-Gowen-Field-ANGB.726810_AMY_2024EPW | 48.02 | 49.2181 | 0 | 62.6455 | 0 | 70.1048 | 103.9462 | 0 | 2710.5763 | 0 | 41.6667 | 2211.5285
02/28 21:00:00 | 02 | 28 | 21 | USA_ID_Boise-AP-Gowen-Field-ANGB.726810_AMY_2024EPW | 47.435 | 49.2181 | 0 | 58.3351 | 0 | 70.1074 | 92.4058 | 0 | 2595.9244 | 0 | 41.6667 | 1623.3575
02/28 22:00:00 | 02 | 28 | 22 | USA_ID_Boise-AP-Gowen-Field-ANGB.726810_AMY_2024EPW | 47.525 | 49.2181 | 0 | 69.4106 | 0 | 70.1026 | 97.9416 | 0 | 2618.5933 | 0 | 41.9482 | 1921.0423
02/28 23:00:00 | 02 | 28 | 23 | USA_ID_Boise-AP-Gowen-Field-ANGB.726810_AMY_2024EPW | 48.02 | 49.2181 | 0 | 66.863 | 0 | 70.1324 | 109.5762 | 0 | 2901.4362 | 0 | 33.3333 | 2225.1122
02/28 24:00:00 | 02 | 28 | 24 | USA_ID_Boise-AP-Gowen-Field-ANGB.726810_AMY_2024EPW | 48.5075 | 49.2181 | 0 | 58.1418 | 0 | 70.0421 | 105.6829 | 0 | 2659.3821 | 0 | 48.6927 | 2221.7519
03/01 01:00:00 | 03 | 01 | 01 | USA_ID_Boise-AP-Gowen-Field-ANGB.726810_AMY_2024EPW | 42.9725 | 49.2959 | 0 | 74.1678 | 0 | 70.0996 | 108.842 | 0 | 2641.8453 | 43.2153 | 37.8407 | 3308.3113
03/01 02:00:00 | 03 | 01 | 02 | USA_ID_Boise-AP-Gowen-Field-ANGB.726810_AMY_2024EPW | 36.8675 | 49.2959 | 0 | 72.6877 | 0 | 70.1117 | 143.3121 | 0 | 2954.8432 | 156.3025 | 27.4445 | 5108.6107
03/01 03:00:00 | 03 | 01 | 03 | USA_ID_Boise-AP-Gowen-Field-ANGB.726810_AMY_2024EPW | 35.96 | 49.2959 | 0 | 68.2558 | 0 | 70.0808 | 145.0899 | 0 | 2879.506 | 162.113 | 31.4556 | 4905.7017
03/01 04:00:00 | 03 | 01 | 04 | USA_ID_Boise-AP-Gowen-Field-ANGB.726810_AMY_2024EPW | 37.0325 | 49.2959 | 0 | 66.302 | 0 | 70.0577 | 129.6493 | 0 | 2679.6353 | 144.6056 | 35.535 | 4021.7138
03/01 05:00:00 | 03 | 01 | 05 | USA_ID_Boise-AP-Gowen-Field-ANGB.726810_AMY_2024EPW | 37.94 | 49.2959 | 0 | 67.1697 | 0 | 70.0779 | 143.4937 | 0 | 2961.9989 | 143.0981 | 33.3333 | 4637.2901
03/01 06:00:00 | 03 | 01 | 06 | USA_ID_Boise-AP-Gowen-Field-ANGB.726810_AMY_2024EPW | 37.94 | 49.2959 | 0 | 65.3193 | 0 | 70.0551 | 149.1153 | 0 | 2981.5468 | 137.9883 | 30.5556 | 4887.6667
03/01 07:00:00 | 03 | 01 | 07 | USA_ID_Boise-AP-Gowen-Field-ANGB.726810_AMY_2024EPW | 38.525 | 49.2959 | 0 | 65.5505 | 0 | 70.1011 | 154.5285 | 0 | 3068.5829 | 129.1023 | 30.0982 | 4851.141
03/01 08:00:00 | 03 | 01 | 08 | USA_ID_Boise-AP-Gowen-Field-ANGB.726810_AMY_2024EPW | 38.435 | 49.2959 | 0 | 70.1168 | 0 | 70.0238 | 129.2142 | 0 | 2769.629 | 106.4701 | 29.1347 | 4800.2687
03/01 09:00:00 | 03 | 01 | 09 | USA_ID_Boise-AP-Gowen-Field-ANGB.726810_AMY_2024EPW | 38.525 | 49.2959 | 0 | 77.8321 | 0 | 70.0274 | 129.3946 | 0 | 2751.5656 | 124.6478 | 25.5099 | 4498.8285
03/01 10:00:00 | 03 | 01 | 10 | USA_ID_Boise-AP-Gowen-Field-ANGB.726810_AMY_2024EPW | 39.5075 | 49.2959 | 0 | 93.77 | 0 | 70.0521 | 145.8602 | 0 | 2824.4668 | 169.1859 | 36.2309 | 4586.0842
03/01 11:00:00 | 03 | 01 | 11 | USA_ID_Boise-AP-Gowen-Field-ANGB.726810_AMY_2024EPW | 39.92 | 49.2959 | 0 | 92.7343 | 0 | 70.0717 | 146.8338 | 0 | 2803.717 | 216.701 | 31.1884 | 4806.6283
03/01 12:00:00 | 03 | 01 | 12 | USA_ID_Boise-AP-Gowen-Field-ANGB.726810_AMY_2024EPW | 41.5775 | 49.2959 | 0 | 112.9915 | 0 | 70.0602 | 142.7211 | 0 | 3069.3702 | 77.5881 | 28.9929 | 4143.244
03/01 13:00:00 | 03 | 01 | 13 | USA_ID_Boise-AP-Gowen-Field-ANGB.726810_AMY_2024EPW | 44.6375 | 49.2959 | 0 | 134.009 | 0 | 70.0444 | 109.672 | 0 | 2732.2613 | 0 | 43.6788 | 2705.3172
03/01 14:00:00 | 03 | 01 | 14 | USA_ID_Boise-AP-Gowen-Field-ANGB.726810_AMY_2024EPW | 47.6 | 49.2959 | 0 | 111.7372 | 0 | 70.0516 | 89.8137 | 0 | 2392.5769 | 0 | 58.2624 | 2068.6035
03/01 15:00:00 | 03 | 01 | 15 | USA_ID_Boise-AP-Gowen-Field-ANGB.726810_AMY_2024EPW | 50.09 | 49.2959 | 0 | 102.968 | 0 | 70.0476 | 98.4586 | 0 | 2535.8423 | 0 | 18.3441 | 2088.6662
03/01 16:00:00 | 03 | 01 | 16 | USA_ID_Boise-AP-Gowen-Field-ANGB.726810_AMY_2024EPW | 47.2775 | 49.2959 | 0 | 117.5526 | 0 | 70.117 | 115.0113 | 0 | 2854.4596 | 0 | 37.1688 | 3673.8981
03/01 17:00:00 | 03 | 01 | 17 | USA_ID_Boise-AP-Gowen-Field-ANGB.726810_AMY_2024EPW | 45.1325 | 49.2959 | 0 | 142.7719 | 0 | 70.0567 | 101.9184 | 0 | 2391.8155 | 0 | 62.0062 | 3167.3677
03/01 18:00:00 | 03 | 01 | 18 | USA_ID_Boise-AP-Gowen-Field-ANGB.726810_AMY_2024EPW | 47.1125 | 49.2959 | 0 | 129.5108 | 0 | 70.0376 | 76.9284 | 0 | 1956.4315 | 0 | 86.146 | 1684.2065
03/01 19:00:00 | 03 | 01 | 19 | USA_ID_Boise-AP-Gowen-Field-ANGB.726810_AMY_2024EPW | 47.435 | 49.2959 | 0 | 119.2552 | 0 | 70.0723 | 102.3597 | 0 | 2497.7663 | 0 | 63.9743 | 3246.9308
03/01 20:00:00 | 03 | 01 | 20 | USA_ID_Boise-AP-Gowen-Field-ANGB.726810_AMY_2024EPW | 46.4525 | 49.2959 | 0 | 93.5121 | 0 | 70.0587 | 99.0293 | 0 | 2314.2057 | 0 | 66.3452 | 3078.9336
03/01 21:00:00 | 03 | 01 | 21 | USA_ID_Boise-AP-Gowen-Field-ANGB.726810_AMY_2024EPW | 43.31 | 49.2959 | 0 | 87.078 | 0 | 70.0869 | 119.5342 | 0 | 2827.2231 | 13.6072 | 46.3725 | 3437.5325
03/01 22:00:00 | 03 | 01 | 22 | USA_ID_Boise-AP-Gowen-Field-ANGB.726810_AMY_2024EPW | 39.9275 | 49.2959 | 0 | 103.6106 | 0 | 70.067 | 131.8119 | 0 | 2630.3871 | 166.468 | 45.3126 | 4784.5281
03/01 23:00:00 | 03 | 01 | 23 | USA_ID_Boise-AP-Gowen-Field-ANGB.726810_AMY_2024EPW | 38.435 | 49.2959 | 0 | 99.8077 | 0 | 70.0917 | 144.8103 | 0 | 2795.6094 | 214.702 | 29.0316 | 4747.9285
03/01 24:00:00 | 03 | 01 | 24 | USA_ID_Boise-AP-Gowen-Field-ANGB.726810_AMY_2024EPW | 37.4525 | 49.2959 | 0 | 86.7895 | 0 | 70.0676 | 130.4936 | 0 | 2592.1137 | 187.163 | 44.8715 | 4780.8483
03/02 01:00:00 | 03 | 02 | 01 | USA_ID_Boise-AP-Gowen-Field-ANGB.726810_AMY_2024EPW | 38.1125 | 49.3772 | 0 | 338.2847 | 0 | 70.0744 | 130.6659 | 0 | 2567.8338 | 193.0911 | 42.2235 | 4492.593
03/02 02:00:00 | 03 | 02 | 02 | USA_ID_Boise-AP-Gowen-Field-ANGB.726810_AMY_2024EPW | 40.6775 | 49.3772 | 0 | 331.5338 | 0 | 70.0496 | 130.4496 | 0 | 2712.5079 | 135.1316 | 37.7697 | 3779.9903
03/02 03:00:00 | 03 | 02 | 03 | USA_ID_Boise-AP-Gowen-Field-ANGB.726810_AMY_2024EPW | 42.5675 | 49.3772 | 0 | 311.3196 | 0 | 70.0456 | 146.3494 | 0 | 3370.5896 | 0 | 23.6381 | 4380.6176
03/02 04:00:00 | 03 | 02 | 04 | USA_ID_Boise-AP-Gowen-Field-ANGB.726810_AMY_2024EPW | 43.565 | 49.3772 | 0 | 302.4082 | 0 | 69.9988 | 152.1522 | 0 | 3536.638 | 0 | 13.0182 | 5586.4616
03/02 05:00:00 | 03 | 02 | 05 | USA_ID_Boise-AP-Gowen-Field-ANGB.726810_AMY_2024EPW | 44.06 | 49.3772 | 0 | 306.3657 | 0 | 69.9828 | 151.6094 | 0 | 3513.1056 | 0 | 9.5636 | 5565.1378
03/02 06:00:00 | 03 | 02 | 06 | USA_ID_Boise-AP-Gowen-Field-ANGB.726810_AMY_2024EPW | 43.475 | 49.3772 | 0 | 297.9263 | 0 | 69.9996 | 163.7113 | 0 | 3625.8353 | 0 | 23.6167 | 6350.1184
03/02 07:00:00 | 03 | 02 | 07 | USA_ID_Boise-AP-Gowen-Field-ANGB.726810_AMY_2024EPW | 39.1775 | 49.3772 | 0 | 298.9807 | 0 | 70.0599 | 150.5366 | 0 | 3161.1792 | 63.6529 | 36.929 | 4528.5855
03/02 08:00:00 | 03 | 02 | 08 | USA_ID_Boise-AP-Gowen-Field-ANGB.726810_AMY_2024EPW | 35.96 | 49.3772 | 0 | 319.8076 | 0 | 70.0548 | 133.1042 | 0 | 2894.4123 | 58.3497 | 36.5706 | 4028.6909
03/02 09:00:00 | 03 | 02 | 09 | USA_ID_Boise-AP-Gowen-Field-ANGB.726810_AMY_2024EPW | 34.8875 | 49.3772 | 0 | 354.9981 | 0 | 70.0545 | 129.2422 | 0 | 2923.7139 | 22.8036 | 35.6076 | 3636.1403
03/02 10:00:00 | 03 | 02 | 10 | USA_ID_Boise-AP-Gowen-Field-ANGB.726810_AMY_2024EPW | 35.0525 | 49.3772 | 0 | 427.6918 | 0 | 70.1356 | 138.1482 | 0 | 3274.853 | 0.35019 | 24.2847 | 4541.462
03/02 11:00:00 | 03 | 02 | 11 | USA_ID_Boise-AP-Gowen-Field-ANGB.726810_AMY_2024EPW | 37.0325 | 49.3772 | 0 | 422.9677 | 0 | 70.0529 | 99.9398 | 0 | 2295.0815 | 0.083619 | 64.4399 | 4561.9048
03/02 12:00:00 | 03 | 02 | 12 | USA_ID_Boise-AP-Gowen-Field-ANGB.726810_AMY_2024EPW | 39.0125 | 49.3772 | 0 | 515.3626 | 0 | 70.0561 | 101.6504 | 0 | 2296.4143 | 0.084086 | 64.3408 | 4598.2791
03/02 13:00:00 | 03 | 02 | 13 | USA_ID_Boise-AP-Gowen-Field-ANGB.726810_AMY_2024EPW | 40.505 | 49.3772 | 0 | 611.2248 | 0 | 70.0552 | 143.4159 | 0 | 3116.3709 | 0.10975 | 41.0575 | 4341.5783
03/02 14:00:00 | 03 | 02 | 14 | USA_ID_Boise-AP-Gowen-Field-ANGB.726810_AMY_2024EPW | 41 | 49.3772 | 0 | 509.6416 | 0 | 70.0617 | 135.4827 | 0 | 3087.9945 | 0.10996 | 32.746 | 3989.4991
03/02 15:00:00 | 03 | 02 | 15 | USA_ID_Boise-AP-Gowen-Field-ANGB.726810_AMY_2024EPW | 40.415 | 49.3772 | 0 | 469.6447 | 0 | 70.0607 | 90.8735 | 0 | 2319.705 | 0.49939 | 60.4944 | 2550.8672
03/02 16:00:00 | 03 | 02 | 16 | USA_ID_Boise-AP-Gowen-Field-ANGB.726810_AMY_2024EPW | 39.92 | 49.3772 | 0 | 536.1661 | 0 | 70.0434 | 117.4046 | 0 | 2676.9392 | 4.8722 | 56.191 | 2993.9603
03/02 17:00:00 | 03 | 02 | 17 | USA_ID_Boise-AP-Gowen-Field-ANGB.726810_AMY_2024EPW | 38.36 | 49.3772 | 0 | 651.193 | 0 | 70.1515 | 121.9273 | 0 | 2979.669 | 32.6899 | 27.2134 | 4574.4265
03/02 18:00:00 | 03 | 02 | 18 | USA_ID_Boise-AP-Gowen-Field-ANGB.726810_AMY_2024EPW | 37.04 | 49.3772 | 0 | 590.7081 | 0 | 70.0617 | 126.9114 | 0 | 2844.5317 | 39.26 | 43.4458 | 3507.1971
03/02 19:00:00 | 03 | 02 | 19 | USA_ID_Boise-AP-Gowen-Field-ANGB.726810_AMY_2024EPW | 37.04 | 49.3772 | 0 | 543.9316 | 0 | 70.028 | 77.5909 | 0 | 1756.9174 | 22.4482 | 93.9099 | 3008.0053
03/02 20:00:00 | 03 | 02 | 20 | USA_ID_Boise-AP-Gowen-Field-ANGB.726810_AMY_2024EPW | 35.9675 | 49.3772 | 0 | 426.5156 | 0 | 70.0638 | 122.3337 | 0 | 2833.1828 | 28.4494 | 44.8863 | 4175.8641
03/02 21:00:00 | 03 | 02 | 21 | USA_ID_Boise-AP-Gowen-Field-ANGB.726810_AMY_2024EPW | 34.475 | 49.3772 | 0 | 397.1689 | 0 | 70.1354 | 125.174 | 0 | 2997.1751 | 18.6188 | 35.9504 | 4592.9654
03/02 22:00:00 | 03 | 02 | 22 | USA_ID_Boise-AP-Gowen-Field-ANGB.726810_AMY_2024EPW | 32.9075 | 49.3772 | 0 | 472.5753 | 0 | 70.0891 | 137.5608 | 0 | 3023.9569 | 27.9355 | 38.6007 | 4947.6106
03/02 23:00:00 | 03 | 02 | 23 | USA_ID_Boise-AP-Gowen-Field-ANGB.726810_AMY_2024EPW | 32 | 49.3772 | 0 | 455.2303 | 0 | 70.0511 | 123.6548 | 0 | 2743.2654 | 35.6188 | 48.8631 | 3209.3413
03/02 24:00:00 | 03 | 02 | 24 | USA_ID_Boise-AP-Gowen-Field-ANGB.726810_AMY_2024EPW | 32 | 49.3772 | 0 | 395.8531 | 0 | 70.1228 | 157.6846 | 0 | 3385.1147 | 48.1521 | 22.2222 | 4799.1422
03/03 01:00:00 | 03 | 03 | 01 | USA_ID_Boise-AP-Gowen-Field-ANGB.726810_AMY_2024EPW | 32 | 49.4621 | 0 | 76.5436 | 0 | 70.0746 | 142.414 | 0 | 3084.6882 | 46.6095 | 34.3007 | 4328.5127
03/03 02:00:00 | 03 | 03 | 02 | USA_ID_Boise-AP-Gowen-Field-ANGB.726810_AMY_2024EPW | 30.3425 | 49.4621 | 0 | 75.0161 | 0 | 70.0318 | 145.9537 | 0 | 3038.9442 | 89.9042 | 38.8889 | 5801.5846
03/03 03:00:00 | 03 | 03 | 03 | USA_ID_Boise-AP-Gowen-Field-ANGB.726810_AMY_2024EPW | 30.0125 | 49.4621 | 0 | 70.4422 | 0 | 70.0542 | 158.6181 | 0 | 3268.5023 | 111.6792 | 27.7778 | 6723.2583
03/03 04:00:00 | 03 | 03 | 04 | USA_ID_Boise-AP-Gowen-Field-ANGB.726810_AMY_2024EPW | 30.92 | 49.4621 | 0 | 68.4258 | 0 | 70.0162 | 132.0653 | 0 | 2972.5259 | 77.6736 | 25 | 5181.3324
03/03 05:00:00 | 03 | 03 | 05 | USA_ID_Boise-AP-Gowen-Field-ANGB.726810_AMY_2024EPW | 30.4325 | 49.4621 | 0 | 69.3213 | 0 | 70.021 | 133.0046 | 0 | 3034.3657 | 67.402 | 25 | 4795.632
03/03 06:00:00 | 03 | 03 | 06 | USA_ID_Boise-AP-Gowen-Field-ANGB.726810_AMY_2024EPW | 30.02 | 49.4621 | 0 | 67.4117 | 0 | 70.0471 | 162.5961 | 0 | 3336.4347 | 58.8001 | 33.3333 | 6073.18
03/03 07:00:00 | 03 | 03 | 07 | USA_ID_Boise-AP-Gowen-Field-ANGB.726810_AMY_2024EPW | 30.02 | 49.4621 | 0 | 67.6503 | 0 | 70.0072 | 118.5334 | 0 | 2763.0035 | 58.4307 | 29.3356 | 4395.17
03/03 08:00:00 | 03 | 03 | 08 | USA_ID_Boise-AP-Gowen-Field-ANGB.726810_AMY_2024EPW | 30.02 | 49.4621 | 0 | 72.3628 | 0 | 70.0168 | 132.2913 | 0 | 2893.5009 | 89.0501 | 41.6667 | 4212.7257
03/03 09:00:00 | 03 | 03 | 09 | USA_ID_Boise-AP-Gowen-Field-ANGB.726810_AMY_2024EPW | 30.02 | 49.4621 | 0 | 80.3253 | 0 | 70.025 | 90.5954 | 0 | 2175.4763 | 65.411 | 54.5106 | 3778.2598
03/03 10:00:00 | 03 | 03 | 10 | USA_ID_Boise-AP-Gowen-Field-ANGB.726810_AMY_2024EPW | 30.5075 | 49.4621 | 0 | 96.7737 | 0 | 70.032 | 121.5953 | 0 | 2814.4941 | 34.9372 | 28.6098 | 4257.9844
03/03 11:00:00 | 03 | 03 | 11 | USA_ID_Boise-AP-Gowen-Field-ANGB.726810_AMY_2024EPW | 32.09 | 49.4621 | 0 | 95.7048 | 0 | 70.0333 | 136.2152 | 0 | 3085.5654 | 12.0907 | 27.7778 | 4358.4825
03/03 12:00:00 | 03 | 03 | 12 | USA_ID_Boise-AP-Gowen-Field-ANGB.726810_AMY_2024EPW | 31.4225 | 49.4621 | 0 | 116.611 | 0 | 70.0397 | 136.5579 | 0 | 3089.7555 | 1.8067 | 30.5556 | 4105.0401
03/03 13:00:00 | 03 | 03 | 13 | USA_ID_Boise-AP-Gowen-Field-ANGB.726810_AMY_2024EPW | 30.02 | 49.4621 | 0 | 138.3017 | 0 | 70.0239 | 130.1678 | 0 | 3064.5573 | 0.10924 | 25 | 4379.1078
03/03 14:00:00 | 03 | 03 | 14 | USA_ID_Boise-AP-Gowen-Field-ANGB.726810_AMY_2024EPW | 30.5075 | 49.4621 | 0 | 115.3165 | 0 | 70.0513 | 142.196 | 0 | 3176.5286 | 0.11242 | 28.4117 | 4767.351
03/03 15:00:00 | 03 | 03 | 15 | USA_ID_Boise-AP-Gowen-Field-ANGB.726810_AMY_2024EPW | 31.505 | 49.4621 | 0 | 106.2664 | 0 | 70.0271 | 128.4235 | 0 | 3006.787 | 0.10814 | 25 | 4073.2988
03/03 16:00:00 | 03 | 03 | 16 | USA_ID_Boise-AP-Gowen-Field-ANGB.726810_AMY_2024EPW | 33.0725 | 49.4621 | 0 | 121.3182 | 0 | 69.9969 | 96.2407 | 0 | 2254.39 | 0.081052 | 69.7782 | 3112.166
03/03 17:00:00 | 03 | 03 | 17 | USA_ID_Boise-AP-Gowen-Field-ANGB.726810_AMY_2024EPW | 35.0525 | 49.4621 | 0 | 147.3453 | 0 | 70.1354 | 135.4958 | 0 | 3195.302 | 0.11326 | 24.1863 | 4498.9017
03/03 18:00:00 | 03 | 03 | 18 | USA_ID_Boise-AP-Gowen-Field-ANGB.726810_AMY_2024EPW | 35.96 | 49.4621 | 0 | 133.6594 | 0 | 70.0743 | 128.6598 | 0 | 3033.6975 | 0.10792 | 30.8356 | 3861.6389
03/03 19:00:00 | 03 | 03 | 19 | USA_ID_Boise-AP-Gowen-Field-ANGB.726810_AMY_2024EPW | 36.545 | 49.4621 | 0 | 123.0753 | 0 | 70.1104 | 129.7841 | 0 | 2992.6558 | 0.10547 | 38.9695 | 3734.7694
03/03 20:00:00 | 03 | 03 | 20 | USA_ID_Boise-AP-Gowen-Field-ANGB.726810_AMY_2024EPW | 35.9675 | 49.4621 | 0 | 96.5076 | 0 | 70.098 | 153.4715 | 0 | 3375.0221 | 0.11799 | 27.7778 | 4653.4405
03/03 21:00:00 | 03 | 03 | 21 | USA_ID_Boise-AP-Gowen-Field-ANGB.726810_AMY_2024EPW | 33.4025 | 49.4621 | 0 | 89.8673 | 0 | 70.1011 | 147.4107 | 0 | 3354.61 | 0.11844 | 19.4444 | 4579.336
03/03 22:00:00 | 03 | 03 | 22 | USA_ID_Boise-AP-Gowen-Field-ANGB.726810_AMY_2024EPW | 30.3425 | 49.4621 | 0 | 106.9295 | 0 | 70.0603 | 159.9685 | 0 | 3498.2053 | 0.12094 | 27.7778 | 5850.5822
03/03 23:00:00 | 03 | 03 | 23 | USA_ID_Boise-AP-Gowen-Field-ANGB.726810_AMY_2024EPW | 30.5975 | 49.4621 | 0 | 103.0048 | 0 | 70.0229 | 148.7359 | 0 | 3246.2928 | 1.835 | 33.3333 | 5631.8788
03/03 24:00:00 | 03 | 03 | 24 | USA_ID_Boise-AP-Gowen-Field-ANGB.726810_AMY_2024EPW | 31.415 | 49.4621 | 0 | 89.5696 | 0 | 70.0257 | 162.5961 | 0 | 3389.6688 | 29.7086 | 33.3333 | 6572.0863
03/04 01:00:00 | 03 | 04 | 01 | USA_ID_Boise-AP-Gowen-Field-ANGB.726810_AMY_2024EPW | 31.505 | 49.5505 | 0 | 53.583 | 0 | 70.0547 | 150.9837 | 0 | 3332.3939 | 22.6953 | 18.1449 | 5957.8465
03/04 02:00:00 | 03 | 04 | 02 | USA_ID_Boise-AP-Gowen-Field-ANGB.726810_AMY_2024EPW | 32.585 | 49.5505 | 0 | 52.5137 | 0 | 70.0408 | 107.4748 | 0 | 2553.2921 | 11.8545 | 34.351 | 4101.9242
03/04 03:00:00 | 03 | 04 | 03 | USA_ID_Boise-AP-Gowen-Field-ANGB.726810_AMY_2024EPW | 33.5675 | 49.5505 | 0 | 49.3118 | 0 | 70.0411 | 141.805 | 0 | 3171.7395 | 7.7401 | 30.731 | 4718.4088
03/04 04:00:00 | 03 | 04 | 04 | USA_ID_Boise-AP-Gowen-Field-ANGB.726810_AMY_2024EPW | 32.3225 | 49.5505 | 0 | 47.9003 | 0 | 70.0213 | 129.923 | 0 | 3041.4557 | 0.10896 | 25 | 4528.8323
03/04 05:00:00 | 03 | 04 | 05 | USA_ID_Boise-AP-Gowen-Field-ANGB.726810_AMY_2024EPW | 29.8475 | 49.5505 | 0 | 48.5271 | 0 | 70.033 | 148.5703 | 0 | 3300.0856 | 7.5946 | 30.5556 | 5595.4482
03/04 06:00:00 | 03 | 04 | 06 | USA_ID_Boise-AP-Gowen-Field-ANGB.726810_AMY_2024EPW | 28.4525 | 49.5505 | 0 | 47.1904 | 0 | 70.0362 | 161.0764 | 0 | 3314.1642 | 66.2222 | 33.3333 | 6432.6382
03/04 07:00:00 | 03 | 04 | 07 | USA_ID_Boise-AP-Gowen-Field-ANGB.726810_AMY_2024EPW | 28.5275 | 49.5505 | 0 | 47.3574 | 0 | 70.0211 | 132.7776 | 0 | 2946.2352 | 109.1432 | 25 | 4975.2027
03/04 08:00:00 | 03 | 04 | 08 | USA_ID_Boise-AP-Gowen-Field-ANGB.726810_AMY_2024EPW | 27.8675 | 49.5505 | 0 | 50.6563 | 0 | 70.0421 | 162.5961 | 0 | 3248.1319 | 105.9245 | 33.3333 | 6593.8352
03/04 09:00:00 | 03 | 04 | 09 | USA_ID_Boise-AP-Gowen-Field-ANGB.726810_AMY_2024EPW | 25.4 | 49.5505 | 0 | 56.2303 | 0 | 70.0252 | 162.5961 | 0 | 3298.6383 | 84.1368 | 33.3333 | 7061.8024
03/04 10:00:00 | 03 | 04 | 10 | USA_ID_Boise-AP-Gowen-Field-ANGB.726810_AMY_2024EPW | 26.225 | 49.5505 | 0 | 67.7447 | 0 | 70.0458 | 109.0907 | 0 | 2641.5619 | 82.5541 | 8.4875 | 4484.1851
03/04 11:00:00 | 03 | 04 | 11 | USA_ID_Boise-AP-Gowen-Field-ANGB.726810_AMY_2024EPW | 31.8425 | 49.5505 | 0 | 66.9964 | 0 | 70.0262 | 129.6305 | 0 | 2818.8188 | 110.3903 | 25 | 4678.708
03/04 12:00:00 | 03 | 04 | 12 | USA_ID_Boise-AP-Gowen-Field-ANGB.726810_AMY_2024EPW | 35.06 | 49.5505 | 0 | 81.6314 | 0 | 70.1009 | 158.996 | 0 | 3204.2904 | 116.8911 | 30.5556 | 4942.6374
03/04 13:00:00 | 03 | 04 | 13 | USA_ID_Boise-AP-Gowen-Field-ANGB.726810_AMY_2024EPW | 35.06 | 49.5505 | 0 | 96.8156 | 0 | 70.0949 | 163.2027 | 0 | 3273.5066 | 131.4734 | 25 | 6128.3154
03/04 14:00:00 | 03 | 04 | 14 | USA_ID_Boise-AP-Gowen-Field-ANGB.726810_AMY_2024EPW | 33.9875 | 49.5505 | 0 | 80.7253 | 0 | 70.0244 | 129.1448 | 0 | 2743.1714 | 130.963 | 28.2797 | 4905.8991
03/04 15:00:00 | 03 | 04 | 15 | USA_ID_Boise-AP-Gowen-Field-ANGB.726810_AMY_2024EPW | 34.1525 | 49.5505 | 0 | 74.3899 | 0 | 70.0453 | 126.6216 | 0 | 2686.3959 | 128.4822 | 31.8221 | 4524.7498
03/04 16:00:00 | 03 | 04 | 16 | USA_ID_Boise-AP-Gowen-Field-ANGB.726810_AMY_2024EPW | 35.06 | 49.5505 | 0 | 84.9266 | 0 | 70.0518 | 142.4666 | 0 | 2930.9922 | 121.1956 | 29.7824 | 5264.9407
03/04 17:00:00 | 03 | 04 | 17 | USA_ID_Boise-AP-Gowen-Field-ANGB.726810_AMY_2024EPW | 36.1325 | 49.5505 | 0 | 103.1464 | 0 | 70.0554 | 105.4659 | 0 | 2385.2916 | 72.1438 | 43.3385 | 3604.7152
03/04 18:00:00 | 03 | 04 | 18 | USA_ID_Boise-AP-Gowen-Field-ANGB.726810_AMY_2024EPW | 36.455 | 49.5505 | 0 | 93.5659 | 0 | 70.0657 | 149.0546 | 0 | 3175.5659 | 64.7089 | 26.1647 | 4908.1899
03/04 19:00:00 | 03 | 04 | 19 | USA_ID_Boise-AP-Gowen-Field-ANGB.726810_AMY_2024EPW | 35.96 | 49.5505 | 0 | 86.1567 | 0 | 70.0491 | 140.4776 | 0 | 2975.1891 | 66.3703 | 31.0815 | 4825.1278
03/04 20:00:00 | 03 | 04 | 20 | USA_ID_Boise-AP-Gowen-Field-ANGB.726810_AMY_2024EPW | 35.4725 | 49.5505 | 0 | 67.5584 | 0 | 70.0924 | 150.7818 | 0 | 3241.7908 | 52.2945 | 25 | 5279.4383
03/04 21:00:00 | 03 | 04 | 21 | USA_ID_Boise-AP-Gowen-Field-ANGB.726810_AMY_2024EPW | 35.06 | 49.5505 | 0 | 62.91 | 0 | 70.0505 | 141.0159 | 0 | 3011.8747 | 66.6311 | 28.6363 | 5214.9612
03/04 22:00:00 | 03 | 04 | 22 | USA_ID_Boise-AP-Gowen-Field-ANGB.726810_AMY_2024EPW | 35.06 | 49.5505 | 0 | 74.8541 | 0 | 70.032 | 162.5961 | 0 | 3203.5754 | 116.5235 | 33.3333 | 6517.5276
03/04 23:00:00 | 03 | 04 | 23 | USA_ID_Boise-AP-Gowen-Field-ANGB.726810_AMY_2024EPW | 34.475 | 49.5505 | 0 | 72.1067 | 0 | 70.0132 | 162.5961 | 0 | 3158.9961 | 139.7156 | 33.3333 | 7672.0464
03/04 24:00:00 | 03 | 04 | 24 | USA_ID_Boise-AP-Gowen-Field-ANGB.726810_AMY_2024EPW | 33.98 | 49.5505 | 0 | 62.7016 | 0 | 69.9925 | 162.5961 | 0 | 3135.5171 | 152.0812 | 33.3333 | 8566.5786
03/05 01:00:00 | 03 | 05 | 01 | USA_ID_Boise-AP-Gowen-Field-ANGB.726810_AMY_2024EPW | 34.565 | 49.6424 | 0 | 105.6205 | 0 | 69.9889 | 160.4821 | 0 | 3355.8562 | 126.323 | 16.6667 | 7824.9131
03/05 02:00:00 | 03 | 05 | 02 | USA_ID_Boise-AP-Gowen-Field-ANGB.726810_AMY_2024EPW | 35.06 | 49.6424 | 0 | 103.5127 | 0 | 69.9984 | 156.3751 | 0 | 3289.4889 | 129.7173 | 16.6667 | 7475.5421
03/05 03:00:00 | 03 | 05 | 03 | USA_ID_Boise-AP-Gowen-Field-ANGB.726810_AMY_2024EPW | 35.5475 | 49.6424 | 0 | 97.2013 | 0 | 70.0536 | 152.5349 | 0 | 3088.0459 | 168.5281 | 16.8054 | 6701.0583
03/05 04:00:00 | 03 | 05 | 04 | USA_ID_Boise-AP-Gowen-Field-ANGB.726810_AMY_2024EPW | 35.96 | 49.6424 | 0 | 94.419 | 0 | 70.0078 | 162.8239 | 0 | 3147.4333 | 149.753 | 31.2862 | 7971.7545
03/05 05:00:00 | 03 | 05 | 05 | USA_ID_Boise-AP-Gowen-Field-ANGB.726810_AMY_2024EPW | 34.4 | 49.6424 | 0 | 95.6546 | 0 | 70.0055 | 171.5409 | 0 | 3444.2725 | 109.0284 | 17.8023 | 8015.1812
03/05 06:00:00 | 03 | 05 | 06 | USA_ID_Boise-AP-Gowen-Field-ANGB.726810_AMY_2024EPW | 33.08 | 49.6424 | 0 | 93.0196 | 0 | 69.964 | 172.6698 | 0 | 3591.104 | 73.3601 | 7.9598 | 8574.3265
03/05 07:00:00 | 03 | 05 | 07 | USA_ID_Boise-AP-Gowen-Field-ANGB.726810_AMY_2024EPW | 33.08 | 49.6424 | 0 | 93.3488 | 0 | 69.9558 | 164.3682 | 0 | 3431.0121 | 61.7166 | 17.8072 | 7886.1092
03/05 08:00:00 | 03 | 05 | 08 | USA_ID_Boise-AP-Gowen-Field-ANGB.726810_AMY_2024EPW | 33.08 | 49.6424 | 0 | 99.8515 | 0 | 70.0157 | 162.5961 | 0 | 3382.4059 | 30.2201 | 33.3333 | 7300.7061
03/05 09:00:00 | 03 | 05 | 09 | USA_ID_Boise-AP-Gowen-Field-ANGB.726810_AMY_2024EPW | 33.5675 | 49.6424 | 0 | 110.8388 | 0 | 70.0462 | 151.9414 | 0 | 3401.9805 | 0.12013 | 17.9717 | 6126.1739
03/05 10:00:00 | 03 | 05 | 10 | USA_ID_Boise-AP-Gowen-Field-ANGB.726810_AMY_2024EPW | 33.98 | 49.6424 | 0 | 133.5355 | 0 | 70.0173 | 127.8239 | 0 | 2932.4365 | 0.10586 | 30.1672 | 4614.7801
03/05 11:00:00 | 03 | 05 | 11 | USA_ID_Boise-AP-Gowen-Field-ANGB.726810_AMY_2024EPW | 33.98 | 49.6424 | 0 | 132.0605 | 0 | 70.0264 | 128.6671 | 0 | 3013.2622 | 0.10846 | 25 | 4219.7952
03/05 12:00:00 | 03 | 05 | 12 | USA_ID_Boise-AP-Gowen-Field-ANGB.726810_AMY_2024EPW | 33.98 | 49.6424 | 0 | 160.9084 | 0 | 70.0255 | 129.0118 | 0 | 3020.8287 | 0.10863 | 25 | 4220.6972
03/05 13:00:00 | 03 | 05 | 13 | USA_ID_Boise-AP-Gowen-Field-ANGB.726810_AMY_2024EPW | 34.565 | 49.6424 | 0 | 190.8388 | 0 | 70.0197 | 108.7723 | 0 | 2489.4392 | 0.089157 | 60.065 | 3974.7634
03/05 14:00:00 | 03 | 05 | 14 | USA_ID_Boise-AP-Gowen-Field-ANGB.726810_AMY_2024EPW | 34.475 | 49.6424 | 0 | 159.1221 | 0 | 70.0515 | 147.6337 | 0 | 3295.2586 | 0.11574 | 27.7778 | 4855.9607
03/05 15:00:00 | 03 | 05 | 15 | USA_ID_Boise-AP-Gowen-Field-ANGB.726810_AMY_2024EPW | 33.98 | 49.6424 | 0 | 146.6342 | 0 | 70.0414 | 144.9016 | 0 | 3236.3285 | 0.11384 | 30.1547 | 5176.0542
03/05 16:00:00 | 03 | 05 | 16 | USA_ID_Boise-AP-Gowen-Field-ANGB.726810_AMY_2024EPW | 33.98 | 49.6424 | 0 | 167.4037 | 0 | 70.0261 | 128.0936 | 0 | 2956.7347 | 0.10741 | 25 | 4105.0338
03/05 17:00:00 | 03 | 05 | 17 | USA_ID_Boise-AP-Gowen-Field-ANGB.726810_AMY_2024EPW | 33.4925 | 49.6424 | 0 | 203.3178 | 0 | 70.0634 | 142.1422 | 0 | 3171.6499 | 0.11324 | 25 | 4177.9683
03/05 18:00:00 | 03 | 05 | 18 | USA_ID_Boise-AP-Gowen-Field-ANGB.726810_AMY_2024EPW | 33.08 | 49.6424 | 0 | 184.433 | 0 | 70.0316 | 125.6099 | 0 | 2893.4047 | 0.10488 | 30 | 3881.93
03/05 19:00:00 | 03 | 05 | 19 | USA_ID_Boise-AP-Gowen-Field-ANGB.726810_AMY_2024EPW | 33.08 | 49.6424 | 0 | 169.8283 | 0 | 70.0965 | 135.462 | 0 | 3073.4264 | 0.10788 | 37.3504 | 4678.324
03/05 20:00:00 | 03 | 05 | 20 | USA_ID_Boise-AP-Gowen-Field-ANGB.726810_AMY_2024EPW | 33.08 | 49.6424 | 0 | 133.1682 | 0 | 70.0875 | 149.422 | 0 | 3262.6556 | 18.6329 | 30.5556 | 4398.707
03/05 21:00:00 | 03 | 05 | 21 | USA_ID_Boise-AP-Gowen-Field-ANGB.726810_AMY_2024EPW | 33.08 | 49.6424 | 0 | 124.0055 | 0 | 70.089 | 138.0976 | 0 | 2997.2185 | 71.8695 | 33.5134 | 4231.6143
03/05 22:00:00 | 03 | 05 | 22 | USA_ID_Boise-AP-Gowen-Field-ANGB.726810_AMY_2024EPW | 32.495 | 49.6424 | 0 | 147.5492 | 0 | 70.07 | 146.632 | 0 | 3114.1842 | 94.4541 | 33.3333 | 4852.3055
03/05 23:00:00 | 03 | 05 | 23 | USA_ID_Boise-AP-Gowen-Field-ANGB.726810_AMY_2024EPW | 32 | 49.6424 | 0 | 142.1336 | 0 | 70.1057 | 159.3499 | 0 | 3243.2351 | 114.8591 | 25 | 5128.3298
03/05 24:00:00 | 03 | 05 | 24 | USA_ID_Boise-AP-Gowen-Field-ANGB.726810_AMY_2024EPW | 32 | 49.6424 | 0 | 123.5947 | 0 | 70.0675 | 159.7809 | 0 | 3209.4122 | 127.6118 | 27.7778 | 6145.5017
03/06 01:00:00 | 03 | 06 | 01 | USA_ID_Boise-AP-Gowen-Field-ANGB.726810_AMY_2024EPW | 32 | 49.7378 | 0 | 64.9276 | 0 | 70.03 | 141.5222 | 0 | 2928.6674 | 119.446 | 26.4176 | 6034.5767
03/06 02:00:00 | 03 | 06 | 02 | USA_ID_Boise-AP-Gowen-Field-ANGB.726810_AMY_2024EPW | 32 | 49.7378 | 0 | 63.6319 | 0 | 70.0305 | 129.6728 | 0 | 2766.4163 | 134.7724 | 27.3473 | 4674.812
03/06 03:00:00 | 03 | 06 | 03 | USA_ID_Boise-AP-Gowen-Field-ANGB.726810_AMY_2024EPW | 31.415 | 49.7378 | 0 | 59.7522 | 0 | 70.044 | 137.7061 | 0 | 2907.9128 | 122.6242 | 33.3333 | 5402.3227
03/06 04:00:00 | 03 | 06 | 04 | USA_ID_Boise-AP-Gowen-Field-ANGB.726810_AMY_2024EPW | 30.92 | 49.7378 | 0 | 58.0418 | 0 | 70.016 | 122.4299 | 0 | 2751.4209 | 102.0642 | 41.6667 | 4477.4537
03/06 05:00:00 | 03 | 06 | 05 | USA_ID_Boise-AP-Gowen-Field-ANGB.726810_AMY_2024EPW | 30.4325 | 49.7378 | 0 | 58.8014 | 0 | 70.012 | 133.4316 | 0 | 2854.4024 | 108.8543 | 41.6667 | 4636.216
03/06 06:00:00 | 03 | 06 | 06 | USA_ID_Boise-AP-Gowen-Field-ANGB.726810_AMY_2024EPW | 30.02 | 49.7378 | 0 | 57.1816 | 0 | 70.0137 | 120.8695 | 0 | 2742.02 | 107.589 | 29.285 | 4329.155
03/06 07:00:00 | 03 | 06 | 07 | USA_ID_Boise-AP-Gowen-Field-ANGB.726810_AMY_2024EPW | 30.02 | 49.7378 | 0 | 57.384 | 0 | 70.0593 | 161.8957 | 0 | 3207.0604 | 120.8493 | 33.3333 | 6474.6621
03/06 08:00:00 | 03 | 06 | 08 | USA_ID_Boise-AP-Gowen-Field-ANGB.726810_AMY_2024EPW | 30.02 | 49.7378 | 0 | 61.3813 | 0 | 70.0415 | 150.7612 | 0 | 3006.1609 | 149.3289 | 30.5556 | 6176.5481
03/06 09:00:00 | 03 | 06 | 09 | USA_ID_Boise-AP-Gowen-Field-ANGB.726810_AMY_2024EPW | 30.02 | 49.7378 | 0 | 68.1355 | 0 | 70.0422 | 114.2431 | 0 | 2508.2576 | 145.1998 | 21.7907 | 4747.2067
03/06 10:00:00 | 03 | 06 | 10 | USA_ID_Boise-AP-Gowen-Field-ANGB.726810_AMY_2024EPW | 30.02 | 49.7378 | 0 | 82.0877 | 0 | 70.0351 | 150.426 | 0 | 3046.8606 | 134.2169 | 33.3333 | 5733.1832
03/06 11:00:00 | 03 | 06 | 11 | USA_ID_Boise-AP-Gowen-Field-ANGB.726810_AMY_2024EPW | 30.02 | 49.7378 | 0 | 81.181 | 0 | 70.0383 | 162.5961 | 0 | 3261.1423 | 96.4394 | 33.3333 | 6554.4407
03/06 12:00:00 | 03 | 06 | 12 | USA_ID_Boise-AP-Gowen-Field-ANGB.726810_AMY_2024EPW | 30.5075 | 49.7378 | 0 | 98.9146 | 0 | 70.0242 | 135.2608 | 0 | 3025.8384 | 49.6029 | 33.3333 | 4830.9497
03/06 13:00:00 | 03 | 06 | 13 | USA_ID_Boise-AP-Gowen-Field-ANGB.726810_AMY_2024EPW | 31.505 | 49.7378 | 0 | 117.3136 | 0 | 70.0365 | 121.8272 | 0 | 2885.7575 | 31.3612 | 27.7769 | 4284.8613
03/06 14:00:00 | 03 | 06 | 14 | USA_ID_Boise-AP-Gowen-Field-ANGB.726810_AMY_2024EPW | 32 | 49.7378 | 0 | 97.8165 | 0 | 70.0326 | 147.5818 | 0 | 3091.1649 | 84.0258 | 33.3333 | 5502.9603
03/06 15:00:00 | 03 | 06 | 15 | USA_ID_Boise-AP-Gowen-Field-ANGB.726810_AMY_2024EPW | 32 | 49.7378 | 0 | 90.1398 | 0 | 70.067 | 161.4247 | 0 | 3366.1615 | 87.2257 | 25 | 6426.2836
03/06 16:00:00 | 03 | 06 | 16 | USA_ID_Boise-AP-Gowen-Field-ANGB.726810_AMY_2024EPW | 33.0725 | 49.7378 | 0 | 102.9074 | 0 | 70.044 | 141.5314 | 0 | 3120.0858 | 33.8188 | 25.5441 | 4918.0889
03/06 17:00:00 | 03 | 06 | 17 | USA_ID_Boise-AP-Gowen-Field-ANGB.726810_AMY_2024EPW | 33.4925 | 49.7378 | 0 | 124.9847 | 0 | 70.0212 | 130.7656 | 0 | 3053.5591 | 9.9186 | 25 | 4447.955
03/06 18:00:00 | 03 | 06 | 18 | USA_ID_Boise-AP-Gowen-Field-ANGB.726810_AMY_2024EPW | 33.08 | 49.7378 | 0 | 113.3758 | 0 | 70.0019 | 92.427 | 0 | 2190.6886 | 4.5468 | 71.1182 | 3686.378
03/06 19:00:00 | 03 | 06 | 19 | USA_ID_Boise-AP-Gowen-Field-ANGB.726810_AMY_2024EPW | 33.08 | 49.7378 | 0 | 104.3979 | 0 | 70.0952 | 107.1856 | 0 | 2351.3801 | 57.4714 | 70.7436 | 3784.7352
03/06 20:00:00 | 03 | 06 | 20 | USA_ID_Boise-AP-Gowen-Field-ANGB.726810_AMY_2024EPW | 31.91 | 49.7378 | 0 | 81.862 | 0 | 70.0756 | 155.7256 | 0 | 3176.3337 | 132.1598 | 27.7778 | 6150.9213
03/06 21:00:00 | 03 | 06 | 21 | USA_ID_Boise-AP-Gowen-Field-ANGB.726810_AMY_2024EPW | 29.36 | 49.7378 | 0 | 76.2294 | 0 | 70.0469 | 149.1911 | 0 | 3105.234 | 116.8094 | 33.3333 | 6139.6547
03/06 22:00:00 | 03 | 06 | 22 | USA_ID_Boise-AP-Gowen-Field-ANGB.726810_AMY_2024EPW | 28.04 | 49.7378 | 0 | 90.7023 | 0 | 70.0443 | 144.8588 | 0 | 3050.5619 | 119.623 | 30.5556 | 5894.2536
03/06 23:00:00 | 03 | 06 | 23 | USA_ID_Boise-AP-Gowen-Field-ANGB.726810_AMY_2024EPW | 28.5275 | 49.7378 | 0 | 87.3732 | 0 | 70.0458 | 145.5521 | 0 | 3015.7746 | 146.551 | 27.7778 | 5926.0257
03/06 24:00:00 | 03 | 06 | 24 | USA_ID_Boise-AP-Gowen-Field-ANGB.726810_AMY_2024EPW | 29.525 | 49.7378 | 0 | 75.9769 | 0 | 70.0584 | 137.8083 | 0 | 2879.6628 | 171.2355 | 33.3333 | 6213.645
03/07 01:00:00 | 03 | 07 | 01 | USA_ID_Boise-AP-Gowen-Field-ANGB.726810_AMY_2024EPW | 29.435 | 49.8366 | 0 | 94.3087 | 0 | 70.0576 | 145.8419 | 0 | 2908.9728 | 177.6915 | 36.1111 | 6957.2218
03/07 02:00:00 | 03 | 07 | 02 | USA_ID_Boise-AP-Gowen-Field-ANGB.726810_AMY_2024EPW | 28.94 | 49.8366 | 0 | 92.4266 | 0 | 70.0087 | 129.3002 | 0 | 2771.3132 | 167.3058 | 33.3333 | 4451.9146
03/07 03:00:00 | 03 | 07 | 03 | USA_ID_Boise-AP-Gowen-Field-ANGB.726810_AMY_2024EPW | 27.8675 | 49.8366 | 0 | 86.7912 | 0 | 70.0026 | 134.8709 | 0 | 2785.5065 | 157.5239 | 41.6667 | 4765.5917
03/07 04:00:00 | 03 | 07 | 04 | USA_ID_Boise-AP-Gowen-Field-ANGB.726810_AMY_2024EPW | 26.96 | 49.8366 | 0 | 84.3068 | 0 | 69.995 | 125.0914 | 0 | 2715.0062 | 147.6245 | 41.6667 | 4052.7157
03/07 05:00:00 | 03 | 07 | 05 | USA_ID_Boise-AP-Gowen-Field-ANGB.726810_AMY_2024EPW | 26.96 | 49.8366 | 0 | 85.4101 | 0 | 70.0544 | 162.5961 | 0 | 3129.1606 | 166.5416 | 33.3333 | 7184.7425
03/07 06:00:00 | 03 | 07 | 06 | USA_ID_Boise-AP-Gowen-Field-ANGB.726810_AMY_2024EPW | 26.4725 | 49.8366 | 0 | 83.0574 | 0 | 70.0244 | 165.306 | 0 | 3204.7801 | 158.2436 | 30.5556 | 7644.8493
03/07 07:00:00 | 03 | 07 | 07 | USA_ID_Boise-AP-Gowen-Field-ANGB.726810_AMY_2024EPW | 25.475 | 49.8366 | 0 | 83.3513 | 0 | 70.0169 | 162.5961 | 0 | 3169.6881 | 148.087 | 33.3333 | 7838.7965
03/07 08:00:00 | 03 | 07 | 08 | USA_ID_Boise-AP-Gowen-Field-ANGB.726810_AMY_2024EPW | 24.98 | 49.8366 | 0 | 89.1575 | 0 | 70.0152 | 162.5961 | 0 | 3174.5794 | 146.2154 | 33.3333 | 7941.933
03/07 09:00:00 | 03 | 07 | 09 | USA_ID_Boise-AP-Gowen-Field-ANGB.726810_AMY_2024EPW | 24.98 | 49.8366 | 0 | 98.9681 | 0 | 70.0132 | 162.5961 | 0 | 3188.7674 | 139.1319 | 33.3333 | 7979.7369
03/07 10:00:00 | 03 | 07 | 10 | USA_ID_Boise-AP-Gowen-Field-ANGB.726810_AMY_2024EPW | 24.98 | 49.8366 | 0 | 119.234 | 0 | 70.0003 | 162.5961 | 0 | 3239.5282 | 113.6873 | 33.3333 | 8314.5404
03/07 11:00:00 | 03 | 07 | 11 | USA_ID_Boise-AP-Gowen-Field-ANGB.726810_AMY_2024EPW | 25.565 | 49.8366 | 0 | 117.917 | 0 | 69.9954 | 157.8283 | 0 | 3493.2109 | 57.5992 | 16.6667 | 7541.7687
03/07 12:00:00 | 03 | 07 | 12 | USA_ID_Boise-AP-Gowen-Field-ANGB.726810_AMY_2024EPW | 26.5475 | 49.8366 | 0 | 143.6753 | 0 | 70.0002 | 149.7311 | 0 | 3308.2011 | 13.105 | 33.3333 | 4027.3738
03/07 13:00:00 | 03 | 07 | 13 | USA_ID_Boise-AP-Gowen-Field-ANGB.726810_AMY_2024EPW | 28.0325 | 49.8366 | 0 | 170.4003 | 0 | 70.0071 | 143.2062 | 0 | 3266.9455 | 3.0081 | 25 | 5249.0963
03/07 14:00:00 | 03 | 07 | 14 | USA_ID_Boise-AP-Gowen-Field-ANGB.726810_AMY_2024EPW | 30.0125 | 49.8366 | 0 | 142.0804 | 0 | 70.0331 | 162.5961 | 0 | 3453.947 | 0.1193 | 33.3333 | 6476.7609
03/07 15:00:00 | 03 | 07 | 15 | USA_ID_Boise-AP-Gowen-Field-ANGB.726810_AMY_2024EPW | 32.09 | 49.8366 | 0 | 130.9299 | 0 | 70.0406 | 156.6134 | 0 | 3405.2481 | 0.11941 | 25 | 6170.8385
03/07 16:00:00 | 03 | 07 | 16 | USA_ID_Boise-AP-Gowen-Field-ANGB.726810_AMY_2024EPW | 35.7125 | 49.8366 | 0 | 149.475 | 0 | 70.0278 | 77.9095 | 0 | 1946.6533 | 0.074466 | 62.8576 | 3153.1794
03/07 17:00:00 | 03 | 07 | 17 | USA_ID_Boise-AP-Gowen-Field-ANGB.726810_AMY_2024EPW | 38.525 | 49.8366 | 0 | 181.5428 | 0 | 70.0521 | 143.2061 | 0 | 3128.4497 | 0.11169 | 31.5701 | 4377.8373
03/07 18:00:00 | 03 | 07 | 18 | USA_ID_Boise-AP-Gowen-Field-ANGB.726810_AMY_2024EPW | 40.0925 | 49.8366 | 0 | 164.6805 | 0 | 70.0364 | 119.3687 | 0 | 2746.4134 | 0.099961 | 39.8111 | 3523.6957
03/07 19:00:00 | 03 | 07 | 19 | USA_ID_Boise-AP-Gowen-Field-ANGB.726810_AMY_2024EPW | 40.415 | 49.8366 | 0 | 151.6399 | 0 | 70.0348 | 81.3613 | 0 | 2061.7005 | 0.076979 | 64.8446 | 2730.795
03/07 20:00:00 | 03 | 07 | 20 | USA_ID_Boise-AP-Gowen-Field-ANGB.726810_AMY_2024EPW | 38.36 | 49.8366 | 0 | 118.9061 | 0 | 70.1017 | 120.3872 | 0 | 2892.8451 | 0.10227 | 41.8528 | 4024.7819
03/07 21:00:00 | 03 | 07 | 21 | USA_ID_Boise-AP-Gowen-Field-ANGB.726810_AMY_2024EPW | 35.9675 | 49.8366 | 0 | 110.7247 | 0 | 70.084 | 124.8638 | 0 | 2888.0347 | 22.4432 | 39.4185 | 4776.2119
03/07 22:00:00 | 03 | 07 | 22 | USA_ID_Boise-AP-Gowen-Field-ANGB.726810_AMY_2024EPW | 35.06 | 49.8366 | 0 | 131.7469 | 0 | 70.0274 | 113.7679 | 0 | 2382.1542 | 55.4138 | 76.3889 | 2364.1349
03/07 23:00:00 | 03 | 07 | 23 | USA_ID_Boise-AP-Gowen-Field-ANGB.726810_AMY_2024EPW | 35.06 | 49.8366 | 0 | 126.9114 | 0 | 70.1022 | 117.2595 | 0 | 2672.0664 | 54.3823 | 49.3517 | 4007.5603
03/07 24:00:00 | 03 | 07 | 24 | USA_ID_Boise-AP-Gowen-Field-ANGB.726810_AMY_2024EPW | 32.8175 | 49.8366 | 0 | 110.3579 | 0 | 70.0501 | 103.9197 | 0 | 2346.5056 | 40.9989 | 68.3634 | 3449.157
03/08 01:00:00 | 03 | 08 | 01 | USA_ID_Boise-AP-Gowen-Field-ANGB.726810_AMY_2024EPW | 29.8475 | 49.9388 | 0 | 52.0046 | 0 | 70.0908 | 143.0603 | 0 | 3047.6119 | 78.7599 | 36.1111 | 4685.4427
03/08 02:00:00 | 03 | 08 | 02 | USA_ID_Boise-AP-Gowen-Field-ANGB.726810_AMY_2024EPW | 28.4525 | 49.9388 | 0 | 50.9668 | 0 | 70.0668 | 160.6398 | 0 | 3303.3796 | 97.5652 | 27.7778 | 6138.2008
03/08 03:00:00 | 03 | 08 | 03 | USA_ID_Boise-AP-Gowen-Field-ANGB.726810_AMY_2024EPW | 27.455 | 49.9388 | 0 | 47.8592 | 0 | 70.0335 | 162.5961 | 0 | 3271.8232 | 94.8144 | 33.3333 | 6810.93
03/08 04:00:00 | 03 | 08 | 04 | USA_ID_Boise-AP-Gowen-Field-ANGB.726810_AMY_2024EPW | 27.545 | 49.9388 | 0 | 46.4893 | 0 | 70.0209 | 162.5961 | 0 | 3264.0488 | 98.4282 | 33.3333 | 7419.6093
03/08 05:00:00 | 03 | 08 | 05 | USA_ID_Boise-AP-Gowen-Field-ANGB.726810_AMY_2024EPW | 28.04 | 49.9388 | 0 | 47.0977 | 0 | 70.0181 | 162.5961 | 0 | 3216.2773 | 121.5091 | 33.3333 | 7699.6489
03/08 06:00:00 | 03 | 08 | 06 | USA_ID_Boise-AP-Gowen-Field-ANGB.726810_AMY_2024EPW | 26.9675 | 49.9388 | 0 | 45.8003 | 0 | 70.0104 | 132 | 0 | 2980.6829 | 113.0626 | 16.6667 | 5697.3153
03/08 07:00:00 | 03 | 08 | 07 | USA_ID_Boise-AP-Gowen-Field-ANGB.726810_AMY_2024EPW | 26.06 | 49.9388 | 0 | 45.9624 | 0 | 70.0181 | 162.5961 | 0 | 3264.1497 | 100.5152 | 33.3333 | 7593.4739
03/08 08:00:00 | 03 | 08 | 08 | USA_ID_Boise-AP-Gowen-Field-ANGB.726810_AMY_2024EPW | 26.06 | 49.9388 | 0 | 49.1641 | 0 | 70.0147 | 162.5961 | 0 | 3263.8462 | 100.4331 | 33.3333 | 7642.4863
03/08 09:00:00 | 03 | 08 | 09 | USA_ID_Boise-AP-Gowen-Field-ANGB.726810_AMY_2024EPW | 26.06 | 49.9388 | 0 | 54.5739 | 0 | 70.0114 | 162.5961 | 0 | 3316.3563 | 74.2487 | 33.3333 | 7749.557
03/08 10:00:00 | 03 | 08 | 10 | USA_ID_Boise-AP-Gowen-Field-ANGB.726810_AMY_2024EPW | 28.205 | 49.9388 | 0 | 65.7492 | 0 | 70.0361 | 128.5955 | 0 | 3146.4299 | 54.5432 | 0 | 6026.972
03/08 11:00:00 | 03 | 08 | 11 | USA_ID_Boise-AP-Gowen-Field-ANGB.726810_AMY_2024EPW | 32.165 | 49.9388 | 0 | 65.0229 | 0 | 70.0362 | 109.6927 | 0 | 2733.0505 | 45.5262 | 1.2233 | 4864.5619
03/08 12:00:00 | 03 | 08 | 12 | USA_ID_Boise-AP-Gowen-Field-ANGB.726810_AMY_2024EPW | 35.0525 | 49.9388 | 0 | 79.2268 | 0 | 69.9933 | 133.5433 | 0 | 3028.9446 | 19.2098 | 27.0464 | 5291.7504
03/08 13:00:00 | 03 | 08 | 13 | USA_ID_Boise-AP-Gowen-Field-ANGB.726810_AMY_2024EPW | 37.0325 | 49.9388 | 0 | 93.9637 | 0 | 70.0354 | 114.5257 | 0 | 2763.0072 | 0.2636 | 18.4245 | 4425.2461
03/08 14:00:00 | 03 | 08 | 14 | USA_ID_Boise-AP-Gowen-Field-ANGB.726810_AMY_2024EPW | 39.0125 | 49.9388 | 0 | 78.3473 | 0 | 70.0219 | 128.8626 | 0 | 3015.8134 | 0.10954 | 22.5609 | 4400.7596
03/08 15:00:00 | 03 | 08 | 15 | USA_ID_Boise-AP-Gowen-Field-ANGB.726810_AMY_2024EPW | 41.09 | 49.9388 | 0 | 72.1986 | 0 | 70.0552 | 136.0801 | 0 | 3127.4393 | 0.056451 | 36.6981 | 3517.3229
03/08 16:00:00 | 03 | 08 | 16 | USA_ID_Boise-AP-Gowen-Field-ANGB.726810_AMY_2024EPW | 42.5675 | 49.9388 | 0 | 82.4249 | 0 | 70.0353 | 97.2636 | 0 | 2412.2423 | 0 | 60.1025 | 2409.077
03/08 17:00:00 | 03 | 08 | 17 | USA_ID_Boise-AP-Gowen-Field-ANGB.726810_AMY_2024EPW | 42.98 | 49.9388 | 0 | 100.1081 | 0 | 70.0126 | 85.9754 | 0 | 2126.4097 | 0 | 83.7245 | 2113.3282
03/08 18:00:00 | 03 | 08 | 18 | USA_ID_Boise-AP-Gowen-Field-ANGB.726810_AMY_2024EPW | 43.565 | 49.9388 | 0 | 90.8097 | 0 | 70.0529 | 98.4354 | 0 | 2531.8135 | 0 | 53.5375 | 2352.3067
03/08 19:00:00 | 03 | 08 | 19 | USA_ID_Boise-AP-Gowen-Field-ANGB.726810_AMY_2024EPW | 43.475 | 49.9388 | 0 | 83.6187 | 0 | 70.145 | 118.5454 | 0 | 3007.7083 | 0 | 33.416 | 3994.417
03/08 20:00:00 | 03 | 08 | 20 | USA_ID_Boise-AP-Gowen-Field-ANGB.726810_AMY_2024EPW | 40.835 | 49.9388 | 0 | 65.5684 | 0 | 70.1274 | 128.9847 | 0 | 3078.5103 | 28.6827 | 25.4399 | 4269.2516
03/08 21:00:00 | 03 | 08 | 21 | USA_ID_Boise-AP-Gowen-Field-ANGB.726810_AMY_2024EPW | 37.3625 | 49.9388 | 0 | 61.0569 | 0 | 70.0954 | 158.6132 | 0 | 3429.3076 | 30.0917 | 22.2222 | 5057.6283
03/08 22:00:00 | 03 | 08 | 22 | USA_ID_Boise-AP-Gowen-Field-ANGB.726810_AMY_2024EPW | 34.4 | 49.9388 | 0 | 72.6491 | 0 | 70.0323 | 162.5961 | 0 | 3405.286 | 16.1051 | 33.3333 | 6003.4173
03/08 23:00:00 | 03 | 08 | 23 | USA_ID_Boise-AP-Gowen-Field-ANGB.726810_AMY_2024EPW | 32.495 | 49.9388 | 0 | 69.9827 | 0 | 70.0036 | 162.5961 | 0 | 3429.7108 | 7.308 | 33.3333 | 7103.2886
03/08 24:00:00 | 03 | 08 | 24 | USA_ID_Boise-AP-Gowen-Field-ANGB.726810_AMY_2024EPW | 32.585 | 49.9388 | 0 | 60.8546 | 0 | 70.0122 | 154.4428 | 0 | 3497.6991 | 3.6065 | 16.6667 | 6763.8368
03/09 01:00:00 | 03 | 09 | 01 | USA_ID_Boise-AP-Gowen-Field-ANGB.726810_AMY_2024EPW | 33.08 | 50.0443 | 0 | 61.253 | 0 | 70.0078 | 125.9836 | 0 | 2948.9849 | 24.0784 | 41.6667 | 3956.9395
03/09 02:00:00 | 03 | 09 | 02 | USA_ID_Boise-AP-Gowen-Field-ANGB.726810_AMY_2024EPW | 33.08 | 50.0443 | 0 | 60.0306 | 0 | 70.0524 | 156.2703 | 0 | 3368.9568 | 7.1321 | 25.9486 | 5955.7726
03/09 03:00:00 | 03 | 09 | 03 | USA_ID_Boise-AP-Gowen-Field-ANGB.726810_AMY_2024EPW | 31.91 | 50.0443 | 0 | 56.3704 | 0 | 69.9962 | 146.2111 | 0 | 3331.9823 | 0.11633 | 25 | 6047.068
03/09 04:00:00 | 03 | 09 | 04 | USA_ID_Boise-AP-Gowen-Field-ANGB.726810_AMY_2024EPW | 29.8475 | 50.0443 | 0 | 54.7568 | 0 | 70.0032 | 165.306 | 0 | 3510.7387 | 0.12129 | 30.5556 | 7701.4583
03/09 05:00:00 | 03 | 09 | 05 | USA_ID_Boise-AP-Gowen-Field-ANGB.726810_AMY_2024EPW | 28.4525 | 50.0443 | 0 | 55.4734 | 0 | 69.8505 | 181.7462 | 0 | 3951.4619 | 0.13733 | 1.8453 | 9356.0602
03/09 06:00:00 | 03 | 09 | 06 | USA_ID_Boise-AP-Gowen-Field-ANGB.726810_AMY_2024EPW | 28.5275 | 50.0443 | 0 | 53.9453 | 0 | 69.9504 | 180.3478 | 0 | 3895.3681 | 0.13579 | 3.6663 | 9081.8685
03/09 07:00:00 | 03 | 09 | 07 | USA_ID_Boise-AP-Gowen-Field-ANGB.726810_AMY_2024EPW | 28.94 | 50.0443 | 0 | 54.1362 | 0 | 69.9132 | 180.6341 | 0 | 3909.219 | 0.13666 | 1.1723 | 9186.8987
03/09 08:00:00 | 03 | 09 | 08 | USA_ID_Boise-AP-Gowen-Field-ANGB.726810_AMY_2024EPW | 28.94 | 50.0443 | 0 | 57.9073 | 0 | 69.9313 | 173.4882 | 0 | 3799.4346 | 0.13369 | 0.99606 | 8583.9959
03/09 09:00:00 | 03 | 09 | 09 | USA_ID_Boise-AP-Gowen-Field-ANGB.726810_AMY_2024EPW | 29.525 | 50.0443 | 0 | 64.2792 | 0 | 69.9293 | 180.3891 | 0 | 3893.9863 | 0.13591 | 3.3062 | 8739.271
03/09 10:00:00 | 03 | 09 | 10 | USA_ID_Boise-AP-Gowen-Field-ANGB.726810_AMY_2024EPW | 31.0925 | 50.0443 | 0 | 77.4418 | 0 | 70.008 | 174.9589 | 0 | 3832.2714 | 0.13363 | 5.7497 | 7733.9105
03/09 11:00:00 | 03 | 09 | 11 | USA_ID_Boise-AP-Gowen-Field-ANGB.726810_AMY_2024EPW | 34.145 | 50.0443 | 0 | 76.5864 | 0 | 69.9827 | 172.1043 | 0 | 3695.4042 | 0.12948 | 12.9901 | 7779.3227
03/09 12:00:00 | 03 | 09 | 12 | USA_ID_Boise-AP-Gowen-Field-ANGB.726810_AMY_2024EPW | 40.3475 | 50.0443 | 0 | 93.3163 | 0 | 70.0316 | 110.8472 | 0 | 2840.3944 | 0.06768 | 9.0917 | 4089.1259
03/09 13:00:00 | 03 | 09 | 13 | USA_ID_Boise-AP-Gowen-Field-ANGB.726810_AMY_2024EPW | 45.62 | 50.0443 | 0 | 110.674 | 0 | 70.032 | 106.7214 | 0 | 2679.4796 | 0 | 20.1599 | 3532.4182
03/09 14:00:00 | 03 | 09 | 14 | USA_ID_Boise-AP-Gowen-Field-ANGB.726810_AMY_2024EPW | 49.1825 | 50.0443 | 0 | 92.2804 | 0 | 70.0294 | 105.3451 | 0 | 2586.0186 | 0 | 17.3246 | 3323.4488
03/09 15:00:00 | 03 | 09 | 15 | USA_ID_Boise-AP-Gowen-Field-ANGB.726810_AMY_2024EPW | 49.91 | 50.0443 | 0 | 85.0382 | 0 | 70.0506 | 135.2431 | 0 | 3139.7788 | 0 | 20.2957 | 3438.7525
03/09 16:00:00 | 03 | 09 | 16 | USA_ID_Boise-AP-Gowen-Field-ANGB.726810_AMY_2024EPW | 48.92 | 50.0443 | 0 | 97.0832 | 0 | 70.0453 | 110.484 | 0 | 2773.4849 | 0 | 44.3632 | 2032.802
03/09 17:00:00 | 03 | 09 | 17 | USA_ID_Boise-AP-Gowen-Field-ANGB.726810_AMY_2024EPW | 49.505 | 50.0443 | 0 | 117.911 | 0 | 70.0501 | 91.5019 | 0 | 2406.1386 | 0 | 49.616 | 2066.2916
03/09 18:00:00 | 03 | 09 | 18 | USA_ID_Boise-AP-Gowen-Field-ANGB.726810_AMY_2024EPW | 49.415 | 50.0443 | 0 | 106.9591 | 0 | 70.09 | 93.1612 | 0 | 2481.135 | 0 | 47.3209 | 2008.2634
03/09 19:00:00 | 03 | 09 | 19 | USA_ID_Boise-AP-Gowen-Field-ANGB.726810_AMY_2024EPW | 48.92 | 50.0443 | 0 | 98.4893 | 0 | 70.1229 | 81.9783 | 0 | 2279.9971 | 0 | 49.7624 | 1797.9302
03/09 20:00:00 | 03 | 09 | 20 | USA_ID_Boise-AP-Gowen-Field-ANGB.726810_AMY_2024EPW | 46.2875 | 50.0443 | 0 | 77.2289 | 0 | 70.1212 | 119.2881 | 0 | 2923.8371 | 0 | 34.816 | 4347.3246
03/09 21:00:00 | 03 | 09 | 21 | USA_ID_Boise-AP-Gowen-Field-ANGB.726810_AMY_2024EPW | 42.9875 | 50.0443 | 0 | 71.9151 | 0 | 70.0594 | 100.3373 | 0 | 2306.9563 | 0 | 75.7818 | 3363.3503
03/09 22:00:00 | 03 | 09 | 22 | USA_ID_Boise-AP-Gowen-Field-ANGB.726810_AMY_2024EPW | 42.08 | 50.0443 | 0 | 85.5689 | 0 | 70.093 | 100.5109 | 0 | 2555.9277 | 0 | 57.2876 | 2076.2376
03/09 23:00:00 | 03 | 09 | 23 | USA_ID_Boise-AP-Gowen-Field-ANGB.726810_AMY_2024EPW | 41.495 | 50.0443 | 0 | 82.4282 | 0 | 70.1118 | 86.0112 | 0 | 2505.5904 | 0.0043528 | 48.3716 | 1339.7542
03/09 24:00:00 | 03 | 09 | 24 | USA_ID_Boise-AP-Gowen-Field-ANGB.726810_AMY_2024EPW | 39.3425 | 50.0443 | 0 | 71.6768 | 0 | 70.0996 | 110.5567 | 0 | 2675.8261 | 0.09601 | 46.5212 | 2568.43
03/10 01:00:00 | 03 | 10 | 01 | USA_ID_Boise-AP-Gowen-Field-ANGB.726810_AMY_2024EPW | 36.8675 | 50.1532 | 0 | 114.5071 | 0 | 70.1268 | 128.3938 | 0 | 3031.9122 | 0.10753 | 33.6548 | 3033.7472
03/10 02:00:00 | 03 | 10 | 02 | USA_ID_Boise-AP-Gowen-Field-ANGB.726810_AMY_2024EPW | 35.4725 | 50.1532 | 0 | 112.222 | 0 | 70.1082 | 155.234 | 0 | 3411.73 | 0.11956 | 25 | 4497.2261
03/10 03:00:00 | 03 | 10 | 03 | USA_ID_Boise-AP-Gowen-Field-ANGB.726810_AMY_2024EPW | 36.1325 | 50.1532 | 0 | 105.3796 | 0 | 70.0279 | 126.0622 | 0 | 2894.4979 | 0.10522 | 29.8685 | 4079.4137
03/10 04:00:00 | 03 | 10 | 04 | USA_ID_Boise-AP-Gowen-Field-ANGB.726810_AMY_2024EPW | 37.04 | 50.1532 | 0 | 102.3631 | 0 | 70.0281 | 122.9536 | 0 | 2900.1863 | 0.10604 | 25 | 3970.5173
03/10 05:00:00 | 03 | 10 | 05 | USA_ID_Boise-AP-Gowen-Field-ANGB.726810_AMY_2024EPW | 36.455 | 50.1532 | 0 | 103.7027 | 0 | 70.0274 | 123.9728 | 0 | 2925.0254 | 0.10655 | 25 | 4022.4117
03/10 06:00:00 | 03 | 10 | 06 | USA_ID_Boise-AP-Gowen-Field-ANGB.726810_AMY_2024EPW | 36.545 | 50.1532 | 0 | 100.8461 | 0 | 70.0283 | 123.1869 | 0 | 2903.3708 | 0.10609 | 25 | 3952.0981
03/10 07:00:00 | 03 | 10 | 07 | USA_ID_Boise-AP-Gowen-Field-ANGB.726810_AMY_2024EPW | 38.1125 | 50.1532 | 0 | 101.203 | 0 | 70.0442 | 130.8627 | 0 | 2927.6996 | 38.9546 | 29.6956 | 4052.1332
03/10 08:00:00 | 03 | 10 | 08 | USA_ID_Boise-AP-Gowen-Field-ANGB.726810_AMY_2024EPW | 38.435 | 50.1532 | 0 | 108.2527 | 0 | 70.1064 | 158.6165 | 0 | 3304.4659 | 85.6082 | 22.2222 | 5175.6112
03/10 09:00:00 | 03 | 10 | 09 | USA_ID_Boise-AP-Gowen-Field-ANGB.726810_AMY_2024EPW | 38.525 | 50.1532 | 0 | 120.1645 | 0 | 70.0279 | 126.4754 | 0 | 2765.3499 | 39.4648 | 35.4896 | 4084.7938
03/10 10:00:00 | 03 | 10 | 10 | USA_ID_Boise-AP-Gowen-Field-ANGB.726810_AMY_2024EPW | 40.0925 | 50.1532 | 0 | 144.7708 | 0 | 70.0297 | 124.7157 | 0 | 2855.3406 | 1.5366 | 28.9823 | 3774.6195
03/10 11:00:00 | 03 | 10 | 11 | USA_ID_Boise-AP-Gowen-Field-ANGB.726810_AMY_2024EPW | 43.145 | 50.1532 | 0 | 143.1717 | 0 | 70.0534 | 110.573 | 0 | 2804.9783 | 0 | 45.6844 | 2485.4129
03/10 12:00:00 | 03 | 10 | 12 | USA_ID_Boise-AP-Gowen-Field-ANGB.726810_AMY_2024EPW | 46.0325 | 50.1532 | 0 | 174.4468 | 0 | 70.045 | 103.753 | 0 | 2636.136 | 0 | 49.3563 | 2258.9134
03/10 13:00:00 | 03 | 10 | 13 | USA_ID_Boise-AP-Gowen-Field-ANGB.726810_AMY_2024EPW | 49.1825 | 50.1532 | 0 | 206.8955 | 0 | 70.0402 | 111.0148 | 0 | 2734.4813 | 0 | 29.7575 | 2366.6773
03/10 14:00:00 | 03 | 10 | 14 | USA_ID_Boise-AP-Gowen-Field-ANGB.726810_AMY_2024EPW | 52.64 | 50.1532 | 0 | 172.5103 | 0 | 70.0447 | 96.0635 | 0 | 2450.3914 | 0 | 0 | 2137.0077
03/10 15:00:00 | 03 | 10 | 15 | USA_ID_Boise-AP-Gowen-Field-ANGB.726810_AMY_2024EPW | 53.96 | 50.1532 | 0 | 158.9716 | 0 | 70.1121 | 81.4314 | 0 | 2334.8993 | 0 | 0 | 1698.1053
03/10 16:00:00 | 03 | 10 | 16 | USA_ID_Boise-AP-Gowen-Field-ANGB.726810_AMY_2024EPW | 54.545 | 50.1532 | 0 | 181.4886 | 0 | 70.1116 | 78.3115 | 0 | 2240.3707 | 0 | 0 | 1667.2423
03/10 17:00:00 | 03 | 10 | 17 | USA_ID_Boise-AP-Gowen-Field-ANGB.726810_AMY_2024EPW | 54.455 | 50.1532 | 0 | 220.4245 | 0 | 70.1438 | 82.1423 | 0 | 2300.6701 | 0 | 0 | 1522.6695
03/10 18:00:00 | 03 | 10 | 18 | USA_ID_Boise-AP-Gowen-Field-ANGB.726810_AMY_2024EPW | 53.96 | 50.1532 | 0 | 199.9508 | 0 | 70.0733 | 67.2857 | 0 | 1991.9805 | 0 | 0 | 1570.0068
03/10 19:00:00 | 03 | 10 | 19 | USA_ID_Boise-AP-Gowen-Field-ANGB.726810_AMY_2024EPW | 52.8875 | 50.1532 | 0 | 184.1172 | 0 | 70.0693 | 53.5052 | 0 | 1527.2435 | 0 | 0 | 1297.1355
03/10 20:00:00 | 03 | 10 | 20 | USA_ID_Boise-AP-Gowen-Field-ANGB.726810_AMY_2024EPW | 50.9075 | 50.1532 | 0 | 144.3727 | 0 | 70.1052 | 84.5134 | 0 | 2080.3059 | 0 | 0 | 1806.73
03/10 21:00:00 | 03 | 10 | 21 | USA_ID_Boise-AP-Gowen-Field-ANGB.726810_AMY_2024EPW | 49.415 | 50.1532 | 0 | 134.439 | 0 | 70.1156 | 75.1119 | 0 | 1993.6706 | 0 | 64.1924 | 1565.4773
03/10 22:00:00 | 03 | 10 | 22 | USA_ID_Boise-AP-Gowen-Field-ANGB.726810_AMY_2024EPW | 47.8475 | 50.1532 | 0 | 159.9636 | 0 | 70.0791 | 60.3084 | 0 | 1689.9934 | 0 | 78.7394 | 1167.3961
03/10 23:00:00 | 03 | 10 | 23 | USA_ID_Boise-AP-Gowen-Field-ANGB.726810_AMY_2024EPW | 46.94 | 50.1532 | 0 | 154.0924 | 0 | 70.0749 | 69.8299 | 0 | 1896.9503 | 0 | 77.0238 | 1305.0795
03/10 24:00:00 | 03 | 10 | 24 | USA_ID_Boise-AP-Gowen-Field-ANGB.726810_AMY_2024EPW | 46.94 | 50.1532 | 0 | 133.9936 | 0 | 70.068 | 66.0185 | 0 | 1908.3675 | 0 | 64.4144 | 1477.2623
03/11 01:00:00 | 03 | 11 | 01 | USA_ID_Boise-AP-Gowen-Field-ANGB.726810_AMY_2024EPW | 46.94 | 50.2654 | 0 | 144.5376 | 0 | 70.0802 | 72.8079 | 0 | 1869.0409 | 0 | 80.5763 | 1451.1021
03/11 02:00:00 | 03 | 11 | 02 | USA_ID_Boise-AP-Gowen-Field-ANGB.726810_AMY_2024EPW | 46.4525 | 50.2654 | 0 | 141.6532 | 0 | 70.1092 | 87.9738 | 0 | 2243.3915 | 0 | 63.266 | 1576.0509
03/11 03:00:00 | 03 | 11 | 03 | USA_ID_Boise-AP-Gowen-Field-ANGB.726810_AMY_2024EPW | 45.455 | 50.2654 | 0 | 133.0163 | 0 | 70.0951 | 89.6069 | 0 | 2219.1962 | 0 | 70.3504 | 1808.529
03/11 04:00:00 | 03 | 11 | 04 | USA_ID_Boise-AP-Gowen-Field-ANGB.726810_AMY_2024EPW | 44.96 | 50.2654 | 0 | 129.2088 | 0 | 70.0728 | 76.0842 | 0 | 2026.1194 | 0 | 78.0053 | 1355.5277
03/11 05:00:00 | 03 | 11 | 05 | USA_ID_Boise-AP-Gowen-Field-ANGB.726810_AMY_2024EPW | 42.23 | 50.2654 | 0 | 130.8997 | 0 | 70.0611 | 84.6471 | 0 | 2219.0636 | 20.7275 | 65.2347 | 2235.71
03/11 06:00:00 | 03 | 11 | 06 | USA_ID_Boise-AP-Gowen-Field-ANGB.726810_AMY_2024EPW | 39.4325 | 50.2654 | 0 | 127.2938 | 0 | 70.0762 | 122.2095 | 0 | 2497.4956 | 128.655 | 50.2505 | 6432.767
03/11 07:00:00 | 03 | 11 | 07 | USA_ID_Boise-AP-Gowen-Field-ANGB.726810_AMY_2024EPW | 39.5075 | 50.2654 | 0 | 127.7443 | 0 | 70.072 | 106.0343 | 0 | 2370.2099 | 122.21 | 48.9254 | 4150.0637
03/11 08:00:00 | 03 | 11 | 08 | USA_ID_Boise-AP-Gowen-Field-ANGB.726810_AMY_2024EPW | 39.92 | 50.2654 | 0 | 136.643 | 0 | 70.0451 | 107.3683 | 0 | 2246.4629 | 92.5903 | 72.2222 | 2375.8392
03/11 09:00:00 | 03 | 11 | 09 | USA_ID_Boise-AP-Gowen-Field-ANGB.726810_AMY_2024EPW | 39.92 | 50.2654 | 0 | 151.6786 | 0 | 70.1014 | 109.349 | 0 | 2474.4775 | 62.054 | 55.9281 | 4045.5406
03/11 10:00:00 | 03 | 11 | 10 | USA_ID_Boise-AP-Gowen-Field-ANGB.726810_AMY_2024EPW | 42.1625 | 50.2654 | 0 | 182.7382 | 0 | 70.0653 | 94.0994 | 0 | 2237.7634 | 6.422 | 73.4832 | 3360.1002
03/11 11:00:00 | 03 | 11 | 11 | USA_ID_Boise-AP-Gowen-Field-ANGB.726810_AMY_2024EPW | 46.205 | 50.2654 | 0 | 180.7198 | 0 | 70.0188 | 82.3022 | 0 | 2084.9271 | 0 | 76.9443 | 1846.6901
03/11 12:00:00 | 03 | 11 | 12 | USA_ID_Boise-AP-Gowen-Field-ANGB.726810_AMY_2024EPW | 50.165 | 50.2654 | 0 | 220.197 | 0 | 70.0338 | 67.1659 | 0 | 1810.9832 | 0 | 36.1111 | 1880.8728
03/11 13:00:00 | 03 | 11 | 13 | USA_ID_Boise-AP-Gowen-Field-ANGB.726810_AMY_2024EPW | 52.565 | 50.2654 | 0 | 261.1556 | 0 | 70.0133 | 70.5786 | 0 | 2046.8675 | 0 | 0 | 1228.9872
03/11 14:00:00 | 03 | 11 | 14 | USA_ID_Boise-AP-Gowen-Field-ANGB.726810_AMY_2024EPW | 53.5475 | 50.2654 | 0 | 217.7526 | 0 | 70.1123 | 77.7664 | 0 | 2161.3573 | 0 | 0 | 1414.1595
03/11 15:00:00 | 03 | 11 | 15 | USA_ID_Boise-AP-Gowen-Field-ANGB.726810_AMY_2024EPW | 54.545 | 50.2654 | 0 | 200.6633 | 0 | 70.1151 | 74.1793 | 0 | 2061.3785 | 0 | 0 | 1451.38
03/11 16:00:00 | 03 | 11 | 16 | USA_ID_Boise-AP-Gowen-Field-ANGB.726810_AMY_2024EPW | 54.455 | 50.2654 | 0 | 229.0856 | 0 | 70.0058 | 48.1633 | 0 | 1591.7704 | 0 | 0 | 1104.8553
03/11 17:00:00 | 03 | 11 | 17 | USA_ID_Boise-AP-Gowen-Field-ANGB.726810_AMY_2024EPW | 53.4725 | 50.2654 | 0 | 278.2327 | 0 | 70.0395 | 48.6364 | 0 | 1535.4021 | 0 | 0 | 1215.4236
03/11 18:00:00 | 03 | 11 | 18 | USA_ID_Boise-AP-Gowen-Field-ANGB.726810_AMY_2024EPW | 54.62 | 50.2654 | 0 | 252.3896 | 0 | 70.0446 | 31.65 | 0 | 997.9492 | 0 | 0 | 773.1861
03/11 19:00:00 | 03 | 11 | 19 | USA_ID_Boise-AP-Gowen-Field-ANGB.726810_AMY_2024EPW | 54.8675 | 50.2654 | 0 | 232.4035 | 0 | 70.0636 | 52.4493 | 0 | 1352.5154 | 0 | 0 | 1179.2485
03/11 20:00:00 | 03 | 11 | 20 | USA_ID_Boise-AP-Gowen-Field-ANGB.726810_AMY_2024EPW | 52.8875 | 50.2654 | 0 | 182.2357 | 0 | 70.1134 | 115.1803 | 0 | 2672.8652 | 0 | 0 | 2657.2116
03/11 21:00:00 | 03 | 11 | 21 | USA_ID_Boise-AP-Gowen-Field-ANGB.726810_AMY_2024EPW | 50.9075 | 50.2654 | 0 | 169.6968 | 0 | 70.1243 | 85.4526 | 0 | 2219.173 | 0 | 0 | 1738.4216
03/11 22:00:00 | 03 | 11 | 22 | USA_ID_Boise-AP-Gowen-Field-ANGB.726810_AMY_2024EPW | 51.0725 | 50.2654 | 0 | 201.9154 | 0 | 70.0439 | 51.465 | 0 | 1547.9167 | 0 | 0 | 1431.2819
03/11 23:00:00 | 03 | 11 | 23 | USA_ID_Boise-AP-Gowen-Field-ANGB.726810_AMY_2024EPW | 50.3225 | 50.2654 | 0 | 194.5045 | 0 | 70.1244 | 82.3853 | 0 | 2098.5876 | 0 | 23.9871 | 1566.3832
03/11 24:00:00 | 03 | 11 | 24 | USA_ID_Boise-AP-Gowen-Field-ANGB.726810_AMY_2024EPW | 47.36 | 50.2654 | 0 | 169.1346 | 0 | 70.017 | 41.2479 | 0 | 1356.7878 | 0 | 86.8854 | 994.6657
03/12 01:00:00 | 03 | 12 | 01 | USA_ID_Boise-AP-Gowen-Field-ANGB.726810_AMY_2024EPW | 45.455 | 50.3809 | 0 | 54.9312 | 0 | 70.0788 | 67.4205 | 0 | 1878.8623 | 0 | 72.6933 | 1409.7552
03/12 02:00:00 | 03 | 12 | 02 | USA_ID_Boise-AP-Gowen-Field-ANGB.726810_AMY_2024EPW | 44.4725 | 50.3809 | 0 | 53.835 | 0 | 70.1011 | 82.4323 | 0 | 2144.373 | 0 | 67.0729 | 1779.0377
03/12 03:00:00 | 03 | 12 | 03 | USA_ID_Boise-AP-Gowen-Field-ANGB.726810_AMY_2024EPW | 44.06 | 50.3809 | 0 | 50.5525 | 0 | 70.1055 | 79.1772 | 0 | 2064.0952 | 0 | 67.7551 | 1586.9832
03/12 04:00:00 | 03 | 12 | 04 | USA_ID_Boise-AP-Gowen-Field-ANGB.726810_AMY_2024EPW | 43.475 | 50.3809 | 0 | 49.1055 | 0 | 70.111 | 83.2313 | 0 | 2133.534 | 0 | 66.1355 | 1907.8054
03/12 05:00:00 | 03 | 12 | 05 | USA_ID_Boise-AP-Gowen-Field-ANGB.726810_AMY_2024EPW | 42.98 | 50.3809 | 0 | 49.7481 | 0 | 70.0724 | 89.7214 | 0 | 2301.9937 | 0 | 64.6848 | 1915.0448
03/12 06:00:00 | 03 | 12 | 06 | USA_ID_Boise-AP-Gowen-Field-ANGB.726810_AMY_2024EPW | 41.9075 | 50.3809 | 0 | 48.3777 | 0 | 70.1086 | 90.1688 | 0 | 2507.0143 | 4.9019 | 47.093 | 1756.5296
03/12 07:00:00 | 03 | 12 | 07 | USA_ID_Boise-AP-Gowen-Field-ANGB.726810_AMY_2024EPW | 41.585 | 50.3809 | 0 | 48.549 | 0 | 70.1376 | 100.1965 | 0 | 2767.1282 | 0 | 39.1608 | 1755.0129
03/12 08:00:00 | 03 | 12 | 08 | USA_ID_Boise-AP-Gowen-Field-ANGB.726810_AMY_2024EPW | 42.5675 | 50.3809 | 0 | 51.9309 | 0 | 70.0988 | 100.9001 | 0 | 2710.9049 | 0 | 44.6481 | 1836.6981
03/12 09:00:00 | 03 | 12 | 09 | USA_ID_Boise-AP-Gowen-Field-ANGB.726810_AMY_2024EPW | 42.98 | 50.3809 | 0 | 57.6451 | 0 | 70.06 | 93.6476 | 0 | 2295.9596 | 0 | 62.4143 | 2756.9577
03/12 10:00:00 | 03 | 12 | 10 | USA_ID_Boise-AP-Gowen-Field-ANGB.726810_AMY_2024EPW | 44.0525 | 50.3809 | 0 | 69.4493 | 0 | 70.0572 | 91.2156 | 0 | 2180.2846 | 0 | 77.0315 | 2440.9031
03/12 11:00:00 | 03 | 12 | 11 | USA_ID_Boise-AP-Gowen-Field-ANGB.726810_AMY_2024EPW | 45.545 | 50.3809 | 0 | 68.6821 | 0 | 70.0653 | 84.6709 | 0 | 2228.2201 | 0 | 60.056 | 1649.8424
03/12 12:00:00 | 03 | 12 | 12 | USA_ID_Boise-AP-Gowen-Field-ANGB.726810_AMY_2024EPW | 46.04 | 50.3809 | 0 | 83.6854 | 0 | 70.0614 | 82.8208 | 0 | 2101.431 | 0 | 68.6279 | 2149.0098
03/12 13:00:00 | 03 | 12 | 13 | USA_ID_Boise-AP-Gowen-Field-ANGB.726810_AMY_2024EPW | 48.77 | 50.3809 | 0 | 99.2516 | 0 | 70.0135 | 78.9402 | 0 | 2077.5411 | 0 | 54.3955 | 1614.4823
03/12 14:00:00 | 03 | 12 | 14 | USA_ID_Boise-AP-Gowen-Field-ANGB.726810_AMY_2024EPW | 52.1525 | 50.3809 | 0 | 82.7564 | 0 | 70.0624 | 70.9306 | 0 | 1966.9029 | 0 | 0 | 1483.1363
03/12 15:00:00 | 03 | 12 | 15 | USA_ID_Boise-AP-Gowen-Field-ANGB.726810_AMY_2024EPW | 51.9875 | 50.3809 | 0 | 76.2616 | 0 | 70.1173 | 68.2603 | 0 | 2054.4567 | 0 | 0 | 1221.5146
03/12 16:00:00 | 03 | 12 | 16 | USA_ID_Boise-AP-Gowen-Field-ANGB.726810_AMY_2024EPW | 52.64 | 50.3809 | 0 | 87.0635 | 0 | 70.0056 | 51.8675 | 0 | 1672.064 | 0 | 0 | 1002.1163
03/12 17:00:00 | 03 | 12 | 17 | USA_ID_Boise-AP-Gowen-Field-ANGB.726810_AMY_2024EPW | 53.96 | 50.3809 | 0 | 105.7417 | 0 | 70.0537 | 41.3592 | 0 | 1296.2964 | 0 | 0 | 1226.074
03/12 18:00:00 | 03 | 12 | 18 | USA_ID_Boise-AP-Gowen-Field-ANGB.726810_AMY_2024EPW | 53.96 | 50.3809 | 0 | 95.9201 | 0 | 70.1216 | 81.9119 | 0 | 2076.0632 | 0 | 0 | 1631.8956
03/12 19:00:00 | 03 | 12 | 19 | USA_ID_Boise-AP-Gowen-Field-ANGB.726810_AMY_2024EPW | 53.4725 | 50.3809 | 0 | 88.3244 | 0 | 70.1392 | 37.2939 | 0 | 1084.9147 | 0 | 0 | 1066.1054
03/12 20:00:00 | 03 | 12 | 20 | USA_ID_Boise-AP-Gowen-Field-ANGB.726810_AMY_2024EPW | 51.4025 | 50.3809 | 0 | 69.2583 | 0 | 70.0887 | 48.2396 | 0 | 1351.465 | 0 | 0 | 934.0814
03/12 21:00:00 | 03 | 12 | 21 | USA_ID_Boise-AP-Gowen-Field-ANGB.726810_AMY_2024EPW | 46.7825 | 50.3809 | 0 | 64.4929 | 0 | 70.1576 | 81.794 | 0 | 2129.4832 | 0 | 54.8384 | 1696.7411
03/12 22:00:00 | 03 | 12 | 22 | USA_ID_Boise-AP-Gowen-Field-ANGB.726810_AMY_2024EPW | 44.06 | 50.3809 | 0 | 76.7375 | 0 | 70.0818 | 61.7682 | 0 | 1774.1621 | 0 | 80.2989 | 1211.217
03/12 23:00:00 | 03 | 12 | 23 | USA_ID_Boise-AP-Gowen-Field-ANGB.726810_AMY_2024EPW | 42.9875 | 50.3809 | 0 | 73.921 | 0 | 70.0864 | 61.8565 | 0 | 1749.8987 | 0 | 78.5348 | 1297.3623
03/12 24:00:00 | 03 | 12 | 24 | USA_ID_Boise-AP-Gowen-Field-ANGB.726810_AMY_2024EPW | 42.08 | 50.3809 | 0 | 64.2792 | 0 | 70.0833 | 92.7608 | 0 | 2278.3995 | 0 | 72.331 | 2123.3607
03/13 01:00:00 | 03 | 13 | 01 | USA_ID_Boise-AP-Gowen-Field-ANGB.726810_AMY_2024EPW | 40.91 | 50.4996 | 0 | 108.352 | 0 | 70.1071 | 92.8202 | 0 | 2052.8242 | 81.1244 | 66.3431 | 3427.3926
03/13 02:00:00 | 03 | 13 | 02 | USA_ID_Boise-AP-Gowen-Field-ANGB.726810_AMY_2024EPW | 38.8475 | 50.4996 | 0 | 106.1897 | 0 | 70.0536 | 106.7691 | 0 | 2097.5052 | 170.4577 | 65.5266 | 4621.0901
03/13 03:00:00 | 03 | 13 | 03 | USA_ID_Boise-AP-Gowen-Field-ANGB.726810_AMY_2024EPW | 38.525 | 50.4996 | 0 | 99.7151 | 0 | 70.0811 | 125.6207 | 0 | 2578.1748 | 224.0515 | 29.2409 | 4633.4509
03/13 04:00:00 | 03 | 13 | 04 | USA_ID_Boise-AP-Gowen-Field-ANGB.726810_AMY_2024EPW | 37.9475 | 50.4996 | 0 | 96.8608 | 0 | 70.0592 | 131.4476 | 0 | 2546.7984 | 207.2957 | 39.2683 | 4122.867
03/13 05:00:00 | 03 | 13 | 05 | USA_ID_Boise-AP-Gowen-Field-ANGB.726810_AMY_2024EPW | 37.04 | 50.4996 | 0 | 98.1283 | 0 | 70.0873 | 127.7023 | 0 | 2659.2947 | 205.9674 | 33.3333 | 4880.234
03/13 06:00:00 | 03 | 13 | 06 | USA_ID_Boise-AP-Gowen-Field-ANGB.726810_AMY_2024EPW | 35.9675 | 50.4996 | 0 | 95.4252 | 0 | 70.0906 | 142.852 | 0 | 2797.8087 | 207.6993 | 30.1738 | 4959.8501
03/13 07:00:00 | 03 | 13 | 07 | USA_ID_Boise-AP-Gowen-Field-ANGB.726810_AMY_2024EPW | 34.475 | 50.4996 | 0 | 95.763 | 0 | 70.0299 | 128.4364 | 0 | 2603.7111 | 185.5571 | 29.9541 | 4788.1688
03/13 08:00:00 | 03 | 13 | 08 | USA_ID_Boise-AP-Gowen-Field-ANGB.726810_AMY_2024EPW | 32.9075 | 50.4996 | 0 | 102.4338 | 0 | 70.0868 | 161.7309 | 0 | 3053.7396 | 206.4236 | 30.5556 | 5672.8483
03/13 09:00:00 | 03 | 13 | 09 | USA_ID_Boise-AP-Gowen-Field-ANGB.726810_AMY_2024EPW | 33.0725 | 50.4996 | 0 | 113.7052 | 0 | 70.0287 | 129.1738 | 0 | 2628.4788 | 192.5442 | 28.5328 | 4889.2991
03/13 10:00:00 | 03 | 13 | 10 | USA_ID_Boise-AP-Gowen-Field-ANGB.726810_AMY_2024EPW | 34.565 | 50.4996 | 0 | 136.9889 | 0 | 70.0593 | 148.0506 | 0 | 2875.7604 | 200.9262 | 30.5556 | 5291.3927
03/13 11:00:00 | 03 | 13 | 11 | USA_ID_Boise-AP-Gowen-Field-ANGB.726810_AMY_2024EPW | 36.62 | 50.4996 | 0 | 135.4757 | 0 | 70.0777 | 149.1617 | 0 | 2897.0892 | 187.5822 | 25.1259 | 5652.5067
03/13 12:00:00 | 03 | 13 | 12 | USA_ID_Boise-AP-Gowen-Field-ANGB.726810_AMY_2024EPW | 39.5975 | 50.4996 | 0 | 165.0697 | 0 | 70.029 | 126.968 | 0 | 2581.4373 | 150.5056 | 31.0467 | 4538.1769
03/13 13:00:00 | 03 | 13 | 13 | USA_ID_Boise-AP-Gowen-Field-ANGB.726810_AMY_2024EPW | 42.6575 | 50.4996 | 0 | 195.7741 | 0 | 70.0563 | 140.3224 | 0 | 3244.4823 | 0 | 29.351 | 3462.5143
03/13 14:00:00 | 03 | 13 | 14 | USA_ID_Boise-AP-Gowen-Field-ANGB.726810_AMY_2024EPW | 44.06 | 50.4996 | 0 | 163.2372 | 0 | 70.0394 | 140.8096 | 0 | 3182.7325 | 0 | 35.6551 | 3841.5911
03/13 15:00:00 | 03 | 13 | 15 | USA_ID_Boise-AP-Gowen-Field-ANGB.726810_AMY_2024EPW | 45.1325 | 50.4996 | 0 | 150.4263 | 0 | 70.0358 | 133.8524 | 0 | 3068.9955 | 0 | 33.7715 | 3765.6296
03/13 16:00:00 | 03 | 13 | 16 | USA_ID_Boise-AP-Gowen-Field-ANGB.726810_AMY_2024EPW | 46.5275 | 50.4996 | 0 | 171.733 | 0 | 70.0493 | 140.615 | 0 | 3156.0864 | 0 | 37.3503 | 3421.1756
03/13 17:00:00 | 03 | 13 | 17 | USA_ID_Boise-AP-Gowen-Field-ANGB.726810_AMY_2024EPW | 46.94 | 50.4996 | 0 | 208.5759 | 0 | 70.0575 | 127.5499 | 0 | 2961.0654 | 0 | 40.7306 | 3168.0617
03/13 18:00:00 | 03 | 13 | 18 | USA_ID_Boise-AP-Gowen-Field-ANGB.726810_AMY_2024EPW | 47.525 | 50.4996 | 0 | 189.2027 | 0 | 70.0521 | 93.2931 | 0 | 2429.0885 | 0 | 62.0883 | 1718.5317
03/13 19:00:00 | 03 | 13 | 19 | USA_ID_Boise-AP-Gowen-Field-ANGB.726810_AMY_2024EPW | 47.435 | 50.4996 | 0 | 174.2203 | 0 | 70.1149 | 90.9485 | 0 | 2413.1457 | 0 | 47.5206 | 2202.3238
03/13 20:00:00 | 03 | 13 | 20 | USA_ID_Boise-AP-Gowen-Field-ANGB.726810_AMY_2024EPW | 45.38 | 50.4996 | 0 | 136.6121 | 0 | 70.0825 | 146.0338 | 0 | 3438.6583 | 0 | 27.7778 | 3346.0425
03/13 21:00:00 | 03 | 13 | 21 | USA_ID_Boise-AP-Gowen-Field-ANGB.726810_AMY_2024EPW | 42.4025 | 50.4996 | 0 | 127.2124 | 0 | 70.1076 | 140.6439 | 0 | 3292.3065 | 11.8102 | 30.5556 | 2721.7201
03/13 22:00:00 | 03 | 13 | 22 | USA_ID_Boise-AP-Gowen-Field-ANGB.726810_AMY_2024EPW | 40.415 | 50.4996 | 0 | 151.365 | 0 | 70.0887 | 134.7982 | 0 | 2761.5118 | 139.6302 | 41.6667 | 3868.3947
03/13 23:00:00 | 03 | 13 | 23 | USA_ID_Boise-AP-Gowen-Field-ANGB.726810_AMY_2024EPW | 38.36 | 50.4996 | 0 | 145.8094 | 0 | 70.1041 | 127.447 | 0 | 2698.7258 | 131.2775 | 41.6667 | 3739.4739
03/13 24:00:00 | 03 | 13 | 24 | USA_ID_Boise-AP-Gowen-Field-ANGB.726810_AMY_2024EPW | 37.04 | 50.4996 | 0 | 126.791 | 0 | 70.1014 | 126.7304 | 0 | 2762.1951 | 104.5772 | 41.6667 | 3020.3969
03/14 01:00:00 | 03 | 14 | 01 | USA_ID_Boise-AP-Gowen-Field-ANGB.726810_AMY_2024EPW | 36.455 | 50.6216 | 0 | 74.4802 | 0 | 70.0929 | 131.271 | 0 | 2863.0225 | 89.2634 | 41.6667 | 3947.1665
03/14 02:00:00 | 03 | 14 | 02 | USA_ID_Boise-AP-Gowen-Field-ANGB.726810_AMY_2024EPW | 35.4725 | 50.6216 | 0 | 72.9938 | 0 | 70.0796 | 129.2636 | 0 | 2871.1265 | 90.3087 | 30.5787 | 4237.3744
03/14 03:00:00 | 03 | 14 | 03 | USA_ID_Boise-AP-Gowen-Field-ANGB.726810_AMY_2024EPW | 34.475 | 50.6216 | 0 | 68.5433 | 0 | 70.0792 | 126.8301 | 0 | 2805.6953 | 101.093 | 33.2077 | 4274.8071
03/14 04:00:00 | 03 | 14 | 04 | USA_ID_Boise-AP-Gowen-Field-ANGB.726810_AMY_2024EPW | 32.9075 | 50.6216 | 0 | 66.5812 | 0 | 70.0633 | 134.9637 | 0 | 2884.7273 | 113.1986 | 32.7794 | 4497.2262
03/14 05:00:00 | 03 | 14 | 05 | USA_ID_Boise-AP-Gowen-Field-ANGB.726810_AMY_2024EPW | 30.3425 | 50.6216 | 0 | 67.4526 | 0 | 70.0626 | 149.8699 | 0 | 3075.5399 | 124.7648 | 33.3333 | 5715.4128
03/14 06:00:00 | 03 | 14 | 06 | USA_ID_Boise-AP-Gowen-Field-ANGB.726810_AMY_2024EPW | 27.8675 | 50.6216 | 0 | 65.5945 | 0 | 70.0303 | 153.8535 | 0 | 3108.2087 | 120.9063 | 36.1111 | 6361.2797
03/14 07:00:00 | 03 | 14 | 07 | USA_ID_Boise-AP-Gowen-Field-ANGB.726810_AMY_2024EPW | 27.545 | 50.6216 | 0 | 65.8266 | 0 | 70.0236 | 122.6355 | 0 | 2740.0933 | 108.2744 | 27.9209 | 5135.9613
03/14 08:00:00 | 03 | 14 | 08 | USA_ID_Boise-AP-Gowen-Field-ANGB.726810_AMY_2024EPW | 27.455 | 50.6216 | 0 | 70.4121 | 0 | 70.0367 | 135.1836 | 0 | 2920.6501 | 118.6572 | 33.3333 | 5039.8027
03/14 09:00:00 | 03 | 14 | 09 | USA_ID_Boise-AP-Gowen-Field-ANGB.726810_AMY_2024EPW | 28.0325 | 50.6216 | 0 | 78.16 | 0 | 70.0091 | 121.1189 | 0 | 2840.0794 | 106.6953 | 33.3333 | 4199.2129
03/14 10:00:00 | 03 | 14 | 10 | USA_ID_Boise-AP-Gowen-Field-ANGB.726810_AMY_2024EPW | 31.1825 | 50.6216 | 0 | 94.165 | 0 | 70.0354 | 139.2179 | 0 | 3004.8478 | 103.7047 | 27.7778 | 4833.7889
03/14 11:00:00 | 03 | 14 | 11 | USA_ID_Boise-AP-Gowen-Field-ANGB.726810_AMY_2024EPW | 36.2975 | 50.6216 | 0 | 93.1248 | 0 | 70.0738 | 139.5601 | 0 | 3028.2851 | 88.1081 | 33.3333 | 4628.6658
03/14 12:00:00 | 03 | 14 | 12 | USA_ID_Boise-AP-Gowen-Field-ANGB.726810_AMY_2024EPW | 41.75 | 50.6216 | 0 | 113.4674 | 0 | 70.0687 | 101.5365 | 0 | 2587.1545 | 19.491 | 41.8272 | 3295.9175
03/14 13:00:00 | 03 | 14 | 13 | USA_ID_Boise-AP-Gowen-Field-ANGB.726810_AMY_2024EPW | 45.62 | 50.6216 | 0 | 134.5734 | 0 | 70.055 | 90.4298 | 0 | 2361.4846 | 0 | 56.9386 | 2097.2837
03/14 14:00:00 | 03 | 14 | 14 | USA_ID_Boise-AP-Gowen-Field-ANGB.726810_AMY_2024EPW | 48.5975 | 50.6216 | 0 | 112.2079 | 0 | 70.0605 | 83.4578 | 0 | 2173.1624 | 0 | 59.4627 | 2075.5977
03/14 15:00:00 | 03 | 14 | 15 | USA_ID_Boise-AP-Gowen-Field-ANGB.726810_AMY_2024EPW | 51.6575 | 50.6216 | 0 | 103.4017 | 0 | 70.0299 | 71.382 | 0 | 1900.3271 | 0 | 0 | 1448.1095
03/14 16:00:00 | 03 | 14 | 16 | USA_ID_Boise-AP-Gowen-Field-ANGB.726810_AMY_2024EPW | 54.1325 | 50.6216 | 0 | 118.0477 | 0 | 70.033 | 56.1155 | 0 | 1469.9739 | 0 | 0 | 1872.2487
03/14 17:00:00 | 03 | 14 | 17 | USA_ID_Boise-AP-Gowen-Field-ANGB.726810_AMY_2024EPW | 55.5275 | 50.6216 | 0 | 143.3732 | 0 | 70.0168 | 46.0065 | 0 | 1526.4727 | 0 | 0 | 1102.6753
03/14 18:00:00 | 03 | 14 | 18 | USA_ID_Boise-AP-Gowen-Field-ANGB.726810_AMY_2024EPW | 55.94 | 50.6216 | 0 | 130.0563 | 0 | 70.0636 | 50.2099 | 0 | 1419.6259 | 0 | 0 | 1652.6474
03/14 19:00:00 | 03 | 14 | 19 | USA_ID_Boise-AP-Gowen-Field-ANGB.726810_AMY_2024EPW | 56.525 | 50.6216 | 0 | 119.7575 | 0 | 70.06 | 51.6328 | 0 | 1453.587 | 0 | 0 | 1650.2086
03/14 20:00:00 | 03 | 14 | 20 | USA_ID_Boise-AP-Gowen-Field-ANGB.726810_AMY_2024EPW | 54.29 | 50.6216 | 0 | 93.906 | 0 | 70.1534 | 95.1984 | 0 | 2386.2648 | 0 | 0 | 2243.8202
03/14 21:00:00 | 03 | 14 | 21 | USA_ID_Boise-AP-Gowen-Field-ANGB.726810_AMY_2024EPW | 50.3225 | 50.6216 | 0 | 87.4447 | 0 | 70.0813 | 73.3619 | 0 | 1851.1943 | 0 | 41.7908 | 1511.3767
03/14 22:00:00 | 03 | 14 | 22 | USA_ID_Boise-AP-Gowen-Field-ANGB.726810_AMY_2024EPW | 47.36 | 50.6216 | 0 | 104.047 | 0 | 70.1566 | 91.7925 | 0 | 2329.0979 | 0 | 46.4678 | 1968.8143
03/14 23:00:00 | 03 | 14 | 23 | USA_ID_Boise-AP-Gowen-Field-ANGB.726810_AMY_2024EPW | 44.3825 | 50.6216 | 0 | 100.2281 | 0 | 70.084 | 68.5976 | 0 | 1830.82 | 0 | 81.6973 | 1396.9134
03/14 24:00:00 | 03 | 14 | 24 | USA_ID_Boise-AP-Gowen-Field-ANGB.726810_AMY_2024EPW | 40.25 | 50.6216 | 0 | 87.155 | 0 | 70.1087 | 96.6079 | 0 | 2166.6862 | 64.8344 | 67.992 | 4141.0976
03/15 01:00:00 | 03 | 15 | 01 | USA_ID_Boise-AP-Gowen-Field-ANGB.726810_AMY_2024EPW | 37.4525 | 50.7467 | 0 | 79.2153 | 0 | 70.0789 | 119.3058 | 0 | 2597.7963 | 119.6139 | 42.1535 | 4600.9136
03/15 02:00:00 | 03 | 15 | 02 | USA_ID_Boise-AP-Gowen-Field-ANGB.726810_AMY_2024EPW | 37.5275 | 50.7467 | 0 | 77.6345 | 0 | 70.0684 | 114.8344 | 0 | 2494.9389 | 125.2688 | 45.6506 | 3932.3476
03/15 03:00:00 | 03 | 15 | 03 | USA_ID_Boise-AP-Gowen-Field-ANGB.726810_AMY_2024EPW | 37.4525 | 50.7467 | 0 | 72.901 | 0 | 70.0806 | 117.9407 | 0 | 2577.1516 | 154.0396 | 36.2147 | 4069.5257
03/15 04:00:00 | 03 | 15 | 04 | USA_ID_Boise-AP-Gowen-Field-ANGB.726810_AMY_2024EPW | 35.3825 | 50.7467 | 0 | 70.8142 | 0 | 70.105 | 130.6969 | 0 | 2677.34 | 160.1441 | 42.912 | 5023.4761
03/15 05:00:00 | 03 | 15 | 05 | USA_ID_Boise-AP-Gowen-Field-ANGB.726810_AMY_2024EPW | 32.9075 | 50.7467 | 0 | 71.7409 | 0 | 70.058 | 159.8862 | 0 | 3029.1939 | 179.5278 | 36.1111 | 5627.517
03/15 06:00:00 | 03 | 15 | 06 | USA_ID_Boise-AP-Gowen-Field-ANGB.726810_AMY_2024EPW | 31.415 | 50.7467 | 0 | 69.7647 | 0 | 70.0435 | 154.5054 | 0 | 3043.9139 | 168.5197 | 27.7778 | 5843.5608
03/15 07:00:00 | 03 | 15 | 07 | USA_ID_Boise-AP-Gowen-Field-ANGB.726810_AMY_2024EPW | 30.92 | 50.7467 | 0 | 70.0116 | 0 | 70.091 | 159.1976 | 0 | 3166.437 | 168.238 | 25 | 6076.166
03/15 08:00:00 | 03 | 15 | 08 | USA_ID_Boise-AP-Gowen-Field-ANGB.726810_AMY_2024EPW | 30.4325 | 50.7467 | 0 | 74.8886 | 0 | 70.0524 | 146.7511 | 0 | 2965.1447 | 152.592 | 36.1111 | 6871.0052
03/15 09:00:00 | 03 | 15 | 09 | USA_ID_Boise-AP-Gowen-Field-ANGB.726810_AMY_2024EPW | 31.0925 | 50.7467 | 0 | 83.1291 | 0 | 70.0351 | 143.6754 | 0 | 3041.2744 | 124.4092 | 27.7778 | 6087.6493
03/15 10:00:00 | 03 | 15 | 10 | USA_ID_Boise-AP-Gowen-Field-ANGB.726810_AMY_2024EPW | 35.8025 | 50.7467 | 0 | 100.1516 | 0 | 70.0149 | 103.7996 | 0 | 2349.1719 | 84.3517 | 53.665 | 4659.1867
03/15 11:00:00 | 03 | 15 | 11 | USA_ID_Boise-AP-Gowen-Field-ANGB.726810_AMY_2024EPW | 41.75 | 50.7467 | 0 | 99.0454 | 0 | 70.0621 | 100.2133 | 0 | 2223.1483 | 24.216 | 76.8238 | 4282.6642
03/15 12:00:00 | 03 | 15 | 12 | USA_ID_Boise-AP-Gowen-Field-ANGB.726810_AMY_2024EPW | 45.1325 | 50.7467 | 0 | 120.6813 | 0 | 70.0669 | 99.34 | 0 | 2236.8537 | 0 | 84.4707 | 3307.5994
03/15 13:00:00 | 03 | 15 | 13 | USA_ID_Boise-AP-Gowen-Field-ANGB.726810_AMY_2024EPW | 47.6 | 50.7467 | 0 | 143.1291 | 0 | 70.044 | 83.626 | 0 | 2140.5446 | 0 | 84.533 | 1889.959
03/15 14:00:00 | 03 | 15 | 14 | USA_ID_Boise-AP-Gowen-Field-ANGB.726810_AMY_2024EPW | 50.09 | 50.7467 | 0 | 119.3416 | 0 | 70.0532 | 82.5054 | 0 | 2141.0945 | 0 | 24.0072 | 1899.5408
03/15 15:00:00 | 03 | 15 | 15 | USA_ID_Boise-AP-Gowen-Field-ANGB.726810_AMY_2024EPW | 52.64 | 50.7467 | 0 | 109.9756 | 0 | 70.0793 | 73.3177 | 0 | 1933.7819 | 0 | 0 | 1441.0337
03/15 16:00:00 | 03 | 15 | 16 | USA_ID_Boise-AP-Gowen-Field-ANGB.726810_AMY_2024EPW | 55.0325 | 50.7467 | 0 | 125.5528 | 0 | 70.0426 | 67.2713 | 0 | 1612.8695 | 0 | 0 | 2025.5923
03/15 17:00:00 | 03 | 15 | 17 | USA_ID_Boise-AP-Gowen-Field-ANGB.726810_AMY_2024EPW | 57.0125 | 50.7467 | 0 | 152.4883 | 0 | 70.0366 | 39.5366 | 0 | 1141.6406 | 0 | 0 | 916.207
03/15 18:00:00 | 03 | 15 | 18 | USA_ID_Boise-AP-Gowen-Field-ANGB.726810_AMY_2024EPW | 58.505 | 50.7467 | 0 | 138.3248 | 0 | 70.0664 | 30.0198 | 0 | 862.7336 | 0 | 0 | 916.7736
03/15 19:00:00 | 03 | 15 | 19 | USA_ID_Boise-AP-Gowen-Field-ANGB.726810_AMY_2024EPW | 57.9275 | 50.7467 | 0 | 127.3712 | 0 | 70.127 | 76.2362 | 0 | 1857.1533 | 0 | 0 | 801.5669
03/15 20:00:00 | 03 | 15 | 20 | USA_ID_Boise-AP-Gowen-Field-ANGB.726810_AMY_2024EPW | 54.875 | 50.7467 | 0 | 99.8762 | 0 | 70.0919 | 107.362 | 0 | 2524.7366 | 0 | 0 | 1922.4176
03/15 21:00:00 | 03 | 15 | 21 | USA_ID_Boise-AP-Gowen-Field-ANGB.726810_AMY_2024EPW | 50.8175 | 50.7467 | 0 | 93.0041 | 0 | 70.1764 | 73.4624 | 0 | 1911.7842 | 0 | 25.9236 | 878.7929
03/15 22:00:00 | 03 | 15 | 22 | USA_ID_Boise-AP-Gowen-Field-ANGB.726810_AMY_2024EPW | 47.36 | 50.7467 | 0 | 110.6619 | 0 | 70.1184 | 114.0981 | 0 | 2676.5495 | 0 | 59.1742 | 2370.6928
03/15 23:00:00 | 03 | 15 | 23 | USA_ID_Boise-AP-Gowen-Field-ANGB.726810_AMY_2024EPW | 43.895 | 50.7467 | 0 | 106.6002 | 0 | 70.0753 | 76.2815 | 0 | 1934.7867 | 0 | 87.716 | 1503.4154
03/15 24:00:00 | 03 | 15 | 24 | USA_ID_Boise-AP-Gowen-Field-ANGB.726810_AMY_2024EPW | 39.8375 | 50.7467 | 0 | 92.696 | 0 | 70.0663 | 92.9775 | 0 | 2269.5457 | 44.0989 | 60.6917 | 2277.3115
03/16 01:00:00 | 03 | 16 | 01 | USA_ID_Boise-AP-Gowen-Field-ANGB.726810_AMY_2024EPW | 37.94 | 50.8749 | 0 | 77.0697 | 0 | 70.0927 | 109.9651 | 0 | 2326.6277 | 93.9698 | 64.7349 | 3690.1446
03/16 02:00:00 | 03 | 16 | 02 | USA_ID_Boise-AP-Gowen-Field-ANGB.726810_AMY_2024EPW | 37.94 | 50.8749 | 0 | 75.5317 | 0 | 70.0927 | 125.5382 | 0 | 2605.6892 | 141.5872 | 45.9426 | 3144.8248
03/16 03:00:00 | 03 | 16 | 03 | USA_ID_Boise-AP-Gowen-Field-ANGB.726810_AMY_2024EPW | 37.94 | 50.8749 | 0 | 70.9264 | 0 | 70.1018 | 126.7191 | 0 | 2525.1271 | 162.7305 | 45.6797 | 3381.3124
03/16 04:00:00 | 03 | 16 | 04 | USA_ID_Boise-AP-Gowen-Field-ANGB.726810_AMY_2024EPW | 37.94 | 50.8749 | 0 | 68.8961 | 0 | 70.1004 | 135.2211 | 0 | 2654.9 | 184.4961 | 41.6667 | 3078.091
03/16 05:00:00 | 03 | 16 | 05 | USA_ID_Boise-AP-Gowen-Field-ANGB.726810_AMY_2024EPW | 36.8675 | 50.8749 | 0 | 69.7978 | 0 | 70.0616 | 142.9105 | 0 | 2811.1136 | 186.2999 | 35.6293 | 5051.5852
03/16 06:00:00 | 03 | 16 | 06 | USA_ID_Boise-AP-Gowen-Field-ANGB.726810_AMY_2024EPW | 35.96 | 50.8749 | 0 | 67.8751 | 0 | 70.0856 | 162.7122 | 0 | 3109.4747 | 188.6864 | 27.7778 | 5857.0911
03/16 07:00:00 | 03 | 16 | 07 | USA_ID_Boise-AP-Gowen-Field-ANGB.726810_AMY_2024EPW | 34.8875 | 50.8749 | 0 | 68.1153 | 0 | 70.066 | 144.5673 | 0 | 2885.3831 | 161.4205 | 27.5521 | 4869.3272
03/16 08:00:00 | 03 | 16 | 08 | USA_ID_Boise-AP-Gowen-Field-ANGB.726810_AMY_2024EPW | 33.98 | 50.8749 | 0 | 72.8602 | 0 | 70.0261 | 129.5363 | 0 | 2725.5852 | 148.9778 | 27.4977 | 4835.068
03/16 09:00:00 | 03 | 16 | 09 | USA_ID_Boise-AP-Gowen-Field-ANGB.726810_AMY_2024EPW | 35.0525 | 50.8749 | 0 | 80.8774 | 0 | 70.0492 | 149.0436 | 0 | 3066.8917 | 108.2685 | 30.5556 | 4958.3121
03/16 10:00:00 | 03 | 16 | 10 | USA_ID_Boise-AP-Gowen-Field-ANGB.726810_AMY_2024EPW | 40.3475 | 50.8749 | 0 | 97.4389 | 0 | 70.0648 | 110.7151 | 0 | 2670.8893 | 22.7177 | 44.6147 | 3621.9602
03/16 11:00:00 | 03 | 16 | 11 | USA_ID_Boise-AP-Gowen-Field-ANGB.726810_AMY_2024EPW | 46.205 | 50.8749 | 0 | 96.3626 | 0 | 70.0664 | 90.6261 | 0 | 2190.5641 | 0 | 75.9815 | 3165.1495
03/16 12:00:00 | 03 | 16 | 12 | USA_ID_Boise-AP-Gowen-Field-ANGB.726810_AMY_2024EPW | 50.165 | 50.8749 | 0 | 117.4125 | 0 | 70.0497 | 91.7829 | 0 | 2163.895 | 0 | 33.6663 | 2133.1265
03/16 13:00:00 | 03 | 16 | 13 | USA_ID_Boise-AP-Gowen-Field-ANGB.726810_AMY_2024EPW | 53.0525 | 50.8749 | 0 | 139.2523 | 0 | 70.0242 | 51.6885 | 0 | 1657.9241 | 0 | 0 | 1103.9773
03/16 14:00:00 | 03 | 16 | 14 | USA_ID_Boise-AP-Gowen-Field-ANGB.726810_AMY_2024EPW | 56.105 | 50.8749 | 0 | 116.1091 | 0 | 70.0333 | 50.5735 | 0 | 1599.2498 | 0 | 0 | 1104.5322
03/16 15:00:00 | 03 | 16 | 15 | USA_ID_Boise-AP-Gowen-Field-ANGB.726810_AMY_2024EPW | 59.09 | 50.8749 | 0 | 106.9968 | 0 | 70.0381 | 58.8106 | 0 | 1591.7579 | 0 | 0 | 1272.9643
03/16 16:00:00 | 03 | 16 | 16 | USA_ID_Boise-AP-Gowen-Field-ANGB.726810_AMY_2024EPW | 60.5675 | 50.8749 | 0 | 122.1521 | 0 | 70.0437 | 57.2285 | 0 | 1412.4441 | 0 | 0 | 1761.9746
03/16 17:00:00 | 03 | 16 | 17 | USA_ID_Boise-AP-Gowen-Field-ANGB.726810_AMY_2024EPW | 61.565 | 50.8749 | 0 | 148.3581 | 0 | 70.0629 | 34.3862 | 0 | 1024.1806 | 0 | 0 | 993.8964
03/16 18:00:00 | 03 | 16 | 18 | USA_ID_Boise-AP-Gowen-Field-ANGB.726810_AMY_2024EPW | 62.06 | 50.8749 | 0 | 134.5781 | 0 | 70.1048 | 43.8866 | 0 | 1074.7311 | 0 | 0 | 1054.1274
03/16 19:00:00 | 03 | 16 | 19 | USA_ID_Boise-AP-Gowen-Field-ANGB.726810_AMY_2024EPW | 61.475 | 50.8749 | 0 | 123.9212 | 0 | 70.0649 | 49.409 | 0 | 1349.92 | 0 | 0 | 863.8133
03/16 20:00:00 | 03 | 16 | 20 | USA_ID_Boise-AP-Gowen-Field-ANGB.726810_AMY_2024EPW | 58.835 | 50.8749 | 0 | 97.1709 | 0 | 70.1696 | 86.1551 | 0 | 2055.1157 | 0 | 0 | 633.4083
03/16 21:00:00 | 03 | 16 | 21 | USA_ID_Boise-AP-Gowen-Field-ANGB.726810_AMY_2024EPW | 55.3625 | 50.8749 | 0 | 90.485 | 0 | 70.1791 | 71.9216 | 0 | 1820.9766 | 0 | 0 | 408.1727
03/16 22:00:00 | 03 | 16 | 22 | USA_ID_Boise-AP-Gowen-Field-ANGB.726810_AMY_2024EPW | 50.7425 | 50.8749 | 0 | 107.6645 | 0 | 70.177 | 73.2076 | 0 | 1896.7448 | 0 | 13.9103 | 728.1264
03/16 23:00:00 | 03 | 16 | 23 | USA_ID_Boise-AP-Gowen-Field-ANGB.726810_AMY_2024EPW | 46.9475 | 50.8749 | 0 | 103.7129 | 0 | 70.1732 | 67.4576 | 0 | 1844.9164 | 0 | 58.9448 | 1023.8908
03/16 24:00:00 | 03 | 16 | 24 | USA_ID_Boise-AP-Gowen-Field-ANGB.726810_AMY_2024EPW | 44.9675 | 50.8749 | 0 | 90.1852 | 0 | 70.0686 | 72.1792 | 0 | 2032.3346 | 0 | 66.0032 | 1500.5468
03/17 01:00:00 | 03 | 17 | 01 | USA_ID_Boise-AP-Gowen-Field-ANGB.726810_AMY_2024EPW | 44.06 | 51.0062 | 0 | 63.2506 | 0 | 70.0747 | 78.5664 | 0 | 2010.9525 | 0 | 75.6088 | 1672.0004
03/17 02:00:00 | 03 | 17 | 02 | USA_ID_Boise-AP-Gowen-Field-ANGB.726810_AMY_2024EPW | 43.475 | 51.0062 | 0 | 61.9884 | 0 | 70.1096 | 88.5307 | 0 | 2435.7541 | 0 | 52.7471 | 1612.3258
03/17 03:00:00 | 03 | 17 | 03 | USA_ID_Boise-AP-Gowen-Field-ANGB.726810_AMY_2024EPW | 42.98 | 51.0062 | 0 | 58.2088 | 0 | 70.1394 | 96.7958 | 0 | 2698.4957 | 0 | 38.4132 | 1759.6981
03/17 04:00:00 | 03 | 17 | 04 | USA_ID_Boise-AP-Gowen-Field-ANGB.726810_AMY_2024EPW | 42.98 | 51.0062 | 0 | 56.5426 | 0 | 70.1011 | 96.4656 | 0 | 2640.1551 | 0 | 45.7088 | 1793.6222
03/17 05:00:00 | 03 | 17 | 05 | USA_ID_Boise-AP-Gowen-Field-ANGB.726810_AMY_2024EPW | 42.4925 | 51.0062 | 0 | 57.2826 | 0 | 70.1116 | 98.6918 | 0 | 2628.3016 | 0 | 45.9414 | 1934.5111
03/17 06:00:00 | 03 | 17 | 06 | USA_ID_Boise-AP-Gowen-Field-ANGB.726810_AMY_2024EPW | 40.4225 | 51.0062 | 0 | 55.7046 | 0 | 70.0641 | 91.896 | 0 | 2438.9328 | 5.3413 | 45.4043 | 2640.522
03/17 07:00:00 | 03 | 17 | 07 | USA_ID_Boise-AP-Gowen-Field-ANGB.726810_AMY_2024EPW | 39.5075 | 51.0062 | 0 | 55.9018 | 0 | 70.1019 | 118.03 | 0 | 2727.8696 | 45.7218 | 41.4117 | 3525.486
03/17 08:00:00 | 03 | 17 | 08 | USA_ID_Boise-AP-Gowen-Field-ANGB.726810_AMY_2024EPW | 39.4325 | 51.0062 | 0 | 59.7959 | 0 | 70.0535 | 113.1596 | 0 | 2574.105 | 87.3003 | 36.7871 | 3244.6858
03/17 09:00:00 | 03 | 17 | 09 | USA_ID_Boise-AP-Gowen-Field-ANGB.726810_AMY_2024EPW | 40.6775 | 51.0062 | 0 | 66.3756 | 0 | 70.0713 | 105.2476 | 0 | 2546.0333 | 44.7669 | 47.5187 | 3215.4604
03/17 10:00:00 | 03 | 17 | 10 | USA_ID_Boise-AP-Gowen-Field-ANGB.726810_AMY_2024EPW | 45.785 | 51.0062 | 0 | 79.9675 | 0 | 70.0537 | 86.9541 | 0 | 2136.2262 | 0 | 74.4209 | 2199.7496
03/17 11:00:00 | 03 | 17 | 11 | USA_ID_Boise-AP-Gowen-Field-ANGB.726810_AMY_2024EPW | 51.1625 | 51.0062 | 0 | 79.0842 | 0 | 70.0206 | 57.6157 | 0 | 1822.8781 | 0 | 13.8889 | 1104.5992
03/17 12:00:00 | 03 | 17 | 12 | USA_ID_Boise-AP-Gowen-Field-ANGB.726810_AMY_2024EPW | 55.205 | 51.0062 | 0 | 96.3597 | 0 | 70.0274 | 40.5624 | 0 | 1338.1221 | 0 | 0 | 883.9353
03/17 13:00:00 | 03 | 17 | 13 | USA_ID_Boise-AP-Gowen-Field-ANGB.726810_AMY_2024EPW | 58.6775 | 51.0062 | 0 | 114.2834 | 0 | 70.0508 | 56.0803 | 0 | 1562.114 | 0 | 0 | 1640.1448
03/17 14:00:00 | 03 | 17 | 14 | USA_ID_Boise-AP-Gowen-Field-ANGB.726810_AMY_2024EPW | 61.1525 | 51.0062 | 0 | 95.29 | 0 | 70.0504 | 49.5732 | 0 | 1484.8093 | 0 | 0 | 1543.5287
03/17 15:00:00 | 03 | 17 | 15 | USA_ID_Boise-AP-Gowen-Field-ANGB.726810_AMY_2024EPW | 63.1325 | 51.0062 | 0 | 87.8116 | 0 | 70.0601 | 30.6911 | 0 | 936.0904 | 0 | 0 | 828.572
03/17 16:00:00 | 03 | 17 | 16 | USA_ID_Boise-AP-Gowen-Field-ANGB.726810_AMY_2024EPW | 65.1125 | 51.0062 | 0 | 100.2494 | 0 | 70.0597 | 31.9175 | 0 | 922.1479 | 0 | 0 | 760.4408
03/17 17:00:00 | 03 | 17 | 17 | USA_ID_Boise-AP-Gowen-Field-ANGB.726810_AMY_2024EPW | 66.5075 | 51.0062 | 0 | 121.7565 | 0 | 70.0814 | 30.4876 | 0 | 787.5922 | 0 | 0 | 932.6178
03/17 18:00:00 | 03 | 17 | 18 | USA_ID_Boise-AP-Gowen-Field-ANGB.726810_AMY_2024EPW | 66.92 | 51.0062 | 0 | 110.4474 | 0 | 70.0979 | 29.9137 | 0 | 852.8753 | 0 | 0 | 564.2332
03/17 19:00:00 | 03 | 17 | 19 | USA_ID_Boise-AP-Gowen-Field-ANGB.726810_AMY_2024EPW | 66.4325 | 51.0062 | 0 | 101.7013 | 0 | 70.0593 | 47.4351 | 0 | 1277.4588 | 0 | 0 | 698.5956
03/17 20:00:00 | 03 | 17 | 20 | USA_ID_Boise-AP-Gowen-Field-ANGB.726810_AMY_2024EPW | 62.8025 | 51.0062 | 0 | 79.7475 | 0 | 70.0451 | 82.7366 | 0 | 2097.2942 | 0 | 0 | 658.7997
03/17 21:00:00 | 03 | 17 | 21 | USA_ID_Boise-AP-Gowen-Field-ANGB.726810_AMY_2024EPW | 58.91 | 51.0062 | 0 | 74.2604 | 0 | 70.0425 | 74.8043 | 0 | 1920.7374 | 0 | 0 | 701.1999
03/17 22:00:00 | 03 | 17 | 22 | USA_ID_Boise-AP-Gowen-Field-ANGB.726810_AMY_2024EPW | 55.775 | 51.0062 | 0 | 88.3595 | 0 | 70.0555 | 42.8697 | 0 | 1277.5653 | 0 | 0 | 1050.2251
03/17 23:00:00 | 03 | 17 | 23 | USA_ID_Boise-AP-Gowen-Field-ANGB.726810_AMY_2024EPW | 51.815 | 51.0062 | 0 | 85.1165 | 0 | 70.0512 | 50.3961 | 0 | 1468.8503 | 0 | 0 | 1417.4083
03/17 24:00:00 | 03 | 17 | 24 | USA_ID_Boise-AP-Gowen-Field-ANGB.726810_AMY_2024EPW | 48.9275 | 51.0062 | 0 | 74.0144 | 0 | 70.0435 | 37.4262 | 0 | 1162.1382 | 0 | 103.3339 | 1105.8398
03/18 01:00:00 | 03 | 18 | 01 | USA_ID_Boise-AP-Gowen-Field-ANGB.726810_AMY_2024EPW | 47.435 | 51.1406 | 0 | 105.4478 | 0 | 70.1565 | 77.0815 | 0 | 2012.3144 | 0 | 59.1692 | 1450.1193
03/18 02:00:00 | 03 | 18 | 02 | USA_ID_Boise-AP-Gowen-Field-ANGB.726810_AMY_2024EPW | 46.4525 | 51.1406 | 0 | 103.3435 | 0 | 70.0871 | 62.9279 | 0 | 1749.7275 | 0 | 79.355 | 1286.2017
03/18 03:00:00 | 03 | 18 | 03 | USA_ID_Boise-AP-Gowen-Field-ANGB.726810_AMY_2024EPW | 44.9675 | 51.1406 | 0 | 97.0424 | 0 | 70.084 | 67.7726 | 0 | 1826.1374 | 0 | 82.6348 | 1388.7458
03/18 04:00:00 | 03 | 18 | 04 | USA_ID_Boise-AP-Gowen-Field-ANGB.726810_AMY_2024EPW | 43.475 | 51.1406 | 0 | 94.2646 | 0 | 70.0643 | 76.9405 | 0 | 2091.8431 | 0 | 71.5271 | 1442.0396
03/18 05:00:00 | 03 | 18 | 05 | USA_ID_Boise-AP-Gowen-Field-ANGB.726810_AMY_2024EPW | 42.98 | 51.1406 | 0 | 95.4982 | 0 | 70.073 | 76.9739 | 0 | 2073.2041 | 0 | 64.8847 | 1739.7206
03/18 06:00:00 | 03 | 18 | 06 | USA_ID_Boise-AP-Gowen-Field-ANGB.726810_AMY_2024EPW | 42.98 | 51.1406 | 0 | 92.8676 | 0 | 70.0507 | 87.5467 | 0 | 2311.887 | 0 | 65.4444 | 2001.6671
03/18 07:00:00 | 03 | 18 | 07 | USA_ID_Boise-AP-Gowen-Field-ANGB.726810_AMY_2024EPW | 41.9075 | 51.1406 | 0 | 93.1963 | 0 | 70.1138 | 82.4739 | 0 | 2412.7032 | 0.0041867 | 49.9911 | 1298.4792
03/18 08:00:00 | 03 | 18 | 08 | USA_ID_Boise-AP-Gowen-Field-ANGB.726810_AMY_2024EPW | 40.415 | 51.1406 | 0 | 99.6883 | 0 | 70.0946 | 105.1662 | 0 | 2421.7849 | 0.086313 | 66.6294 | 3250.678
03/18 09:00:00 | 03 | 18 | 09 | USA_ID_Boise-AP-Gowen-Field-ANGB.726810_AMY_2024EPW | 42.1625 | 51.1406 | 0 | 110.6576 | 0 | 70.103 | 94.3007 | 0 | 2536.1215 | 0.016564 | 51.2428 | 1787.8549
03/18 10:00:00 | 03 | 18 | 10 | USA_ID_Boise-AP-Gowen-Field-ANGB.726810_AMY_2024EPW | 47.8625 | 51.1406 | 0 | 133.3172 | 0 | 70.0026 | 52.8477 | 0 | 1597.1439 | 0 | 88.8889 | 1033.736
03/18 11:00:00 | 03 | 18 | 11 | USA_ID_Boise-AP-Gowen-Field-ANGB.726810_AMY_2024EPW | 52.64 | 51.1406 | 0 | 131.8446 | 0 | 70.0827 | 56.5788 | 0 | 1585.7961 | 0 | 0 | 1215.2345
03/18 12:00:00 | 03 | 18 | 12 | USA_ID_Boise-AP-Gowen-Field-ANGB.726810_AMY_2024EPW | 56.105 | 51.1406 | 0 | 160.6454 | 0 | 70.0716 | 37.1361 | 0 | 1116.7436 | 0 | 0 | 1101.0024
03/18 13:00:00 | 03 | 18 | 13 | USA_ID_Boise-AP-Gowen-Field-ANGB.726810_AMY_2024EPW | 60.1625 | 51.1406 | 0 | 190.5269 | 0 | 70.0756 | 28.1469 | 0 | 853.2074 | 0 | 0 | 881.3156
03/18 14:00:00 | 03 | 18 | 14 | USA_ID_Boise-AP-Gowen-Field-ANGB.726810_AMY_2024EPW | 63.1325 | 51.1406 | 0 | 158.862 | 0 | 70.0833 | 27.9173 | 0 | 798.7936 | 0 | 0 | 825.6343
03/18 15:00:00 | 03 | 18 | 15 | USA_ID_Boise-AP-Gowen-Field-ANGB.726810_AMY_2024EPW | 65.1125 | 51.1406 | 0 | 146.3945 | 0 | 70.0852 | 26.402 | 0 | 750.7594 | 0 | 0 | 770.7593
03/18 16:00:00 | 03 | 18 | 16 | USA_ID_Boise-AP-Gowen-Field-ANGB.726810_AMY_2024EPW | 67.0925 | 51.1406 | 0 | 167.1301 | 0 | 70.0395 | 29.1108 | 0 | 839.6632 | 0 | 0 | 912.5414
03/18 17:00:00 | 03 | 18 | 17 | USA_ID_Boise-AP-Gowen-Field-ANGB.726810_AMY_2024EPW | 67.415 | 51.1406 | 0 | 202.9855 | 0 | 70.1147 | 31.3036 | 0 | 736.8499 | 0 | 0 | 1130.3515
03/18 18:00:00 | 03 | 18 | 18 | USA_ID_Boise-AP-Gowen-Field-ANGB.726810_AMY_2024EPW | 68.09 | 51.1406 | 0 | 184.1316 | 0 | 70.1459 | 33.3855 | 0 | 840.5601 | 0 | 0 | 335.0032
03/18 19:00:00 | 03 | 18 | 19 | USA_ID_Boise-AP-Gowen-Field-ANGB.726810_AMY_2024EPW | 68.495 | 51.1406 | 0 | 169.5507 | 0 | 70.1221 | 40.4081 | 0 | 1017.3737 | 0 | 0 | 798.6222
03/18 20:00:00 | 03 | 18 | 20 | USA_ID_Boise-AP-Gowen-Field-ANGB.726810_AMY_2024EPW | 64.7825 | 51.1406 | 0 | 132.9506 | 0 | 70.0664 | 45.7848 | 0 | 1314.4842 | 0 | 0 | 214.4561
03/18 21:00:00 | 03 | 18 | 21 | USA_ID_Boise-AP-Gowen-Field-ANGB.726810_AMY_2024EPW | 60.9875 | 51.1406 | 0 | 123.8028 | 0 | 70.1122 | 28.7433 | 0 | 779.1455 | 0 | 0 | 717.772
03/18 22:00:00 | 03 | 18 | 22 | USA_ID_Boise-AP-Gowen-Field-ANGB.726810_AMY_2024EPW | 56.765 | 51.1406 | 0 | 147.308 | 0 | 70.1253 | 35.6822 | 0 | 893.6462 | 0 | 0 | 1024.2988
03/18 23:00:00 | 03 | 18 | 23 | USA_ID_Boise-AP-Gowen-Field-ANGB.726810_AMY_2024EPW | 52.8875 | 51.1406 | 0 | 141.9013 | 0 | 70.0832 | 53.3908 | 0 | 1359.8261 | 0 | 0 | 1096.6578
03/18 24:00:00 | 03 | 18 | 24 | USA_ID_Boise-AP-Gowen-Field-ANGB.726810_AMY_2024EPW | 49.835 | 51.1406 | 0 | 123.3926 | 0 | 70.0698 | 34.1459 | 0 | 1050.8582 | 0 | 50 | 882.5974
03/19 01:00:00 | 03 | 19 | 01 | USA_ID_Boise-AP-Gowen-Field-ANGB.726810_AMY_2024EPW | 48.02 | 51.278 | 0 | 62.9218 | 0 | 70.051 | 47.0771 | 0 | 1389.2161 | 0 | 95.5045 | 1407.3169
03/19 02:00:00 | 03 | 19 | 02 | USA_ID_Boise-AP-Gowen-Field-ANGB.726810_AMY_2024EPW | 47.435 | 51.278 | 0 | 61.6661 | 0 | 70.048 | 51.4924 | 0 | 1504.0871 | 0 | 80.1264 | 1656.1971
03/19 03:00:00 | 03 | 19 | 03 | USA_ID_Boise-AP-Gowen-Field-ANGB.726810_AMY_2024EPW | 46.94 | 51.278 | 0 | 57.9062 | 0 | 70.0745 | 59.3181 | 0 | 1713.6046 | 0 | 67.8738 | 1404.7581
03/19 04:00:00 | 03 | 19 | 04 | USA_ID_Boise-AP-Gowen-Field-ANGB.726810_AMY_2024EPW | 46.4525 | 51.278 | 0 | 56.2487 | 0 | 70.0511 | 50.6136 | 0 | 1521.2556 | 0 | 75.9901 | 1073.5219
03/19 05:00:00 | 03 | 19 | 05 | USA_ID_Boise-AP-Gowen-Field-ANGB.726810_AMY_2024EPW | 45.455 | 51.278 | 0 | 56.9848 | 0 | 70.0721 | 60.1661 | 0 | 1780.2919 | 0 | 71.6987 | 1334.9612
03/19 06:00:00 | 03 | 19 | 06 | USA_ID_Boise-AP-Gowen-Field-ANGB.726810_AMY_2024EPW | 43.8875 | 51.278 | 0 | 55.415 | 0 | 70.0837 | 62.9121 | 0 | 1739.9695 | 0 | 83.2343 | 1233.5137
03/19 07:00:00 | 03 | 19 | 07 | USA_ID_Boise-AP-Gowen-Field-ANGB.726810_AMY_2024EPW | 42.98 | 51.278 | 0 | 55.6111 | 0 | 70.034 | 48.707 | 0 | 1542.2175 | 0 | 80.6763 | 1248.4565
03/19 08:00:00 | 03 | 19 | 08 | USA_ID_Boise-AP-Gowen-Field-ANGB.726810_AMY_2024EPW | 42.4925 | 51.278 | 0 | 59.485 | 0 | 70.1173 | 76.5309 | 0 | 2093.7188 | 0 | 65.8516 | 1514.5421
03/19 09:00:00 | 03 | 19 | 09 | USA_ID_Boise-AP-Gowen-Field-ANGB.726810_AMY_2024EPW | 43.1525 | 51.278 | 0 | 66.0305 | 0 | 70.0563 | 75.1578 | 0 | 2032.8518 | 0 | 73.169 | 1801.8379
03/19 10:00:00 | 03 | 19 | 10 | USA_ID_Boise-AP-Gowen-Field-ANGB.726810_AMY_2024EPW | 47.8625 | 51.278 | 0 | 79.5517 | 0 | 70.0402 | 38.0759 | 0 | 1216.4887 | 0 | 72.9377 | 997.7784
03/19 11:00:00 | 03 | 19 | 11 | USA_ID_Boise-AP-Gowen-Field-ANGB.726810_AMY_2024EPW | 53.7125 | 51.278 | 0 | 78.673 | 0 | 70.0719 | 28.6875 | 0 | 883.2712 | 0 | 0 | 885.1805
03/19 12:00:00 | 03 | 19 | 12 | USA_ID_Boise-AP-Gowen-Field-ANGB.726810_AMY_2024EPW | 58.1825 | 51.278 | 0 | 95.8587 | 0 | 70.0896 | 26.0657 | 0 | 730.4904 | 0 | 0 | 885.0168
03/19 13:00:00 | 03 | 19 | 13 | USA_ID_Boise-AP-Gowen-Field-ANGB.726810_AMY_2024EPW | 61.64 | 51.278 | 0 | 113.6893 | 0 | 70.1118 | 24.1825 | 0 | 619.5446 | 0 | 0 | 883.5284
03/19 14:00:00 | 03 | 19 | 14 | USA_ID_Boise-AP-Gowen-Field-ANGB.726810_AMY_2024EPW | 64.0325 | 51.278 | 0 | 94.7946 | 0 | 70.1127 | 23.5946 | 0 | 584.9122 | 0 | 0 | 870.686
03/19 15:00:00 | 03 | 19 | 15 | USA_ID_Boise-AP-Gowen-Field-ANGB.726810_AMY_2024EPW | 66.0125 | 51.278 | 0 | 87.3551 | 0 | 70.0584 | 34.1893 | 0 | 855.866 | 0 | 0 | 1211.4242
03/19 16:00:00 | 03 | 19 | 16 | USA_ID_Boise-AP-Gowen-Field-ANGB.726810_AMY_2024EPW | 67.505 | 51.278 | 0 | 99.7282 | 0 | 70.1294 | 27.6541 | 0 | 722.7989 | 0 | 0 | 891.6324
03/19 17:00:00 | 03 | 19 | 17 | USA_ID_Boise-AP-Gowen-Field-ANGB.726810_AMY_2024EPW | 68.585 | 51.278 | 0 | 121.1235 | 0 | 70.1679 | 18.0328 | 0 | 458.3573 | 0 | 0 | 663.9398
03/19 18:00:00 | 03 | 19 | 18 | USA_ID_Boise-AP-Gowen-Field-ANGB.726810_AMY_2024EPW | 69.5675 | 51.278 | 0 | 109.8732 | 0 | 70.1285 | 20.1548 | 0 | 582.8108 | 0 | 0 | 260.5225
03/19 19:00:00 | 03 | 19 | 19 | USA_ID_Boise-AP-Gowen-Field-ANGB.726810_AMY_2024EPW | 69.4925 | 51.278 | 0 | 101.1726 | 0 | 70.1626 | 48.1349 | 0 | 1229.4722 | 0 | 0 | 323.245
03/19 20:00:00 | 03 | 19 | 20 | USA_ID_Boise-AP-Gowen-Field-ANGB.726810_AMY_2024EPW | 66.35 | 51.278 | 0 | 79.3329 | 0 | 70.1779 | 33.6249 | 0 | 772.5117 | 0 | 0 | 1195.5246
03/19 21:00:00 | 03 | 19 | 21 | USA_ID_Boise-AP-Gowen-Field-ANGB.726810_AMY_2024EPW | 62.9675 | 51.278 | 0 | 73.8744 | 0 | 70.1838 | 19.3232 | 0 | 533.4762 | 0 | 0 | 367.7668
03/19 22:00:00 | 03 | 19 | 22 | USA_ID_Boise-AP-Gowen-Field-ANGB.726810_AMY_2024EPW | 58.2575 | 51.278 | 0 | 87.9002 | 0 | 70.188 | 49.8827 | 0 | 1249.7093 | 0 | 0 | 693.475
03/19 23:00:00 | 03 | 19 | 23 | USA_ID_Boise-AP-Gowen-Field-ANGB.726810_AMY_2024EPW | 52.895 | 51.278 | 0 | 84.6739 | 0 | 70.0753 | 46.6088 | 0 | 1350.5733 | 0 | 0 | 1075.2542
03/19 24:00:00 | 03 | 19 | 24 | USA_ID_Boise-AP-Gowen-Field-ANGB.726810_AMY_2024EPW | 51.5675 | 51.278 | 0 | 73.6296 | 0 | 70.0715 | 38.5174 | 0 | 1118.9876 | 0 | 0 | 1181.4342
03/20 01:00:00 | 03 | 20 | 01 | USA_ID_Boise-AP-Gowen-Field-ANGB.726810_AMY_2024EPW | 51.4925 | 51.4184 | 0 | 316.3435 | 0 | 70.0739 | 47.3162 | 0 | 1277.9167 | 0 | 0 | 1553.214
03/20 02:00:00 | 03 | 20 | 02 | USA_ID_Boise-AP-Gowen-Field-ANGB.726810_AMY_2024EPW | 51.08 | 51.4184 | 0 | 310.0305 | 0 | 70.0765 | 47.4378 | 0 | 1285.3879 | 0 | 0 | 1615.8875
03/20 03:00:00 | 03 | 20 | 03 | USA_ID_Boise-AP-Gowen-Field-ANGB.726810_AMY_2024EPW | 51.08 | 51.4184 | 0 | 291.1273 | 0 | 70.0404 | 41.4176 | 0 | 1229.1175 | 0 | 0 | 1335.763
03/20 04:00:00 | 03 | 20 | 04 | USA_ID_Boise-AP-Gowen-Field-ANGB.726810_AMY_2024EPW | 49.91 | 51.4184 | 0 | 282.7939 | 0 | 70.0926 | 59.0216 | 0 | 1631.5169 | 0 | 35.1131 | 1523.1459
03/20 05:00:00 | 03 | 20 | 05 | USA_ID_Boise-AP-Gowen-Field-ANGB.726810_AMY_2024EPW | 49.505 | 51.4184 | 0 | 286.4947 | 0 | 70.0438 | 58.8159 | 0 | 1716.5888 | 0 | 79.557 | 1506.982
03/20 06:00:00 | 03 | 20 | 06 | USA_ID_Boise-AP-Gowen-Field-ANGB.726810_AMY_2024EPW | 46.7825 | 51.4184 | 0 | 278.6027 | 0 | 70.0822 | 59.6328 | 0 | 1705.1837 | 0 | 72.5682 | 1617.7499
03/20 07:00:00 | 03 | 20 | 07 | USA_ID_Boise-AP-Gowen-Field-ANGB.726810_AMY_2024EPW | 44.06 | 51.4184 | 0 | 279.5888 | 0 | 70.1527 | 78.4809 | 0 | 2107.8349 | 0 | 55.934 | 1303.4455
03/20 08:00:00 | 03 | 20 | 08 | USA_ID_Boise-AP-Gowen-Field-ANGB.726810_AMY_2024EPW | 43.475 | 51.4184 | 0 | 299.0648 | 0 | 70.0887 | 64.269 | 0 | 1758.7252 | 0 | 85.7946 | 1331.6944
03/20 09:00:00 | 03 | 20 | 09 | USA_ID_Boise-AP-Gowen-Field-ANGB.726810_AMY_2024EPW | 44.0525 | 51.4184 | 0 | 331.9728 | 0 | 70.1528 | 79.0239 | 0 | 2132.5185 | 0 | 55.7431 | 1450.1243
03/20 10:00:00 | 03 | 20 | 10 | USA_ID_Boise-AP-Gowen-Field-ANGB.726810_AMY_2024EPW | 48.275 | 51.4184 | 0 | 399.9516 | 0 | 70.0537 | 39.7875 | 0 | 1167.0096 | 0 | 80.1585 | 906.4069
03/20 11:00:00 | 03 | 20 | 11 | USA_ID_Boise-AP-Gowen-Field-ANGB.726810_AMY_2024EPW | 53.7125 | 51.4184 | 0 | 395.5339 | 0 | 70.078 | 38.9996 | 0 | 1096.111 | 0 | 0 | 1173.151
03/20 12:00:00 | 03 | 20 | 12 | USA_ID_Boise-AP-Gowen-Field-ANGB.726810_AMY_2024EPW | 58.67 | 51.4184 | 0 | 481.9361 | 0 | 70.1098 | 25.6508 | 0 | 706.0571 | 0 | 0 | 892.519
03/20 13:00:00 | 03 | 20 | 13 | USA_ID_Boise-AP-Gowen-Field-ANGB.726810_AMY_2024EPW | 63.71 | 51.4184 | 0 | 571.5806 | 0 | 70.096 | 27.2019 | 0 | 757.1356 | 0 | 0 | 837.4258
03/20 14:00:00 | 03 | 20 | 14 | USA_ID_Boise-AP-Gowen-Field-ANGB.726810_AMY_2024EPW | 66.5075 | 51.4184 | 0 | 476.5861 | 0 | 70.0824 | 28.0945 | 0 | 830.9728 | 0 | 0 | 781.8512
03/20 15:00:00 | 03 | 20 | 15 | USA_ID_Boise-AP-Gowen-Field-ANGB.726810_AMY_2024EPW | 68.09 | 51.4184 | 0 | 439.1835 | 0 | 70.0416 | 32.7987 | 0 | 821.3885 | 0 | 0 | 1089.675
03/20 16:00:00 | 03 | 20 | 16 | USA_ID_Boise-AP-Gowen-Field-ANGB.726810_AMY_2024EPW | 69.5675 | 51.4184 | 0 | 501.3902 | 0 | 70.0429 | 39.4713 | 0 | 915.9105 | 0 | 0 | 1563.6168
03/20 17:00:00 | 03 | 20 | 17 | USA_ID_Boise-AP-Gowen-Field-ANGB.726810_AMY_2024EPW | 70.565 | 51.4184 | 0 | 608.9564 | 0 | 70.1346 | 25.1091 | 0 | 623.4747 | 0 | 0 | 889.9131
03/20 18:00:00 | 03 | 20 | 18 | USA_ID_Boise-AP-Gowen-Field-ANGB.726810_AMY_2024EPW | 71.06 | 51.4184 | 0 | 552.3947 | 0 | 70.1853 | 26.8465 | 0 | 675.1223 | 0 | 0 | 360.3375
03/20 19:00:00 | 03 | 20 | 19 | USA_ID_Boise-AP-Gowen-Field-ANGB.726810_AMY_2024EPW | 69.9875 | 51.4184 | 0 | 508.6521 | 0 | 70.0935 | 51.5092 | 0 | 1313.8293 | 0 | 0 | 322.6145
03/20 20:00:00 | 03 | 20 | 20 | USA_ID_Boise-AP-Gowen-Field-ANGB.726810_AMY_2024EPW | 67.4225 | 51.4184 | 0 | 398.8517 | 0 | 70.0487 | 43.566 | 0 | 1349.0514 | 0 | 0 | 0
03/20 21:00:00 | 03 | 20 | 21 | USA_ID_Boise-AP-Gowen-Field-ANGB.726810_AMY_2024EPW | 62.2175 | 51.4184 | 0 | 371.4084 | 0 | 70.129 | 28.1143 | 0 | 749.2146 | 0 | 0 | 700.6958
03/20 22:00:00 | 03 | 20 | 22 | USA_ID_Boise-AP-Gowen-Field-ANGB.726810_AMY_2024EPW | 57.3425 | 51.4184 | 0 | 441.924 | 0 | 70.1193 | 36.2902 | 0 | 929.6227 | 0 | 0 | 1065.1955
03/20 23:00:00 | 03 | 20 | 23 | USA_ID_Boise-AP-Gowen-Field-ANGB.726810_AMY_2024EPW | 55.94 | 51.4184 | 0 | 425.704 | 0 | 70.1266 | 34.2405 | 0 | 909.5796 | 0 | 0 | 958.9499
03/20 24:00:00 | 03 | 20 | 24 | USA_ID_Boise-AP-Gowen-Field-ANGB.726810_AMY_2024EPW | 56.525 | 51.4184 | 0 | 370.1779 | 0 | 70.1125 | 35.6926 | 0 | 895.1785 | 0 | 0 | 1337.1811
03/21 01:00:00 | 03 | 21 | 01 | USA_ID_Boise-AP-Gowen-Field-ANGB.726810_AMY_2024EPW | 56.435 | 51.5617 | 0 | 63.0615 | 0 | 70.08 | 37.0297 | 0 | 973.3316 | 0 | 0 | 1131.0316
03/21 02:00:00 | 03 | 21 | 02 | USA_ID_Boise-AP-Gowen-Field-ANGB.726810_AMY_2024EPW | 55.94 | 51.5617 | 0 | 61.8031 | 0 | 70.0665 | 35.9451 | 0 | 1096.7245 | 0 | 0 | 868.4933
03/21 03:00:00 | 03 | 21 | 03 | USA_ID_Boise-AP-Gowen-Field-ANGB.726810_AMY_2024EPW | 55.94 | 51.5617 | 0 | 58.0348 | 0 | 70.0854 | 36.7243 | 0 | 1026.446 | 0 | 0 | 910.3118
03/21 04:00:00 | 03 | 21 | 04 | USA_ID_Boise-AP-Gowen-Field-ANGB.726810_AMY_2024EPW | 56.525 | 51.5617 | 0 | 56.3736 | 0 | 70.1124 | 35.8176 | 0 | 902.5838 | 0 | 0 | 1338.9153
03/21 05:00:00 | 03 | 21 | 05 | USA_ID_Boise-AP-Gowen-Field-ANGB.726810_AMY_2024EPW | 55.9475 | 51.5617 | 0 | 57.1113 | 0 | 70.1013 | 27.7556 | 0 | 729.4601 | 0 | 0 | 1006.3947
03/21 06:00:00 | 03 | 21 | 06 | USA_ID_Boise-AP-Gowen-Field-ANGB.726810_AMY_2024EPW | 52.31 | 51.5617 | 0 | 55.5381 | 0 | 70.1287 | 55.7732 | 0 | 1473.6325 | 0 | 0 | 1057.4331
03/21 07:00:00 | 03 | 21 | 07 | USA_ID_Boise-AP-Gowen-Field-ANGB.726810_AMY_2024EPW | 50.585 | 51.5617 | 0 | 55.7347 | 0 | 70.0662 | 48.302 | 0 | 1394.3879 | 0 | 0 | 1319.3422
03/21 08:00:00 | 03 | 21 | 08 | USA_ID_Boise-AP-Gowen-Field-ANGB.726810_AMY_2024EPW | 49.91 | 51.5617 | 0 | 59.6171 | 0 | 70.0277 | 41.6024 | 0 | 1305.2687 | 0 | 33.4224 | 1212.5203
03/21 09:00:00 | 03 | 21 | 09 | USA_ID_Boise-AP-Gowen-Field-ANGB.726810_AMY_2024EPW | 49.505 | 51.5617 | 0 | 66.1772 | 0 | 70.0309 | 47.6128 | 0 | 1494.1952 | 0 | 72.0561 | 1343.9944
03/21 10:00:00 | 03 | 21 | 10 | USA_ID_Boise-AP-Gowen-Field-ANGB.726810_AMY_2024EPW | 52.145 | 51.5617 | 0 | 79.7284 | 0 | 70.0464 | 46.543 | 0 | 1398.1422 | 0 | 0 | 1453.9384
03/21 11:00:00 | 03 | 21 | 11 | USA_ID_Boise-AP-Gowen-Field-ANGB.726810_AMY_2024EPW | 53.96 | 51.5617 | 0 | 78.8478 | 0 | 70.0585 | 30.8222 | 0 | 1000.107 | 0 | 0 | 896.4384
03/21 12:00:00 | 03 | 21 | 12 | USA_ID_Boise-AP-Gowen-Field-ANGB.726810_AMY_2024EPW | 55.0325 | 51.5617 | 0 | 96.0716 | 0 | 70.0505 | 30.9927 | 0 | 1013.0267 | 0 | 0 | 895.8947
03/21 13:00:00 | 03 | 21 | 13 | USA_ID_Boise-AP-Gowen-Field-ANGB.726810_AMY_2024EPW | 57.5975 | 51.5617 | 0 | 113.9418 | 0 | 70.0594 | 29.6441 | 0 | 940.3894 | 0 | 0 | 895.1878
03/21 14:00:00 | 03 | 21 | 14 | USA_ID_Boise-AP-Gowen-Field-ANGB.726810_AMY_2024EPW | 59.585 | 51.5617 | 0 | 95.0051 | 0 | 70.0709 | 27.7679 | 0 | 830.9064 | 0 | 0 | 894.3012
03/21 15:00:00 | 03 | 21 | 15 | USA_ID_Boise-AP-Gowen-Field-ANGB.726810_AMY_2024EPW | 61.1525 | 51.5617 | 0 | 87.5491 | 0 | 70.0795 | 26.5389 | 0 | 758.4488 | 0 | 0 | 893.378
03/21 16:00:00 | 03 | 21 | 16 | USA_ID_Boise-AP-Gowen-Field-ANGB.726810_AMY_2024EPW | 60.9875 | 51.5617 | 0 | 99.9497 | 0 | 70.0573 | 28.2061 | 0 | 755.5552 | 0 | 0 | 1004.052
03/21 17:00:00 | 03 | 21 | 17 | USA_ID_Boise-AP-Gowen-Field-ANGB.726810_AMY_2024EPW | 60.5675 | 51.5617 | 0 | 121.3925 | 0 | 70.1208 | 34.4651 | 0 | 822.7198 | 0 | 0 | 1063.5515
03/21 18:00:00 | 03 | 21 | 18 | USA_ID_Boise-AP-Gowen-Field-ANGB.726810_AMY_2024EPW | 61.565 | 51.5617 | 0 | 110.1172 | 0 | 70.0956 | 24.6231 | 0 | 731.0391 | 0 | 0 | 777.6844
03/21 19:00:00 | 03 | 21 | 19 | USA_ID_Boise-AP-Gowen-Field-ANGB.726810_AMY_2024EPW | 60.9875 | 51.5617 | 0 | 101.3973 | 0 | 70.1445 | 27.4758 | 0 | 712.2608 | 0 | 0 | 413.9412
03/21 20:00:00 | 03 | 21 | 20 | USA_ID_Boise-AP-Gowen-Field-ANGB.726810_AMY_2024EPW | 58.4225 | 51.5617 | 0 | 79.5091 | 0 | 70.1028 | 63.6596 | 0 | 1617.2383 | 0 | 0 | 985.0535
03/21 21:00:00 | 03 | 21 | 21 | USA_ID_Boise-AP-Gowen-Field-ANGB.726810_AMY_2024EPW | 56.435 | 51.5617 | 0 | 74.0385 | 0 | 70.0616 | 32.3651 | 0 | 999.9855 | 0 | 0 | 723.851
03/21 22:00:00 | 03 | 21 | 22 | USA_ID_Boise-AP-Gowen-Field-ANGB.726810_AMY_2024EPW | 53.795 | 51.5617 | 0 | 88.0954 | 0 | 70.0829 | 36.0302 | 0 | 1014.6324 | 0 | 0 | 908.165
03/21 23:00:00 | 03 | 21 | 23 | USA_ID_Boise-AP-Gowen-Field-ANGB.726810_AMY_2024EPW | 50.9075 | 51.5617 | 0 | 84.862 | 0 | 70.0831 | 38.6077 | 0 | 1063.9207 | 0 | 0 | 1083.0234
03/21 24:00:00 | 03 | 21 | 24 | USA_ID_Boise-AP-Gowen-Field-ANGB.726810_AMY_2024EPW | 50 | 51.5617 | 0 | 73.7932 | 0 | 70.0364 | 43.8432 | 0 | 1346.7707 | 0 | 0 | 1331.1536
03/22 01:00:00 | 03 | 22 | 01 | USA_ID_Boise-AP-Gowen-Field-ANGB.726810_AMY_2024EPW | 48.9275 | 51.7079 | 0 | 73.3539 | 0 | 70.0629 | 49.3214 | 0 | 1388.0141 | 0 | 90.4065 | 1661.4705
03/22 02:00:00 | 03 | 22 | 02 | USA_ID_Boise-AP-Gowen-Field-ANGB.726810_AMY_2024EPW | 48.02 | 51.7079 | 0 | 71.8901 | 0 | 70.021 | 50.8088 | 0 | 1647.2676 | 0 | 71.0598 | 1331.7749
03/22 03:00:00 | 03 | 22 | 03 | USA_ID_Boise-AP-Gowen-Field-ANGB.726810_AMY_2024EPW | 48.02 | 51.7079 | 0 | 67.5068 | 0 | 70.1123 | 70.341 | 0 | 1952.7944 | 0 | 59.0887 | 1374.0779
03/22 04:00:00 | 03 | 22 | 04 | USA_ID_Boise-AP-Gowen-Field-ANGB.726810_AMY_2024EPW | 48.5075 | 51.7079 | 0 | 65.5744 | 0 | 70.1213 | 78.6529 | 0 | 2116.8482 | 0 | 58.8518 | 1329.3599
03/22 05:00:00 | 03 | 22 | 05 | USA_ID_Boise-AP-Gowen-Field-ANGB.726810_AMY_2024EPW | 49.505 | 51.7079 | 0 | 66.4326 | 0 | 70.1235 | 63.9158 | 0 | 1883.3317 | 0 | 46.4877 | 1070.3346
03/22 06:00:00 | 03 | 22 | 06 | USA_ID_Boise-AP-Gowen-Field-ANGB.726810_AMY_2024EPW | 48.3425 | 51.7079 | 0 | 64.6026 | 0 | 70.1178 | 75.6991 | 0 | 2013.6578 | 0 | 67.4047 | 1432.5091
03/22 07:00:00 | 03 | 22 | 07 | USA_ID_Boise-AP-Gowen-Field-ANGB.726810_AMY_2024EPW | 46.4525 | 51.7079 | 0 | 64.8312 | 0 | 70.095 | 86.8789 | 0 | 2161.5236 | 0 | 66.6746 | 1912.2549
03/22 08:00:00 | 03 | 22 | 08 | USA_ID_Boise-AP-Gowen-Field-ANGB.726810_AMY_2024EPW | 45.455 | 51.7079 | 0 | 69.3473 | 0 | 70.1163 | 86.8285 | 0 | 2361.4716 | 0 | 53.9625 | 1534.3955
03/22 09:00:00 | 03 | 22 | 09 | USA_ID_Boise-AP-Gowen-Field-ANGB.726810_AMY_2024EPW | 46.6175 | 51.7079 | 0 | 76.9781 | 0 | 70.0564 | 74.3967 | 0 | 2028.3908 | 0 | 76.0758 | 1499.2908
03/22 10:00:00 | 03 | 22 | 10 | USA_ID_Boise-AP-Gowen-Field-ANGB.726810_AMY_2024EPW | 50.165 | 51.7079 | 0 | 92.741 | 0 | 70.0357 | 54.8288 | 0 | 1676.9248 | 0 | 36.5346 | 1444.1056
03/22 11:00:00 | 03 | 22 | 11 | USA_ID_Boise-AP-Gowen-Field-ANGB.726810_AMY_2024EPW | 54.71 | 51.7079 | 0 | 91.7167 | 0 | 70.0499 | 34.2443 | 0 | 1093.2155 | 0 | 0 | 1001.1691
03/22 12:00:00 | 03 | 22 | 12 | USA_ID_Boise-AP-Gowen-Field-ANGB.726810_AMY_2024EPW | 57.5075 | 51.7079 | 0 | 111.7517 | 0 | 70.065 | 28.9154 | 0 | 898.4414 | 0 | 0 | 890.7364
03/22 13:00:00 | 03 | 22 | 13 | USA_ID_Boise-AP-Gowen-Field-ANGB.726810_AMY_2024EPW | 59.5775 | 51.7079 | 0 | 132.5385 | 0 | 70.0777 | 26.8535 | 0 | 777.0075 | 0 | 0 | 890.6443
03/22 14:00:00 | 03 | 22 | 14 | USA_ID_Boise-AP-Gowen-Field-ANGB.726810_AMY_2024EPW | 61.565 | 51.7079 | 0 | 110.5111 | 0 | 70.0841 | 25.6027 | 0 | 703.2225 | 0 | 0 | 890.6948
03/22 15:00:00 | 03 | 22 | 15 | USA_ID_Boise-AP-Gowen-Field-ANGB.726810_AMY_2024EPW | 63.62 | 51.7079 | 0 | 101.8382 | 0 | 70.0745 | 26.4986 | 0 | 654.9617 | 0 | 0 | 1002.3081
03/22 16:00:00 | 03 | 22 | 16 | USA_ID_Boise-AP-Gowen-Field-ANGB.726810_AMY_2024EPW | 65.525 | 51.7079 | 0 | 116.2627 | 0 | 70.0607 | 22.2485 | 0 | 605.8236 | 0 | 0 | 780.1384
03/22 17:00:00 | 03 | 22 | 17 | USA_ID_Boise-AP-Gowen-Field-ANGB.726810_AMY_2024EPW | 66.5075 | 51.7079 | 0 | 141.2052 | 0 | 70.1197 | 25.9596 | 0 | 707.9671 | 0 | 0 | 561.4853
03/22 18:00:00 | 03 | 22 | 18 | USA_ID_Boise-AP-Gowen-Field-ANGB.726810_AMY_2024EPW | 65.8475 | 51.7079 | 0 | 128.0896 | 0 | 70.1671 | 27.2988 | 0 | 702.196 | 0 | 0 | 351.6603
03/22 19:00:00 | 03 | 22 | 19 | USA_ID_Boise-AP-Gowen-Field-ANGB.726810_AMY_2024EPW | 65.525 | 51.7079 | 0 | 117.9466 | 0 | 70.1426 | 29.7797 | 0 | 795.5383 | 0 | 0 | 152.8994
03/22 20:00:00 | 03 | 22 | 20 | USA_ID_Boise-AP-Gowen-Field-ANGB.726810_AMY_2024EPW | 64.3625 | 51.7079 | 0 | 92.486 | 0 | 70.0273 | 64.5903 | 0 | 1767.4134 | 0 | 0 | 0
03/22 21:00:00 | 03 | 22 | 21 | USA_ID_Boise-AP-Gowen-Field-ANGB.726810_AMY_2024EPW | 59.1575 | 51.7079 | 0 | 86.1224 | 0 | 70.0193 | 72.3659 | 0 | 1902.1276 | 0 | 0 | 28.7208
03/22 22:00:00 | 03 | 22 | 22 | USA_ID_Boise-AP-Gowen-Field-ANGB.726810_AMY_2024EPW | 55.94 | 51.7079 | 0 | 102.4736 | 0 | 70.0612 | 32.3403 | 0 | 985.506 | 0 | 0 | 648.1989
03/22 23:00:00 | 03 | 22 | 23 | USA_ID_Boise-AP-Gowen-Field-ANGB.726810_AMY_2024EPW | 56.525 | 51.7079 | 0 | 98.7125 | 0 | 70.1271 | 33.6479 | 0 | 874.6165 | 0 | 0 | 965.0297
03/22 24:00:00 | 03 | 22 | 24 | USA_ID_Boise-AP-Gowen-Field-ANGB.726810_AMY_2024EPW | 58.0925 | 51.7079 | 0 | 85.8371 | 0 | 70.0728 | 27.9239 | 0 | 800.1356 | 0 | 0 | 633.563
03/23 01:00:00 | 03 | 23 | 01 | USA_ID_Boise-AP-Gowen-Field-ANGB.726810_AMY_2024EPW | 58.415 | 51.857 | 0 | 56.452 | 0 | 70.1241 | 35.4867 | 0 | 883.0219 | 0 | 0 | 1130.7852
03/23 02:00:00 | 03 | 23 | 02 | USA_ID_Boise-AP-Gowen-Field-ANGB.726810_AMY_2024EPW | 58.505 | 51.857 | 0 | 55.3255 | 0 | 70.1196 | 36.0979 | 0 | 919.0013 | 0 | 0 | 1164.183
03/23 03:00:00 | 03 | 23 | 03 | USA_ID_Boise-AP-Gowen-Field-ANGB.726810_AMY_2024EPW | 59 | 51.857 | 0 | 51.9522 | 0 | 70.1338 | 33.3575 | 0 | 857.6326 | 0 | 0 | 1032.5735
03/23 04:00:00 | 03 | 23 | 04 | USA_ID_Boise-AP-Gowen-Field-ANGB.726810_AMY_2024EPW | 56.855 | 51.857 | 0 | 50.4651 | 0 | 70.1412 | 33.774 | 0 | 782.2812 | 0 | 0 | 1337.9173
03/23 05:00:00 | 03 | 23 | 05 | USA_ID_Boise-AP-Gowen-Field-ANGB.726810_AMY_2024EPW | 55.04 | 51.857 | 0 | 51.1255 | 0 | 70.1019 | 43.1511 | 0 | 1132.5394 | 0 | 0 | 594.4019
03/23 06:00:00 | 03 | 23 | 06 | USA_ID_Boise-AP-Gowen-Field-ANGB.726810_AMY_2024EPW | 53.9675 | 51.857 | 0 | 49.7171 | 0 | 70.1138 | 34.3383 | 0 | 815.319 | 0 | 0 | 1340.5309
03/23 07:00:00 | 03 | 23 | 07 | USA_ID_Boise-AP-Gowen-Field-ANGB.726810_AMY_2024EPW | 52.475 | 51.857 | 0 | 49.8931 | 0 | 70.0367 | 37.3123 | 0 | 1084.9599 | 0 | 0 | 1169.2475
03/23 08:00:00 | 03 | 23 | 08 | USA_ID_Boise-AP-Gowen-Field-ANGB.726810_AMY_2024EPW | 51.4925 | 51.857 | 0 | 53.3686 | 0 | 70.0665 | 44.8283 | 0 | 1231.6343 | 0 | 0 | 1522.5032
03/23 09:00:00 | 03 | 23 | 09 | USA_ID_Boise-AP-Gowen-Field-ANGB.726810_AMY_2024EPW | 47.2775 | 51.857 | 0 | 59.2411 | 0 | 70.1312 | 112.4013 | 0 | 2629.0792 | 0 | 53.259 | 3162.3938
03/23 10:00:00 | 03 | 23 | 10 | USA_ID_Boise-AP-Gowen-Field-ANGB.726810_AMY_2024EPW | 41.8175 | 51.857 | 0 | 71.372 | 0 | 70.0615 | 100.2962 | 0 | 2304.9935 | 21.405 | 71.3145 | 2943.912
03/23 11:00:00 | 03 | 23 | 11 | USA_ID_Boise-AP-Gowen-Field-ANGB.726810_AMY_2024EPW | 39.4325 | 51.857 | 0 | 70.5837 | 0 | 70.1069 | 116.1808 | 0 | 2638.7877 | 70.9193 | 48.4192 | 3098.995
03/23 12:00:00 | 03 | 23 | 12 | USA_ID_Boise-AP-Gowen-Field-ANGB.726810_AMY_2024EPW | 40.6775 | 51.857 | 0 | 86.0023 | 0 | 70.0614 | 97.1498 | 0 | 2171.7818 | 35.4413 | 72.9227 | 3845.0776
03/23 13:00:00 | 03 | 23 | 13 | USA_ID_Boise-AP-Gowen-Field-ANGB.726810_AMY_2024EPW | 43.64 | 51.857 | 0 | 101.9995 | 0 | 70.0362 | 66.3104 | 0 | 1844.9306 | 0 | 80.3901 | 1660.9518
03/23 14:00:00 | 03 | 23 | 14 | USA_ID_Boise-AP-Gowen-Field-ANGB.726810_AMY_2024EPW | 46.0325 | 51.857 | 0 | 85.0476 | 0 | 70.0317 | 47.9367 | 0 | 1542.7843 | 0 | 80.6726 | 1231.3141
03/23 15:00:00 | 03 | 23 | 15 | USA_ID_Boise-AP-Gowen-Field-ANGB.726810_AMY_2024EPW | 48.5975 | 51.857 | 0 | 78.373 | 0 | 70.027 | 39.303 | 0 | 1174.4986 | 0 | 89.9796 | 863.0948
03/23 16:00:00 | 03 | 23 | 16 | USA_ID_Boise-AP-Gowen-Field-ANGB.726810_AMY_2024EPW | 50.585 | 51.857 | 0 | 89.4739 | 0 | 70.0225 | 36.0214 | 0 | 1186.4332 | 0 | 0 | 1001.2759
03/23 17:00:00 | 03 | 23 | 17 | USA_ID_Boise-AP-Gowen-Field-ANGB.726810_AMY_2024EPW | 51.5675 | 51.857 | 0 | 108.6693 | 0 | 70.0754 | 29.9968 | 0 | 861.6251 | 0 | 0 | 1000.8335
03/23 18:00:00 | 03 | 23 | 18 | USA_ID_Boise-AP-Gowen-Field-ANGB.726810_AMY_2024EPW | 51.4925 | 51.857 | 0 | 98.5758 | 0 | 70.0912 | 29.5517 | 0 | 835.0804 | 0 | 0 | 1000.1195
03/23 19:00:00 | 03 | 23 | 19 | USA_ID_Boise-AP-Gowen-Field-ANGB.726810_AMY_2024EPW | 47.765 | 51.857 | 0 | 90.7698 | 0 | 70.1345 | 77.2957 | 0 | 1979.772 | 0 | 44.9716 | 1819.1318
03/23 20:00:00 | 03 | 23 | 20 | USA_ID_Boise-AP-Gowen-Field-ANGB.726810_AMY_2024EPW | 45.545 | 51.857 | 0 | 71.1758 | 0 | 70.0852 | 77.3371 | 0 | 1983.6195 | 0 | 74.5432 | 1720.0136
03/23 21:00:00 | 03 | 23 | 21 | USA_ID_Boise-AP-Gowen-Field-ANGB.726810_AMY_2024EPW | 43.895 | 51.857 | 0 | 66.2785 | 0 | 70.1041 | 85.7011 | 0 | 2171.8239 | 0 | 67.3809 | 1466.6886
03/23 22:00:00 | 03 | 23 | 22 | USA_ID_Boise-AP-Gowen-Field-ANGB.726810_AMY_2024EPW | 42.08 | 51.857 | 0 | 78.8621 | 0 | 70.03 | 68.6105 | 0 | 1975.101 | 0 | 69.8292 | 1600.4356
03/23 23:00:00 | 03 | 23 | 23 | USA_ID_Boise-AP-Gowen-Field-ANGB.726810_AMY_2024EPW | 43.1525 | 51.857 | 0 | 75.9676 | 0 | 70.0451 | 73.8303 | 0 | 2072.7899 | 0 | 71.1726 | 1713.314
03/23 24:00:00 | 03 | 23 | 24 | USA_ID_Boise-AP-Gowen-Field-ANGB.726810_AMY_2024EPW | 42.9875 | 51.857 | 0 | 66.0589 | 0 | 70.1154 | 80.0431 | 0 | 2091.4226 | 0 | 70.0152 | 1632.8499
03/24 01:00:00 | 03 | 24 | 01 | USA_ID_Boise-AP-Gowen-Field-ANGB.726810_AMY_2024EPW | 42.5675 | 52.0088 | 0 | 58.0797 | 0 | 70.0677 | 83.9122 | 0 | 2215.271 | 0 | 64.4031 | 1561.6186
03/24 02:00:00 | 03 | 24 | 02 | USA_ID_Boise-AP-Gowen-Field-ANGB.726810_AMY_2024EPW | 42.4925 | 52.0088 | 0 | 56.9207 | 0 | 70.0304 | 59.1214 | 0 | 1660.6776 | 0 | 97.2222 | 1483.9396
03/24 03:00:00 | 03 | 24 | 03 | USA_ID_Boise-AP-Gowen-Field-ANGB.726810_AMY_2024EPW | 41.495 | 52.0088 | 0 | 53.4501 | 0 | 70.0841 | 81.8473 | 0 | 2169.1446 | 3.2756 | 67.9011 | 2301.1682
03/24 04:00:00 | 03 | 24 | 04 | USA_ID_Boise-AP-Gowen-Field-ANGB.726810_AMY_2024EPW | 41 | 52.0088 | 0 | 51.9201 | 0 | 70.0436 | 80.3367 | 0 | 1923.3971 | 55.4632 | 86.1111 | 2100.0448
03/24 05:00:00 | 03 | 24 | 05 | USA_ID_Boise-AP-Gowen-Field-ANGB.726810_AMY_2024EPW | 40.415 | 52.0088 | 0 | 52.5996 | 0 | 70.0226 | 80.5084 | 0 | 1983.7949 | 70.3264 | 71.9839 | 2121.2497
03/24 06:00:00 | 03 | 24 | 06 | USA_ID_Boise-AP-Gowen-Field-ANGB.726810_AMY_2024EPW | 40.505 | 52.0088 | 0 | 51.1506 | 0 | 70.0426 | 79.2702 | 0 | 1924.8444 | 68.0987 | 77.7008 | 2326.3637
03/24 07:00:00 | 03 | 24 | 07 | USA_ID_Boise-AP-Gowen-Field-ANGB.726810_AMY_2024EPW | 41.585 | 52.0088 | 0 | 51.3317 | 0 | 70.0267 | 70.0127 | 0 | 2032.0841 | 0 | 70.4376 | 1601.7909
03/24 08:00:00 | 03 | 24 | 08 | USA_ID_Boise-AP-Gowen-Field-ANGB.726810_AMY_2024EPW | 42.08 | 52.0088 | 0 | 54.9074 | 0 | 70.0962 | 88.7309 | 0 | 2289.5482 | 0 | 62.9865 | 2027.702
03/24 09:00:00 | 03 | 24 | 09 | USA_ID_Boise-AP-Gowen-Field-ANGB.726810_AMY_2024EPW | 42.5675 | 52.0088 | 0 | 60.9492 | 0 | 70.1033 | 82.0325 | 0 | 2118.7463 | 0 | 66.8234 | 1777.9835
03/24 10:00:00 | 03 | 24 | 10 | USA_ID_Boise-AP-Gowen-Field-ANGB.726810_AMY_2024EPW | 43.565 | 52.0088 | 0 | 73.43 | 0 | 70.1118 | 83.2704 | 0 | 2198.3913 | 0 | 60.2978 | 1693.3662
03/24 11:00:00 | 03 | 24 | 11 | USA_ID_Boise-AP-Gowen-Field-ANGB.726810_AMY_2024EPW | 45.1325 | 52.0088 | 0 | 72.6189 | 0 | 70.0194 | 73.6834 | 0 | 1973.1765 | 0 | 84.8317 | 1516.0036
03/24 12:00:00 | 03 | 24 | 12 | USA_ID_Boise-AP-Gowen-Field-ANGB.726810_AMY_2024EPW | 46.5275 | 52.0088 | 0 | 88.4821 | 0 | 70.1131 | 78.5752 | 0 | 2214.3393 | 0 | 51.7742 | 1492.885
03/24 13:00:00 | 03 | 24 | 13 | USA_ID_Boise-AP-Gowen-Field-ANGB.726810_AMY_2024EPW | 47.525 | 52.0088 | 0 | 104.9405 | 0 | 70.1124 | 78.7519 | 0 | 2236.1352 | 0 | 51.8098 | 1565.6016
03/24 14:00:00 | 03 | 24 | 14 | USA_ID_Boise-AP-Gowen-Field-ANGB.726810_AMY_2024EPW | 48.5075 | 52.0088 | 0 | 87.4998 | 0 | 70.1437 | 84.2847 | 0 | 2365.7242 | 0 | 40.5552 | 1526.3322
03/24 15:00:00 | 03 | 24 | 15 | USA_ID_Boise-AP-Gowen-Field-ANGB.726810_AMY_2024EPW | 49.505 | 52.0088 | 0 | 80.6328 | 0 | 70.0647 | 76.4266 | 0 | 2043.0306 | 0 | 62.5383 | 1599.8777
03/24 16:00:00 | 03 | 24 | 16 | USA_ID_Boise-AP-Gowen-Field-ANGB.726810_AMY_2024EPW | 51.0725 | 52.0088 | 0 | 92.0538 | 0 | 70.0265 | 65.6293 | 0 | 1931.3625 | 0 | 0 | 1430.568
03/24 17:00:00 | 03 | 24 | 17 | USA_ID_Boise-AP-Gowen-Field-ANGB.726810_AMY_2024EPW | 53.6375 | 52.0088 | 0 | 111.8026 | 0 | 70.0099 | 54.9283 | 0 | 1750.3749 | 0 | 0 | 1100.0136
03/24 18:00:00 | 03 | 24 | 18 | USA_ID_Boise-AP-Gowen-Field-ANGB.726810_AMY_2024EPW | 53.9675 | 52.0088 | 0 | 101.4181 | 0 | 70.1239 | 68.2973 | 0 | 1873.0331 | 0 | 0 | 1344.8242
03/24 19:00:00 | 03 | 24 | 19 | USA_ID_Boise-AP-Gowen-Field-ANGB.726810_AMY_2024EPW | 53.06 | 52.0088 | 0 | 93.387 | 0 | 70.1043 | 37.6761 | 0 | 1011.2398 | 0 | 0 | 1104.1234
03/24 20:00:00 | 03 | 24 | 20 | USA_ID_Boise-AP-Gowen-Field-ANGB.726810_AMY_2024EPW | 50.33 | 52.0088 | 0 | 73.228 | 0 | 70.1188 | 70.5013 | 0 | 1950.1024 | 0 | 33.3928 | 1317.3001
03/24 21:00:00 | 03 | 24 | 21 | USA_ID_Boise-AP-Gowen-Field-ANGB.726810_AMY_2024EPW | 46.9475 | 52.0088 | 0 | 68.1895 | 0 | 70.0999 | 63.1311 | 0 | 1701.9 | 0 | 83.0371 | 1414.6681
03/24 22:00:00 | 03 | 24 | 22 | USA_ID_Boise-AP-Gowen-Field-ANGB.726810_AMY_2024EPW | 44.9675 | 52.0088 | 0 | 81.136 | 0 | 70.0615 | 48.8484 | 0 | 1451.655 | 0 | 84.7324 | 1215.8013
03/24 23:00:00 | 03 | 24 | 23 | USA_ID_Boise-AP-Gowen-Field-ANGB.726810_AMY_2024EPW | 44.06 | 52.0088 | 0 | 78.158 | 0 | 70.1762 | 74.0232 | 0 | 1967.3608 | 0 | 55.0518 | 789.9983
03/24 24:00:00 | 03 | 24 | 24 | USA_ID_Boise-AP-Gowen-Field-ANGB.726810_AMY_2024EPW | 43.475 | 52.0088 | 0 | 67.9636 | 0 | 70.0786 | 60.9687 | 0 | 1742.4222 | 0 | 79.1697 | 1249.5657
03/25 01:00:00 | 03 | 25 | 01 | USA_ID_Boise-AP-Gowen-Field-ANGB.726810_AMY_2024EPW | 41.9075 | 52.1634 | 0 | 53.4268 | 0 | 70.0309 | 60.3135 | 0 | 1843.7816 | 0 | 76.0952 | 1471.4152
03/25 02:00:00 | 03 | 25 | 02 | USA_ID_Boise-AP-Gowen-Field-ANGB.726810_AMY_2024EPW | 39.3425 | 52.1634 | 0 | 52.3606 | 0 | 70.0247 | 74.1663 | 0 | 2021.55 | 0.074156 | 68.5218 | 1863.7205
03/25 03:00:00 | 03 | 25 | 03 | USA_ID_Boise-AP-Gowen-Field-ANGB.726810_AMY_2024EPW | 38.525 | 52.1634 | 0 | 49.1681 | 0 | 70.0453 | 91.1724 | 0 | 2108.7319 | 0.075631 | 81.1858 | 2559.111
03/25 04:00:00 | 03 | 25 | 04 | USA_ID_Boise-AP-Gowen-Field-ANGB.726810_AMY_2024EPW | 37.9475 | 52.1634 | 0 | 47.7606 | 0 | 70.0499 | 83.693 | 0 | 2144.5953 | 0.076191 | 74.9597 | 2569.3529
03/25 05:00:00 | 03 | 25 | 05 | USA_ID_Boise-AP-Gowen-Field-ANGB.726810_AMY_2024EPW | 35.9675 | 52.1634 | 0 | 48.3857 | 0 | 70.0689 | 97.9528 | 0 | 2313.6548 | 3.2894 | 67.2149 | 4646.4851
03/25 06:00:00 | 03 | 25 | 06 | USA_ID_Boise-AP-Gowen-Field-ANGB.726810_AMY_2024EPW | 35.5475 | 52.1634 | 0 | 47.0528 | 0 | 70.0737 | 91.7548 | 0 | 2229.6327 | 19.4521 | 66.1748 | 3804.1579
03/25 07:00:00 | 03 | 25 | 07 | USA_ID_Boise-AP-Gowen-Field-ANGB.726810_AMY_2024EPW | 34.8875 | 52.1634 | 0 | 47.2193 | 0 | 70.0594 | 101.155 | 0 | 2436.837 | 27.6313 | 56.8606 | 3373.0084
03/25 08:00:00 | 03 | 25 | 08 | USA_ID_Boise-AP-Gowen-Field-ANGB.726810_AMY_2024EPW | 33.98 | 52.1634 | 0 | 50.5086 | 0 | 70.0661 | 105.5551 | 0 | 2632.6376 | 22.2535 | 41.7879 | 3519.9208
03/25 09:00:00 | 03 | 25 | 09 | USA_ID_Boise-AP-Gowen-Field-ANGB.726810_AMY_2024EPW | 35.0525 | 52.1634 | 0 | 56.0664 | 0 | 70.0787 | 105.3794 | 0 | 2680.2241 | 7.8456 | 37.9414 | 3852.7822
03/25 10:00:00 | 03 | 25 | 10 | USA_ID_Boise-AP-Gowen-Field-ANGB.726810_AMY_2024EPW | 39.275 | 52.1634 | 0 | 67.5472 | 0 | 70.0416 | 84.8866 | 0 | 2177.6946 | 3.4266 | 76.8486 | 2085.5691
03/25 11:00:00 | 03 | 25 | 11 | USA_ID_Boise-AP-Gowen-Field-ANGB.726810_AMY_2024EPW | 44.225 | 52.1634 | 0 | 66.8011 | 0 | 70.069 | 74.3105 | 0 | 2030.9376 | 0 | 72.7642 | 1522.0845
03/25 12:00:00 | 03 | 25 | 12 | USA_ID_Boise-AP-Gowen-Field-ANGB.726810_AMY_2024EPW | 47.1125 | 52.1634 | 0 | 81.3935 | 0 | 70.0517 | 73.6442 | 0 | 1985.5578 | 0 | 79.7572 | 1755.9924
03/25 13:00:00 | 03 | 25 | 13 | USA_ID_Boise-AP-Gowen-Field-ANGB.726810_AMY_2024EPW | 48.02 | 52.1634 | 0 | 96.5334 | 0 | 70.1111 | 79.5744 | 0 | 2218.8231 | 0 | 55.0059 | 1430.0611
03/25 14:00:00 | 03 | 25 | 14 | USA_ID_Boise-AP-Gowen-Field-ANGB.726810_AMY_2024EPW | 48.02 | 52.1634 | 0 | 80.4899 | 0 | 70.1107 | 82.2455 | 0 | 2272.3642 | 0 | 52.3025 | 1573.4152
03/25 15:00:00 | 03 | 25 | 15 | USA_ID_Boise-AP-Gowen-Field-ANGB.726810_AMY_2024EPW | 49.0925 | 52.1634 | 0 | 74.1731 | 0 | 70.0141 | 73.5035 | 0 | 1938.3487 | 0 | 73.4186 | 1502.1669
03/25 16:00:00 | 03 | 25 | 16 | USA_ID_Boise-AP-Gowen-Field-ANGB.726810_AMY_2024EPW | 49.415 | 52.1634 | 0 | 84.6791 | 0 | 70.0673 | 75.9115 | 0 | 2166.6347 | 0 | 58.8071 | 1603.2598
03/25 17:00:00 | 03 | 25 | 17 | USA_ID_Boise-AP-Gowen-Field-ANGB.726810_AMY_2024EPW | 50.09 | 52.1634 | 0 | 102.8458 | 0 | 70.0248 | 38.7346 | 0 | 1302.5958 | 0 | 44.4444 | 886.1434
03/25 18:00:00 | 03 | 25 | 18 | USA_ID_Boise-AP-Gowen-Field-ANGB.726810_AMY_2024EPW | 51.08 | 52.1634 | 0 | 93.2931 | 0 | 70.0477 | 32.4066 | 0 | 995.1039 | 0 | 0 | 856.3769
03/25 19:00:00 | 03 | 25 | 19 | USA_ID_Boise-AP-Gowen-Field-ANGB.726810_AMY_2024EPW | 49.91 | 52.1634 | 0 | 85.9055 | 0 | 70.1459 | 68.6309 | 0 | 1724.6288 | 0 | 32.4071 | 1039.6536
03/25 20:00:00 | 03 | 25 | 20 | USA_ID_Boise-AP-Gowen-Field-ANGB.726810_AMY_2024EPW | 48.4325 | 52.1634 | 0 | 67.3615 | 0 | 70.174 | 75.0092 | 0 | 1995.5687 | 0 | 52.0737 | 1032.9477
03/25 21:00:00 | 03 | 25 | 21 | USA_ID_Boise-AP-Gowen-Field-ANGB.726810_AMY_2024EPW | 46.9475 | 52.1634 | 0 | 62.7266 | 0 | 70.1403 | 75.7316 | 0 | 1953.4915 | 0 | 63.5002 | 1259.1702
03/25 22:00:00 | 03 | 25 | 22 | USA_ID_Boise-AP-Gowen-Field-ANGB.726810_AMY_2024EPW | 44.9675 | 52.1634 | 0 | 74.6359 | 0 | 70.0646 | 41.7626 | 0 | 1288.4428 | 0 | 98.9951 | 1015.4281
03/25 23:00:00 | 03 | 25 | 23 | USA_ID_Boise-AP-Gowen-Field-ANGB.726810_AMY_2024EPW | 42.9875 | 52.1634 | 0 | 71.8965 | 0 | 70.0746 | 60.1509 | 0 | 1750.8192 | 0 | 75.8446 | 1282.9154
03/25 24:00:00 | 03 | 25 | 24 | USA_ID_Boise-AP-Gowen-Field-ANGB.726810_AMY_2024EPW | 41.495 | 52.1634 | 0 | 62.5188 | 0 | 70.1265 | 94.9775 | 0 | 2347.7959 | 18.8025 | 56.2178 | 2567.5149
03/26 01:00:00 | 03 | 26 | 01 | USA_ID_Boise-AP-Gowen-Field-ANGB.726810_AMY_2024EPW | 41 | 52.3208 | 0 | 52.7691 | 0 | 70.0321 | 77.3626 | 0 | 1751.0043 | 97.5629 | 85.1726 | 2154.9019
03/26 02:00:00 | 03 | 26 | 02 | USA_ID_Boise-AP-Gowen-Field-ANGB.726810_AMY_2024EPW | 41.585 | 52.3208 | 0 | 51.7161 | 0 | 70.0332 | 58.3358 | 0 | 1776.5794 | 0 | 80.3229 | 1373.1077
03/26 03:00:00 | 03 | 26 | 03 | USA_ID_Boise-AP-Gowen-Field-ANGB.726810_AMY_2024EPW | 40.91 | 52.3208 | 0 | 48.5628 | 0 | 70.0951 | 94.8399 | 0 | 2230.1425 | 83.6245 | 62.1467 | 2767.7706
03/26 04:00:00 | 03 | 26 | 04 | USA_ID_Boise-AP-Gowen-Field-ANGB.726810_AMY_2024EPW | 38.8475 | 52.3208 | 0 | 47.1727 | 0 | 70.0982 | 102.3282 | 0 | 2231.0582 | 150.9254 | 57.0221 | 2825.7909
03/26 05:00:00 | 03 | 26 | 05 | USA_ID_Boise-AP-Gowen-Field-ANGB.726810_AMY_2024EPW | 37.4525 | 52.3208 | 0 | 47.7901 | 0 | 70.0764 | 94.7825 | 0 | 2010.4426 | 127.784 | 73.0927 | 3279.9776
03/26 06:00:00 | 03 | 26 | 06 | USA_ID_Boise-AP-Gowen-Field-ANGB.726810_AMY_2024EPW | 36.455 | 52.3208 | 0 | 46.4736 | 0 | 70.0524 | 97.8157 | 0 | 2205.5102 | 123.931 | 49.9655 | 3510.8397
03/26 07:00:00 | 03 | 26 | 07 | USA_ID_Boise-AP-Gowen-Field-ANGB.726810_AMY_2024EPW | 35.4725 | 52.3208 | 0 | 46.6381 | 0 | 70.0669 | 102.6897 | 0 | 2270.6031 | 120.3399 | 58.3333 | 4702.6332
03/26 08:00:00 | 03 | 26 | 08 | USA_ID_Boise-AP-Gowen-Field-ANGB.726810_AMY_2024EPW | 35.5475 | 52.3208 | 0 | 49.8869 | 0 | 70.0653 | 105.5427 | 0 | 2298.2474 | 127.1551 | 58.3333 | 4719.8505
03/26 09:00:00 | 03 | 26 | 09 | USA_ID_Boise-AP-Gowen-Field-ANGB.726810_AMY_2024EPW | 37.6175 | 52.3208 | 0 | 55.3762 | 0 | 70.0672 | 96.1577 | 0 | 2129.5855 | 105.6419 | 67.1733 | 4635.9296
03/26 10:00:00 | 03 | 26 | 10 | USA_ID_Boise-AP-Gowen-Field-ANGB.726810_AMY_2024EPW | 40.6775 | 52.3208 | 0 | 66.7158 | 0 | 70.0653 | 88.2764 | 0 | 2104.1319 | 36.4174 | 75.138 | 3609.1354
03/26 11:00:00 | 03 | 26 | 11 | USA_ID_Boise-AP-Gowen-Field-ANGB.726810_AMY_2024EPW | 42.5675 | 52.3208 | 0 | 65.9789 | 0 | 70.0894 | 98.4807 | 0 | 2588.096 | 0 | 47.421 | 2195.6911
03/26 12:00:00 | 03 | 26 | 12 | USA_ID_Boise-AP-Gowen-Field-ANGB.726810_AMY_2024EPW | 43.565 | 52.3208 | 0 | 80.3916 | 0 | 70.0635 | 85.7373 | 0 | 2228.3105 | 0 | 58.259 | 2157.3944
03/26 13:00:00 | 03 | 26 | 13 | USA_ID_Boise-AP-Gowen-Field-ANGB.726810_AMY_2024EPW | 45.1325 | 52.3208 | 0 | 95.3451 | 0 | 70.0626 | 85.8748 | 0 | 2229.3428 | 0 | 57.0319 | 2116.9297
03/26 14:00:00 | 03 | 26 | 14 | USA_ID_Boise-AP-Gowen-Field-ANGB.726810_AMY_2024EPW | 46.04 | 52.3208 | 0 | 79.4991 | 0 | 70.1124 | 79.7285 | 0 | 2250.9202 | 0 | 49.1772 | 1617.7564
03/26 15:00:00 | 03 | 26 | 15 | USA_ID_Boise-AP-Gowen-Field-ANGB.726810_AMY_2024EPW | 46.04 | 52.3208 | 0 | 73.26 | 0 | 70.0108 | 47.1717 | 0 | 1462.6876 | 0 | 105.5556 | 1146.0407
03/26 16:00:00 | 03 | 26 | 16 | USA_ID_Boise-AP-Gowen-Field-ANGB.726810_AMY_2024EPW | 49.2575 | 52.3208 | 0 | 83.6367 | 0 | 70.0238 | 56.8258 | 0 | 1525.8875 | 0 | 58.5237 | 1764.7879
03/26 17:00:00 | 03 | 26 | 17 | USA_ID_Boise-AP-Gowen-Field-ANGB.726810_AMY_2024EPW | 50.3225 | 52.3208 | 0 | 101.5798 | 0 | 70.1107 | 79.8771 | 0 | 2118.9575 | 0 | 19.4444 | 2032.8233
03/26 18:00:00 | 03 | 26 | 18 | USA_ID_Boise-AP-Gowen-Field-ANGB.726810_AMY_2024EPW | 49.505 | 52.3208 | 0 | 92.1447 | 0 | 70.0311 | 41.4704 | 0 | 1279.1503 | 0 | 87.289 | 867.804
03/26 19:00:00 | 03 | 26 | 19 | USA_ID_Boise-AP-Gowen-Field-ANGB.726810_AMY_2024EPW | 50 | 52.3208 | 0 | 84.848 | 0 | 70.1691 | 21.7257 | 0 | 575.248 | 0 | 0 | 519.97
03/26 20:00:00 | 03 | 26 | 20 | USA_ID_Boise-AP-Gowen-Field-ANGB.726810_AMY_2024EPW | 48.9275 | 52.3208 | 0 | 66.5323 | 0 | 70.1384 | 65.5494 | 0 | 1747.3678 | 0 | 66.383 | 966.3852
03/26 21:00:00 | 03 | 26 | 21 | USA_ID_Boise-AP-Gowen-Field-ANGB.726810_AMY_2024EPW | 46.9475 | 52.3208 | 0 | 61.9545 | 0 | 70.1779 | 73.1513 | 0 | 1895.3405 | 0 | 62.6484 | 643.3649
03/26 22:00:00 | 03 | 26 | 22 | USA_ID_Boise-AP-Gowen-Field-ANGB.726810_AMY_2024EPW | 43.895 | 52.3208 | 0 | 73.7172 | 0 | 70.1755 | 73.8042 | 0 | 1954.8764 | 0 | 56.9603 | 690.4648
03/26 23:00:00 | 03 | 26 | 23 | USA_ID_Boise-AP-Gowen-Field-ANGB.726810_AMY_2024EPW | 40.4225 | 52.3208 | 0 | 71.0115 | 0 | 70.1714 | 79.7579 | 0 | 2107.5569 | 48.9555 | 45.933 | 1497.471
03/26 24:00:00 | 03 | 26 | 24 | USA_ID_Boise-AP-Gowen-Field-ANGB.726810_AMY_2024EPW | 39.02 | 52.3208 | 0 | 61.7492 | 0 | 70.1707 | 87.1927 | 0 | 2214.2961 | 88.0797 | 44.4444 | 2304.8379
03/27 01:00:00 | 03 | 27 | 01 | USA_ID_Boise-AP-Gowen-Field-ANGB.726810_AMY_2024EPW | 37.9475 | 52.4808 | 0 | 54.8983 | 0 | 70.0705 | 97.3054 | 0 | 2182.4385 | 89.4886 | 63.8889 | 2984.1272
03/27 02:00:00 | 03 | 27 | 02 | USA_ID_Boise-AP-Gowen-Field-ANGB.726810_AMY_2024EPW | 37.5275 | 52.4808 | 0 | 53.8027 | 0 | 70.106 | 98.4062 | 0 | 2171.7035 | 78.7736 | 67.7168 | 3689.3751
03/27 03:00:00 | 03 | 27 | 03 | USA_ID_Boise-AP-Gowen-Field-ANGB.726810_AMY_2024EPW | 38.525 | 52.4808 | 0 | 50.5223 | 0 | 70.0533 | 100.8307 | 0 | 2193.3314 | 105.0917 | 60.5878 | 4091.3643
03/27 04:00:00 | 03 | 27 | 04 | USA_ID_Boise-AP-Gowen-Field-ANGB.726810_AMY_2024EPW | 39.02 | 52.4808 | 0 | 49.0761 | 0 | 70.0643 | 100.7923 | 0 | 2012.9455 | 122.7491 | 71.5473 | 4963.857
03/27 05:00:00 | 03 | 27 | 05 | USA_ID_Boise-AP-Gowen-Field-ANGB.726810_AMY_2024EPW | 39.02 | 52.4808 | 0 | 49.7184 | 0 | 70.0602 | 101.2513 | 0 | 2026.6482 | 130.6682 | 67.5412 | 5298.5042
03/27 06:00:00 | 03 | 27 | 06 | USA_ID_Boise-AP-Gowen-Field-ANGB.726810_AMY_2024EPW | 39.02 | 52.4808 | 0 | 48.3488 | 0 | 70.0568 | 101.5835 | 0 | 2034.9069 | 137.3547 | 64.6381 | 5493.4645
03/27 07:00:00 | 03 | 27 | 07 | USA_ID_Boise-AP-Gowen-Field-ANGB.726810_AMY_2024EPW | 39.5075 | 52.4808 | 0 | 48.5199 | 0 | 70.0522 | 102.0516 | 0 | 2049.4837 | 144.0942 | 60.5805 | 5689.5844
03/27 08:00:00 | 03 | 27 | 08 | USA_ID_Boise-AP-Gowen-Field-ANGB.726810_AMY_2024EPW | 40.505 | 52.4808 | 0 | 51.8998 | 0 | 70.036 | 104.2237 | 0 | 2139.8862 | 151.1685 | 52.9412 | 5678.9018
03/27 09:00:00 | 03 | 27 | 09 | USA_ID_Boise-AP-Gowen-Field-ANGB.726810_AMY_2024EPW | 41 | 52.4808 | 0 | 57.6106 | 0 | 70.0476 | 103.6448 | 0 | 2192.578 | 103.4953 | 56.6484 | 5355.0938
03/27 10:00:00 | 03 | 27 | 10 | USA_ID_Boise-AP-Gowen-Field-ANGB.726810_AMY_2024EPW | 42.6575 | 52.4808 | 0 | 69.4077 | 0 | 70.058 | 100.9874 | 0 | 2348.7403 | 0 | 70.1179 | 3733.8448
03/27 11:00:00 | 03 | 27 | 11 | USA_ID_Boise-AP-Gowen-Field-ANGB.726810_AMY_2024EPW | 45.62 | 52.4808 | 0 | 68.641 | 0 | 70.0605 | 100.7132 | 0 | 2317.2117 | 0 | 72.5067 | 3424.9697
03/27 12:00:00 | 03 | 27 | 12 | USA_ID_Boise-AP-Gowen-Field-ANGB.726810_AMY_2024EPW | 48.5975 | 52.4808 | 0 | 83.6353 | 0 | 70.0673 | 99.518 | 0 | 2239.0187 | 0 | 74.5865 | 2911.0603
03/27 13:00:00 | 03 | 27 | 13 | USA_ID_Boise-AP-Gowen-Field-ANGB.726810_AMY_2024EPW | 52.145 | 52.4808 | 0 | 99.1922 | 0 | 69.9975 | 75.3436 | 0 | 1880.4563 | 0 | 0 | 1303.1636
03/27 14:00:00 | 03 | 27 | 14 | USA_ID_Boise-AP-Gowen-Field-ANGB.726810_AMY_2024EPW | 55.0325 | 52.4808 | 0 | 82.7068 | 0 | 70.006 | 96.6307 | 0 | 2534.4915 | 0 | 0 | 1623.8602
03/27 15:00:00 | 03 | 27 | 15 | USA_ID_Boise-AP-Gowen-Field-ANGB.726810_AMY_2024EPW | 55.94 | 52.4808 | 0 | 76.216 | 0 | 70.0631 | 83.2823 | 0 | 2271.0575 | 0 | 0 | 1998.8118
03/27 16:00:00 | 03 | 27 | 16 | USA_ID_Boise-AP-Gowen-Field-ANGB.726810_AMY_2024EPW | 55.94 | 52.4808 | 0 | 87.0114 | 0 | 70.1162 | 79.7347 | 0 | 2197.2442 | 0 | 0 | 1666.8506
03/27 17:00:00 | 03 | 27 | 17 | USA_ID_Boise-AP-Gowen-Field-ANGB.726810_AMY_2024EPW | 56.525 | 52.4808 | 0 | 105.6784 | 0 | 70.049 | 39.3408 | 0 | 1255.8043 | 0 | 0 | 1102.9452
03/27 18:00:00 | 03 | 27 | 18 | USA_ID_Boise-AP-Gowen-Field-ANGB.726810_AMY_2024EPW | 56.435 | 52.4808 | 0 | 95.8627 | 0 | 70.0586 | 29.7886 | 0 | 948.0111 | 0 | 0 | 883.0706
03/27 19:00:00 | 03 | 27 | 19 | USA_ID_Boise-AP-Gowen-Field-ANGB.726810_AMY_2024EPW | 52.7225 | 52.4808 | 0 | 88.2716 | 0 | 70.0847 | 34.4953 | 0 | 924.4379 | 0 | 0 | 1008.6565
03/27 20:00:00 | 03 | 27 | 20 | USA_ID_Boise-AP-Gowen-Field-ANGB.726810_AMY_2024EPW | 49.415 | 52.4808 | 0 | 69.2168 | 0 | 70.1083 | 99.107 | 0 | 2352.1373 | 0 | 63.9303 | 2195.3899
03/27 21:00:00 | 03 | 27 | 21 | USA_ID_Boise-AP-Gowen-Field-ANGB.726810_AMY_2024EPW | 48.92 | 52.4808 | 0 | 64.4543 | 0 | 70.1162 | 84.5989 | 0 | 2139.8207 | 0 | 61.5153 | 1862.6855
03/27 22:00:00 | 03 | 27 | 22 | USA_ID_Boise-AP-Gowen-Field-ANGB.726810_AMY_2024EPW | 48.92 | 52.4808 | 0 | 76.6916 | 0 | 70.1152 | 76.9754 | 0 | 2136.9956 | 0 | 57.2403 | 1455.5416
03/27 23:00:00 | 03 | 27 | 23 | USA_ID_Boise-AP-Gowen-Field-ANGB.726810_AMY_2024EPW | 49.505 | 52.4808 | 0 | 73.8767 | 0 | 70.109 | 68.4277 | 0 | 1947.3683 | 0 | 51.8665 | 1248.6857
03/27 24:00:00 | 03 | 27 | 24 | USA_ID_Boise-AP-Gowen-Field-ANGB.726810_AMY_2024EPW | 50 | 52.4808 | 0 | 64.2407 | 0 | 70.0779 | 56.3868 | 0 | 1593.6412 | 0 | 0 | 1400.0373
03/28 01:00:00 | 03 | 28 | 01 | USA_ID_Boise-AP-Gowen-Field-ANGB.726810_AMY_2024EPW | 47.27 | 52.6434 | 0 | 57.4056 | 0 | 70.0933 | 66.8914 | 0 | 1791.2995 | 0 | 76.197 | 1147.6224
03/28 02:00:00 | 03 | 28 | 02 | USA_ID_Boise-AP-Gowen-Field-ANGB.726810_AMY_2024EPW | 44.4725 | 52.6434 | 0 | 56.26 | 0 | 70.0726 | 73.7639 | 0 | 2090.4744 | 0 | 65.3906 | 1572.3091
03/28 03:00:00 | 03 | 28 | 03 | USA_ID_Boise-AP-Gowen-Field-ANGB.726810_AMY_2024EPW | 42.9875 | 52.6434 | 0 | 52.8298 | 0 | 70.0899 | 91.7325 | 0 | 2279.0145 | 0 | 62.6704 | 2164.1426
03/28 04:00:00 | 03 | 28 | 04 | USA_ID_Boise-AP-Gowen-Field-ANGB.726810_AMY_2024EPW | 40.4225 | 52.6434 | 0 | 51.3175 | 0 | 70.0881 | 97.5904 | 0 | 2227.5984 | 98.9649 | 61.206 | 3383.5399
03/28 05:00:00 | 03 | 28 | 05 | USA_ID_Boise-AP-Gowen-Field-ANGB.726810_AMY_2024EPW | 37.9475 | 52.6434 | 0 | 51.9891 | 0 | 70.088 | 121.0649 | 0 | 2628.2313 | 161.3967 | 33.3333 | 4716.8935
03/28 06:00:00 | 03 | 28 | 06 | USA_ID_Boise-AP-Gowen-Field-ANGB.726810_AMY_2024EPW | 37.5275 | 52.6434 | 0 | 50.557 | 0 | 70.087 | 122.9191 | 0 | 2675.5563 | 151.5022 | 33.3333 | 4689.9868
03/28 07:00:00 | 03 | 28 | 07 | USA_ID_Boise-AP-Gowen-Field-ANGB.726810_AMY_2024EPW | 39.5975 | 52.6434 | 0 | 50.7359 | 0 | 70.0554 | 100.8788 | 0 | 2138.4736 | 133.2664 | 60.5254 | 4049.8655
03/28 08:00:00 | 03 | 28 | 08 | USA_ID_Boise-AP-Gowen-Field-ANGB.726810_AMY_2024EPW | 39.9275 | 52.6434 | 0 | 54.2701 | 0 | 70.0513 | 96.8523 | 0 | 2068.0482 | 102.5276 | 70.3052 | 3993.1776
03/28 09:00:00 | 03 | 28 | 09 | USA_ID_Boise-AP-Gowen-Field-ANGB.726810_AMY_2024EPW | 39.02 | 52.6434 | 0 | 60.2418 | 0 | 70.0793 | 103.3273 | 0 | 2551.406 | 47.2987 | 42.3852 | 3627.9448
03/28 10:00:00 | 03 | 28 | 10 | USA_ID_Boise-AP-Gowen-Field-ANGB.726810_AMY_2024EPW | 40.6775 | 52.6434 | 0 | 72.5777 | 0 | 70.0522 | 95.9046 | 0 | 2405.902 | 0.085693 | 54.7592 | 2732.3281
03/28 11:00:00 | 03 | 28 | 11 | USA_ID_Boise-AP-Gowen-Field-ANGB.726810_AMY_2024EPW | 43.64 | 52.6434 | 0 | 71.776 | 0 | 70.0696 | 90.7594 | 0 | 2203.7763 | 0 | 71.4458 | 2536.4167
03/28 12:00:00 | 03 | 28 | 12 | USA_ID_Boise-AP-Gowen-Field-ANGB.726810_AMY_2024EPW | 47.105 | 52.6434 | 0 | 87.4551 | 0 | 70.0182 | 81.6607 | 0 | 2044.5244 | 0 | 85.9343 | 1814.7057
03/28 13:00:00 | 03 | 28 | 13 | USA_ID_Boise-AP-Gowen-Field-ANGB.726810_AMY_2024EPW | 49.505 | 52.6434 | 0 | 103.7225 | 0 | 70.0074 | 75.7085 | 0 | 2073.6318 | 0 | 77.7778 | 1148.8889
03/28 14:00:00 | 03 | 28 | 14 | USA_ID_Boise-AP-Gowen-Field-ANGB.726810_AMY_2024EPW | 50 | 52.6434 | 0 | 86.4843 | 0 | 70.0757 | 72.6768 | 0 | 2059.9118 | 0 | 0 | 1552.2259
03/28 15:00:00 | 03 | 28 | 15 | USA_ID_Boise-AP-Gowen-Field-ANGB.726810_AMY_2024EPW | 48.9275 | 52.6434 | 0 | 79.6969 | 0 | 70.0488 | 73.1527 | 0 | 2064.8137 | 0 | 69.7288 | 1654.2979
03/28 16:00:00 | 03 | 28 | 16 | USA_ID_Boise-AP-Gowen-Field-ANGB.726810_AMY_2024EPW | 49.0925 | 52.6434 | 0 | 90.9854 | 0 | 70.0259 | 54.9158 | 0 | 1467.202 | 0 | 86.0275 | 1872.8335
03/28 17:00:00 | 03 | 28 | 17 | USA_ID_Boise-AP-Gowen-Field-ANGB.726810_AMY_2024EPW | 46.1975 | 52.6434 | 0 | 110.505 | 0 | 70.095 | 85.0288 | 0 | 2186.1954 | 0 | 62.3529 | 2252.0497
03/28 18:00:00 | 03 | 28 | 18 | USA_ID_Boise-AP-Gowen-Field-ANGB.726810_AMY_2024EPW | 44.0525 | 52.6434 | 0 | 100.2409 | 0 | 70.1499 | 100.1372 | 0 | 2550.5165 | 0 | 39.5502 | 2403.7384
03/28 19:00:00 | 03 | 28 | 19 | USA_ID_Boise-AP-Gowen-Field-ANGB.726810_AMY_2024EPW | 46.0325 | 52.6434 | 0 | 92.3031 | 0 | 70.0851 | 38.9108 | 0 | 1168.2154 | 0 | 118.2188 | 1106.7335
03/28 20:00:00 | 03 | 28 | 20 | USA_ID_Boise-AP-Gowen-Field-ANGB.726810_AMY_2024EPW | 45.8675 | 52.6434 | 0 | 72.3781 | 0 | 70.091 | 61.2383 | 0 | 1646.2448 | 0 | 90.2274 | 1194.5486
03/28 21:00:00 | 03 | 28 | 21 | USA_ID_Boise-AP-Gowen-Field-ANGB.726810_AMY_2024EPW | 43.4 | 52.6434 | 0 | 67.3981 | 0 | 70.1175 | 123.8126 | 0 | 2818.6424 | 0 | 54.7651 | 3156.2584
03/28 22:00:00 | 03 | 28 | 22 | USA_ID_Boise-AP-Gowen-Field-ANGB.726810_AMY_2024EPW | 41.495 | 52.6434 | 0 | 80.1943 | 0 | 70.0405 | 64.8222 | 0 | 1791.0373 | 0.00093611 | 84.9607 | 1609.9483
03/28 23:00:00 | 03 | 28 | 23 | USA_ID_Boise-AP-Gowen-Field-ANGB.726810_AMY_2024EPW | 41 | 52.6434 | 0 | 77.2509 | 0 | 70.0635 | 86.511 | 0 | 2161.9659 | 0.078188 | 69.8876 | 2082.9075
03/28 24:00:00 | 03 | 28 | 24 | USA_ID_Boise-AP-Gowen-Field-ANGB.726810_AMY_2024EPW | 40.415 | 52.6434 | 0 | 67.1748 | 0 | 70.113 | 92.1407 | 0 | 2400.7413 | 0.087235 | 50.8422 | 2068.406
03/29 01:00:00 | 03 | 29 | 01 | USA_ID_Boise-AP-Gowen-Field-ANGB.726810_AMY_2024EPW | 40.505 | 52.8086 | 0 | 51.0428 | 0 | 70.0891 | 102.7659 | 0 | 2396.8841 | 2.8101 | 68.046 | 2440.2387
03/29 02:00:00 | 03 | 29 | 02 | USA_ID_Boise-AP-Gowen-Field-ANGB.726810_AMY_2024EPW | 39.9275 | 52.8086 | 0 | 50.0241 | 0 | 70.0689 | 85.0714 | 0 | 2132.0607 | 13.1213 | 70.2919 | 2523.7205
03/29 03:00:00 | 03 | 29 | 03 | USA_ID_Boise-AP-Gowen-Field-ANGB.726810_AMY_2024EPW | 39.5075 | 52.8086 | 0 | 46.9741 | 0 | 70.0672 | 100.1007 | 0 | 2169.2701 | 16.916 | 77.8106 | 4185.9153
03/29 04:00:00 | 03 | 29 | 04 | USA_ID_Boise-AP-Gowen-Field-ANGB.726810_AMY_2024EPW | 39.4325 | 52.8086 | 0 | 45.6295 | 0 | 70.0673 | 99.9261 | 0 | 2146.2906 | 23.4969 | 79.3178 | 4250.8111
03/29 05:00:00 | 03 | 29 | 05 | USA_ID_Boise-AP-Gowen-Field-ANGB.726810_AMY_2024EPW | 38.435 | 52.8086 | 0 | 46.2266 | 0 | 70.0667 | 100.0339 | 0 | 2131.0206 | 36.873 | 78.3379 | 4357.418
03/29 06:00:00 | 03 | 29 | 06 | USA_ID_Boise-AP-Gowen-Field-ANGB.726810_AMY_2024EPW | 36.8675 | 52.8086 | 0 | 44.9532 | 0 | 70.0677 | 125.4495 | 0 | 2722.9689 | 65.6896 | 48.9701 | 4297.8307
03/29 07:00:00 | 03 | 29 | 07 | USA_ID_Boise-AP-Gowen-Field-ANGB.726810_AMY_2024EPW | 36.545 | 52.8086 | 0 | 45.1123 | 0 | 70.0851 | 124.9402 | 0 | 2798.2156 | 91.8944 | 31.1691 | 4034.4862
03/29 08:00:00 | 03 | 29 | 08 | USA_ID_Boise-AP-Gowen-Field-ANGB.726810_AMY_2024EPW | 36.455 | 52.8086 | 0 | 48.2548 | 0 | 70.0805 | 134.5698 | 0 | 2960.3364 | 92.3372 | 33.3333 | 4518.8069
03/29 09:00:00 | 03 | 29 | 09 | USA_ID_Boise-AP-Gowen-Field-ANGB.726810_AMY_2024EPW | 38.105 | 52.8086 | 0 | 53.5646 | 0 | 70.0594 | 132.0331 | 0 | 2897.4044 | 64.5501 | 38.3672 | 3925.8084
03/29 10:00:00 | 03 | 29 | 10 | USA_ID_Boise-AP-Gowen-Field-ANGB.726810_AMY_2024EPW | 42.1625 | 52.8086 | 0 | 64.5331 | 0 | 70.0544 | 96.9602 | 0 | 2507.407 | 8.839 | 52.4371 | 2255.4453
03/29 11:00:00 | 03 | 29 | 11 | USA_ID_Boise-AP-Gowen-Field-ANGB.726810_AMY_2024EPW | 45.1325 | 52.8086 | 0 | 63.8203 | 0 | 70.0578 | 86.7473 | 0 | 2309.6974 | 0 | 62.2338 | 2003.0053
03/29 12:00:00 | 03 | 29 | 12 | USA_ID_Boise-AP-Gowen-Field-ANGB.726810_AMY_2024EPW | 47.6 | 52.8086 | 0 | 77.7615 | 0 | 70.0303 | 70.9429 | 0 | 1877.6423 | 0 | 82.4418 | 1609.6798
03/29 13:00:00 | 03 | 29 | 13 | USA_ID_Boise-AP-Gowen-Field-ANGB.726810_AMY_2024EPW | 50.09 | 52.8086 | 0 | 92.2259 | 0 | 70.0256 | 62.7657 | 0 | 1892.8705 | 0 | 25.3464 | 1319.652
03/29 14:00:00 | 03 | 29 | 14 | USA_ID_Boise-AP-Gowen-Field-ANGB.726810_AMY_2024EPW | 51.08 | 52.8086 | 0 | 76.8983 | 0 | 70.0287 | 61.1182 | 0 | 1837.9849 | 0 | 0 | 1429.4952
03/29 15:00:00 | 03 | 29 | 15 | USA_ID_Boise-AP-Gowen-Field-ANGB.726810_AMY_2024EPW | 53.225 | 52.8086 | 0 | 70.8633 | 0 | 70.0355 | 56.0675 | 0 | 1437.2044 | 0 | 0 | 1847.3287
03/29 16:00:00 | 03 | 29 | 16 | USA_ID_Boise-AP-Gowen-Field-ANGB.726810_AMY_2024EPW | 54.455 | 52.8086 | 0 | 80.9005 | 0 | 70.025 | 40.5764 | 0 | 1244.0198 | 0 | 0 | 788.0603
03/29 17:00:00 | 03 | 29 | 17 | USA_ID_Boise-AP-Gowen-Field-ANGB.726810_AMY_2024EPW | 55.6175 | 52.8086 | 0 | 98.2566 | 0 | 70.0565 | 34.064 | 0 | 945.8921 | 0 | 0 | 1043.5893
03/29 18:00:00 | 03 | 29 | 18 | USA_ID_Boise-AP-Gowen-Field-ANGB.726810_AMY_2024EPW | 57.02 | 52.8086 | 0 | 89.1302 | 0 | 70.1073 | 67.3402 | 0 | 1634.6326 | 0 | 0 | 810.2697
03/29 19:00:00 | 03 | 29 | 19 | USA_ID_Boise-AP-Gowen-Field-ANGB.726810_AMY_2024EPW | 56.435 | 52.8086 | 0 | 82.0722 | 0 | 70.0477 | 90.2904 | 0 | 2239.0693 | 0 | 0 | 785.1053
03/29 20:00:00 | 03 | 29 | 20 | USA_ID_Boise-AP-Gowen-Field-ANGB.726810_AMY_2024EPW | 54.8675 | 52.8086 | 0 | 64.3557 | 0 | 70.18 | 71.413 | 0 | 1791.0178 | 0 | 0 | 479.6027
03/29 21:00:00 | 03 | 29 | 21 | USA_ID_Boise-AP-Gowen-Field-ANGB.726810_AMY_2024EPW | 51.23 | 52.8086 | 0 | 59.9276 | 0 | 70.1778 | 72.4947 | 0 | 1854.7718 | 0 | 15.694 | 350.7589
03/29 22:00:00 | 03 | 29 | 22 | USA_ID_Boise-AP-Gowen-Field-ANGB.726810_AMY_2024EPW | 48.92 | 52.8086 | 0 | 71.3055 | 0 | 70.1791 | 72.6745 | 0 | 1865.3796 | 0 | 66.8033 | 493.9297
03/29 23:00:00 | 03 | 29 | 23 | USA_ID_Boise-AP-Gowen-Field-ANGB.726810_AMY_2024EPW | 46.775 | 52.8086 | 0 | 68.6883 | 0 | 70.1758 | 73.8087 | 0 | 1936.9697 | 0 | 56.9209 | 682.4784
03/29 24:00:00 | 03 | 29 | 24 | USA_ID_Boise-AP-Gowen-Field-ANGB.726810_AMY_2024EPW | 45.545 | 52.8086 | 0 | 59.7291 | 0 | 70.131 | 65.978 | 0 | 1797.5195 | 0 | 70.7364 | 1190.3582
03/30 01:00:00 | 03 | 30 | 01 | USA_ID_Boise-AP-Gowen-Field-ANGB.726810_AMY_2024EPW | 46.04 | 52.9763 | 0 | 51.2483 | 0 | 70.0429 | 58.4249 | 0 | 1684.0005 | 0 | 78.4032 | 1305.9045
03/30 02:00:00 | 03 | 30 | 02 | USA_ID_Boise-AP-Gowen-Field-ANGB.726810_AMY_2024EPW | 46.5275 | 52.9763 | 0 | 50.2256 | 0 | 70.1128 | 63.8177 | 0 | 1792.6197 | 0 | 76.9957 | 1162.3415
03/30 03:00:00 | 03 | 30 | 03 | USA_ID_Boise-AP-Gowen-Field-ANGB.726810_AMY_2024EPW | 46.4525 | 52.9763 | 0 | 47.1632 | 0 | 70.0324 | 69.2376 | 0 | 1807.3073 | 0 | 83.9737 | 1614.8898
03/30 04:00:00 | 03 | 30 | 04 | USA_ID_Boise-AP-Gowen-Field-ANGB.726810_AMY_2024EPW | 46.5275 | 52.9763 | 0 | 45.8132 | 0 | 70.1029 | 83.1994 | 0 | 2174.6141 | 0 | 67.8215 | 1719.5343
03/30 05:00:00 | 03 | 30 | 05 | USA_ID_Boise-AP-Gowen-Field-ANGB.726810_AMY_2024EPW | 46.4525 | 52.9763 | 0 | 46.4127 | 0 | 70.1106 | 72.1207 | 0 | 1930.6823 | 0 | 70.6999 | 1423.2749
03/30 06:00:00 | 03 | 30 | 06 | USA_ID_Boise-AP-Gowen-Field-ANGB.726810_AMY_2024EPW | 44.9675 | 52.9763 | 0 | 45.1342 | 0 | 70.1163 | 77.991 | 0 | 2031.6219 | 0 | 69.6084 | 1601.3727
03/30 07:00:00 | 03 | 30 | 07 | USA_ID_Boise-AP-Gowen-Field-ANGB.726810_AMY_2024EPW | 43.475 | 52.9763 | 0 | 45.2939 | 0 | 70.0657 | 86.6224 | 0 | 2094.3421 | 0 | 85.8494 | 2693.8123
03/30 08:00:00 | 03 | 30 | 08 | USA_ID_Boise-AP-Gowen-Field-ANGB.726810_AMY_2024EPW | 43.565 | 52.9763 | 0 | 48.4491 | 0 | 70.0737 | 83.5478 | 0 | 2110.568 | 0 | 73.8127 | 1588.7828
03/30 09:00:00 | 03 | 30 | 09 | USA_ID_Boise-AP-Gowen-Field-ANGB.726810_AMY_2024EPW | 44.06 | 52.9763 | 0 | 53.7803 | 0 | 70.0624 | 86.843 | 0 | 2109.0549 | 0 | 73.0201 | 2445.3024
03/30 10:00:00 | 03 | 30 | 10 | USA_ID_Boise-AP-Gowen-Field-ANGB.726810_AMY_2024EPW | 45.62 | 52.9763 | 0 | 64.793 | 0 | 70.0904 | 91.7549 | 0 | 2338.1493 | 0 | 69.0202 | 1698.1005
03/30 11:00:00 | 03 | 30 | 11 | USA_ID_Boise-AP-Gowen-Field-ANGB.726810_AMY_2024EPW | 48.0125 | 52.9763 | 0 | 64.0773 | 0 | 70.028 | 63.7251 | 0 | 1887.04 | 0 | 73.2061 | 1435.363
03/30 12:00:00 | 03 | 30 | 12 | USA_ID_Boise-AP-Gowen-Field-ANGB.726810_AMY_2024EPW | 50.5775 | 52.9763 | 0 | 78.0746 | 0 | 70.0154 | 47.5586 | 0 | 1488.3597 | 0 | 29.089 | 1043.9032
03/30 13:00:00 | 03 | 30 | 13 | USA_ID_Boise-AP-Gowen-Field-ANGB.726810_AMY_2024EPW | 52.565 | 52.9763 | 0 | 92.5972 | 0 | 70.0731 | 62.9625 | 0 | 1759.4283 | 0 | 0 | 1226.3406
03/30 14:00:00 | 03 | 30 | 14 | USA_ID_Boise-AP-Gowen-Field-ANGB.726810_AMY_2024EPW | 55.205 | 52.9763 | 0 | 77.2079 | 0 | 70.0841 | 62.6403 | 0 | 1540.7497 | 0 | 0 | 1329.7045
03/30 15:00:00 | 03 | 30 | 15 | USA_ID_Boise-AP-Gowen-Field-ANGB.726810_AMY_2024EPW | 57.5075 | 52.9763 | 0 | 71.1486 | 0 | 70.0271 | 46.117 | 0 | 1248.9615 | 0 | 0 | 880.7033
03/30 16:00:00 | 03 | 30 | 16 | USA_ID_Boise-AP-Gowen-Field-ANGB.726810_AMY_2024EPW | 57.92 | 52.9763 | 0 | 81.2262 | 0 | 70.0422 | 31.277 | 0 | 1032.9643 | 0 | 0 | 885.0908
03/30 17:00:00 | 03 | 30 | 17 | USA_ID_Boise-AP-Gowen-Field-ANGB.726810_AMY_2024EPW | 57.92 | 52.9763 | 0 | 98.6522 | 0 | 70.061 | 28.4846 | 0 | 873.1049 | 0 | 0 | 884.8277
03/30 18:00:00 | 03 | 30 | 18 | USA_ID_Boise-AP-Gowen-Field-ANGB.726810_AMY_2024EPW | 58.505 | 52.9763 | 0 | 89.4891 | 0 | 70.0862 | 24.6236 | 0 | 645.4287 | 0 | 0 | 884.6196
03/30 19:00:00 | 03 | 30 | 19 | USA_ID_Boise-AP-Gowen-Field-ANGB.726810_AMY_2024EPW | 58.415 | 52.9763 | 0 | 82.4027 | 0 | 70.1384 | 53.4616 | 0 | 1337.7234 | 0 | 0 | 949.4927
03/30 20:00:00 | 03 | 30 | 20 | USA_ID_Boise-AP-Gowen-Field-ANGB.726810_AMY_2024EPW | 56.8475 | 52.9763 | 0 | 64.6148 | 0 | 70.1331 | 87.9188 | 0 | 2146.3453 | 0 | 0 | 1298.1796
03/30 21:00:00 | 03 | 30 | 21 | USA_ID_Boise-AP-Gowen-Field-ANGB.726810_AMY_2024EPW | 53.795 | 52.9763 | 0 | 60.1689 | 0 | 70.1299 | 87.7093 | 0 | 2141.4968 | 0 | 0 | 1472.6182
03/30 22:00:00 | 03 | 30 | 22 | USA_ID_Boise-AP-Gowen-Field-ANGB.726810_AMY_2024EPW | 50.3225 | 52.9763 | 0 | 71.5926 | 0 | 70.1725 | 73.766 | 0 | 1929.4738 | 0 | 15.0631 | 996.0587
03/30 23:00:00 | 03 | 30 | 23 | USA_ID_Boise-AP-Gowen-Field-ANGB.726810_AMY_2024EPW | 47.8475 | 52.9763 | 0 | 68.9649 | 0 | 70.1748 | 75.5381 | 0 | 2021.8667 | 0 | 51.1372 | 1121.5137
03/30 24:00:00 | 03 | 30 | 24 | USA_ID_Boise-AP-Gowen-Field-ANGB.726810_AMY_2024EPW | 46.4525 | 52.9763 | 0 | 59.9696 | 0 | 70.089 | 63.868 | 0 | 1707.6038 | 0 | 87.3782 | 1271.7905
03/31 01:00:00 | 03 | 31 | 01 | USA_ID_Boise-AP-Gowen-Field-ANGB.726810_AMY_2024EPW | 43.895 | 53.1464 | 0 | 160.9216 | 0 | 70.0688 | 69.1478 | 0 | 1945.4257 | 0 | 72.0091 | 1382.1211
03/31 02:00:00 | 03 | 31 | 02 | USA_ID_Boise-AP-Gowen-Field-ANGB.726810_AMY_2024EPW | 41.495 | 53.1464 | 0 | 157.7102 | 0 | 70.1134 | 84.5243 | 0 | 2224.8277 | 2.466 | 61.286 | 1747.4141
03/31 03:00:00 | 03 | 31 | 03 | USA_ID_Boise-AP-Gowen-Field-ANGB.726810_AMY_2024EPW | 41 | 53.1464 | 0 | 148.0943 | 0 | 70.0919 | 98.1764 | 0 | 2196.9 | 59.2678 | 66.3071 | 2861.9255
03/31 04:00:00 | 03 | 31 | 04 | USA_ID_Boise-AP-Gowen-Field-ANGB.726810_AMY_2024EPW | 38.855 | 53.1464 | 0 | 143.8552 | 0 | 70.1013 | 111.7877 | 0 | 2576.4038 | 75.0124 | 46.6034 | 2637.6956
03/31 05:00:00 | 03 | 31 | 05 | USA_ID_Boise-AP-Gowen-Field-ANGB.726810_AMY_2024EPW | 37.04 | 53.1464 | 0 | 145.7378 | 0 | 70.0996 | 113.9169 | 0 | 2624.6461 | 62.682 | 42.8343 | 2987.9255
03/31 06:00:00 | 03 | 31 | 06 | USA_ID_Boise-AP-Gowen-Field-ANGB.726810_AMY_2024EPW | 36.455 | 53.1464 | 0 | 141.7231 | 0 | 70.086 | 107.8957 | 0 | 2680.6407 | 52.4433 | 30.1417 | 4106.5761
03/31 07:00:00 | 03 | 31 | 07 | USA_ID_Boise-AP-Gowen-Field-ANGB.726810_AMY_2024EPW | 35.4725 | 53.1464 | 0 | 142.2247 | 0 | 70.0741 | 117.4789 | 0 | 2789.4914 | 48.802 | 36.9039 | 3996.2647
03/31 08:00:00 | 03 | 31 | 08 | USA_ID_Boise-AP-Gowen-Field-ANGB.726810_AMY_2024EPW | 36.1325 | 53.1464 | 0 | 152.1321 | 0 | 70.0749 | 120.1298 | 0 | 2810.3968 | 34.6733 | 43.8791 | 4344.8729
03/31 09:00:00 | 03 | 31 | 09 | USA_ID_Boise-AP-Gowen-Field-ANGB.726810_AMY_2024EPW | 39.185 | 53.1464 | 0 | 168.8721 | 0 | 70.0533 | 106.9626 | 0 | 2575.4216 | 6.081 | 49.4788 | 2921.7231
03/31 10:00:00 | 03 | 31 | 10 | USA_ID_Boise-AP-Gowen-Field-ANGB.726810_AMY_2024EPW | 41.585 | 53.1464 | 0 | 203.4524 | 0 | 70.0541 | 113.9954 | 0 | 2890.4625 | 0 | 41.5898 | 2723.0995
03/31 11:00:00 | 03 | 31 | 11 | USA_ID_Boise-AP-Gowen-Field-ANGB.726810_AMY_2024EPW | 44.7125 | 53.1464 | 0 | 201.2052 | 0 | 70.0431 | 111.8462 | 0 | 2754.6361 | 0 | 44.9667 | 2381.5957
03/31 12:00:00 | 03 | 31 | 12 | USA_ID_Boise-AP-Gowen-Field-ANGB.726810_AMY_2024EPW | 50.255 | 53.1464 | 0 | 245.1573 | 0 | 70.0123 | 81.5892 | 0 | 2029.6489 | 0 | 32.536 | 1817.4512
03/31 13:00:00 | 03 | 31 | 13 | USA_ID_Boise-AP-Gowen-Field-ANGB.726810_AMY_2024EPW | 54.1325 | 53.1464 | 0 | 290.7588 | 0 | 70.046 | 89.7197 | 0 | 2378.9509 | 0 | 0 | 1682.4877
03/31 14:00:00 | 03 | 31 | 14 | USA_ID_Boise-AP-Gowen-Field-ANGB.726810_AMY_2024EPW | 56.6 | 53.1464 | 0 | 242.4358 | 0 | 69.9715 | 91.1341 | 0 | 2354.467 | 0 | 0 | 1319.5217
03/31 15:00:00 | 03 | 31 | 15 | USA_ID_Boise-AP-Gowen-Field-ANGB.726810_AMY_2024EPW | 58.505 | 53.1464 | 0 | 223.4094 | 0 | 70.0407 | 53.2448 | 0 | 1736.4314 | 0 | 0 | 1320.7736
03/31 16:00:00 | 03 | 31 | 16 | USA_ID_Boise-AP-Gowen-Field-ANGB.726810_AMY_2024EPW | 59 | 53.1464 | 0 | 255.0535 | 0 | 70.1184 | 70.7187 | 0 | 1988.9163 | 0 | 0 | 1488.9532
03/31 17:00:00 | 03 | 31 | 17 | USA_ID_Boise-AP-Gowen-Field-ANGB.726810_AMY_2024EPW | 59 | 53.1464 | 0 | 309.7716 | 0 | 70.0618 | 52.4147 | 0 | 1515.8667 | 0 | 0 | 1631.0238
03/31 18:00:00 | 03 | 31 | 18 | USA_ID_Boise-AP-Gowen-Field-ANGB.726810_AMY_2024EPW | 58.415 | 53.1464 | 0 | 280.9991 | 0 | 70.0649 | 41.492 | 0 | 1204.5668 | 0 | 0 | 1257.381
03/31 19:00:00 | 03 | 31 | 19 | USA_ID_Boise-AP-Gowen-Field-ANGB.726810_AMY_2024EPW | 56.8475 | 53.1464 | 0 | 258.7475 | 0 | 70.1563 | 75.6593 | 0 | 2040.2748 | 0 | 0 | 1505.9467
03/31 20:00:00 | 03 | 31 | 20 | USA_ID_Boise-AP-Gowen-Field-ANGB.726810_AMY_2024EPW | 54.8675 | 53.1464 | 0 | 202.8929 | 0 | 70.155 | 79.855 | 0 | 2160.4647 | 0 | 0 | 1964.9697
03/31 21:00:00 | 03 | 31 | 21 | USA_ID_Boise-AP-Gowen-Field-ANGB.726810_AMY_2024EPW | 51.815 | 53.1464 | 0 | 188.9327 | 0 | 70.1232 | 94.1868 | 0 | 2329.229 | 0 | 0 | 2264.1657
03/31 22:00:00 | 03 | 31 | 22 | USA_ID_Boise-AP-Gowen-Field-ANGB.726810_AMY_2024EPW | 49.415 | 53.1464 | 0 | 224.8034 | 0 | 70.1183 | 93.8097 | 0 | 2272.4968 | 0 | 61.8123 | 2369.1254
03/31 23:00:00 | 03 | 31 | 23 | USA_ID_Boise-AP-Gowen-Field-ANGB.726810_AMY_2024EPW | 47.8475 | 53.1464 | 0 | 216.5525 | 0 | 70.1039 | 85.6139 | 0 | 2325.7295 | 0 | 53.1684 | 1724.1045
03/31 24:00:00 | 03 | 31 | 24 | USA_ID_Boise-AP-Gowen-Field-ANGB.726810_AMY_2024EPW | 46.4525 | 53.1464 | 0 | 188.3068 | 0 | 70.1077 | 89.554 | 0 | 2481.2682 | 0 | 45.6582 | 1785.63
04/01 01:00:00 | 04 | 01 | 01 | USA_ID_Boise-AP-Gowen-Field-ANGB.726810_AMY_2024EPW | 44.3825 | 53.319 | 0 | 56.1314 | 0 | 70.1081 | 86.5621 | 0 | 2297.1188 | 0 | 58.0206 | 1686.2478
04/01 02:00:00 | 04 | 01 | 02 | USA_ID_Boise-AP-Gowen-Field-ANGB.726810_AMY_2024EPW | 41.3225 | 53.319 | 0 | 55.0113 | 0 | 70.107 | 93.8305 | 0 | 2275.8436 | 51.9956 | 57.3721 | 2215.9245
04/01 03:00:00 | 04 | 01 | 03 | USA_ID_Boise-AP-Gowen-Field-ANGB.726810_AMY_2024EPW | 38.8475 | 53.319 | 0 | 51.6571 | 0 | 70.0949 | 108.524 | 0 | 2256.1913 | 112.7777 | 66.2114 | 3697.2507
04/01 04:00:00 | 04 | 01 | 04 | USA_ID_Boise-AP-Gowen-Field-ANGB.726810_AMY_2024EPW | 37.4525 | 53.319 | 0 | 50.1784 | 0 | 70.0666 | 94.7941 | 0 | 2145.4007 | 100.1137 | 60.1475 | 4065.4566
04/01 05:00:00 | 04 | 01 | 05 | USA_ID_Boise-AP-Gowen-Field-ANGB.726810_AMY_2024EPW | 37.5275 | 53.319 | 0 | 50.8351 | 0 | 70.0729 | 98.6408 | 0 | 2235.6268 | 97.9814 | 60.0871 | 4573.8055
04/01 06:00:00 | 04 | 01 | 06 | USA_ID_Boise-AP-Gowen-Field-ANGB.726810_AMY_2024EPW | 36.8675 | 53.319 | 0 | 49.4348 | 0 | 70.0699 | 107.9831 | 0 | 2367.4409 | 100.8564 | 56.033 | 3375.1612
04/01 07:00:00 | 04 | 01 | 07 | USA_ID_Boise-AP-Gowen-Field-ANGB.726810_AMY_2024EPW | 35.4725 | 53.319 | 0 | 49.6097 | 0 | 70.1048 | 135.1339 | 0 | 2833.8139 | 129.6018 | 39.3563 | 4588.9042
04/01 08:00:00 | 04 | 01 | 08 | USA_ID_Boise-AP-Gowen-Field-ANGB.726810_AMY_2024EPW | 34.475 | 53.319 | 0 | 53.0655 | 0 | 70.0635 | 136.2215 | 0 | 2907.6694 | 106.8903 | 33.2973 | 4396.3651
04/01 09:00:00 | 04 | 01 | 09 | USA_ID_Boise-AP-Gowen-Field-ANGB.726810_AMY_2024EPW | 36.71 | 53.319 | 0 | 58.9047 | 0 | 70.0818 | 124.4507 | 0 | 2931.3234 | 37.821 | 33.3333 | 4334.5846
04/01 10:00:00 | 04 | 01 | 10 | USA_ID_Boise-AP-Gowen-Field-ANGB.726810_AMY_2024EPW | 41.75 | 53.319 | 0 | 70.9667 | 0 | 70.0401 | 82.4479 | 0 | 2170.7581 | 0.032623 | 69.536 | 2360.4188
04/01 11:00:00 | 04 | 01 | 11 | USA_ID_Boise-AP-Gowen-Field-ANGB.726810_AMY_2024EPW | 46.6925 | 53.319 | 0 | 70.1828 | 0 | 70.0229 | 84.4631 | 0 | 2061.3654 | 0 | 87.964 | 1774.8897
04/01 12:00:00 | 04 | 01 | 12 | USA_ID_Boise-AP-Gowen-Field-ANGB.726810_AMY_2024EPW | 50.5775 | 53.319 | 0 | 85.5139 | 0 | 70.0163 | 83.2269 | 0 | 2003.8234 | 0 | 28.8517 | 1523.8515
04/01 13:00:00 | 04 | 01 | 13 | USA_ID_Boise-AP-Gowen-Field-ANGB.726810_AMY_2024EPW | 54.125 | 53.319 | 0 | 101.4202 | 0 | 69.9926 | 75.7365 | 0 | 1888.621 | 0 | 0 | 1518.3625
04/01 14:00:00 | 04 | 01 | 14 | USA_ID_Boise-AP-Gowen-Field-ANGB.726810_AMY_2024EPW | 57.5975 | 53.319 | 0 | 84.5646 | 0 | 70.0249 | 62.672 | 0 | 1842.423 | 0 | 0 | 992.299
04/01 15:00:00 | 04 | 01 | 15 | USA_ID_Boise-AP-Gowen-Field-ANGB.726810_AMY_2024EPW | 59.585 | 53.319 | 0 | 77.9279 | 0 | 70.0154 | 45.887 | 0 | 1522.7996 | 0 | 0 | 992.7409
04/01 16:00:00 | 04 | 01 | 16 | USA_ID_Boise-AP-Gowen-Field-ANGB.726810_AMY_2024EPW | 61.1525 | 53.319 | 0 | 88.9658 | 0 | 70.067 | 34.7964 | 0 | 1040.1848 | 0 | 0 | 1002.9907
04/01 17:00:00 | 04 | 01 | 17 | USA_ID_Boise-AP-Gowen-Field-ANGB.726810_AMY_2024EPW | 63.1325 | 53.319 | 0 | 108.0521 | 0 | 70.0894 | 35.3005 | 0 | 871.6322 | 0 | 0 | 981.2259
04/01 18:00:00 | 04 | 01 | 18 | USA_ID_Boise-AP-Gowen-Field-ANGB.726810_AMY_2024EPW | 63.455 | 53.319 | 0 | 98.0159 | 0 | 70.1002 | 30.7596 | 0 | 899.3309 | 0 | 0 | 735.4204
04/01 19:00:00 | 04 | 01 | 19 | USA_ID_Boise-AP-Gowen-Field-ANGB.726810_AMY_2024EPW | 62.96 | 53.319 | 0 | 90.2543 | 0 | 70.048 | 32.4434 | 0 | 1001.1183 | 0 | 0 | 691.7675
04/01 20:00:00 | 04 | 01 | 20 | USA_ID_Boise-AP-Gowen-Field-ANGB.726810_AMY_2024EPW | 61.4 | 53.319 | 0 | 70.7715 | 0 | 70.049 | 42.635 | 0 | 1275.2019 | 0 | 0 | 966.3118
04/01 21:00:00 | 04 | 01 | 21 | USA_ID_Boise-AP-Gowen-Field-ANGB.726810_AMY_2024EPW | 57.8375 | 53.319 | 0 | 65.902 | 0 | 70.0569 | 40.419 | 0 | 1170.7606 | 0 | 0 | 943.1754
04/01 22:00:00 | 04 | 01 | 22 | USA_ID_Boise-AP-Gowen-Field-ANGB.726810_AMY_2024EPW | 53.795 | 53.319 | 0 | 78.4142 | 0 | 70.0704 | 53.9311 | 0 | 1450.8926 | 0 | 0 | 1245.7467
04/01 23:00:00 | 04 | 01 | 23 | USA_ID_Boise-AP-Gowen-Field-ANGB.726810_AMY_2024EPW | 51.98 | 53.319 | 0 | 75.5362 | 0 | 70.1827 | 71.0993 | 0 | 1772.5746 | 0 | 0 | 229.1079
04/01 24:00:00 | 04 | 01 | 24 | USA_ID_Boise-AP-Gowen-Field-ANGB.726810_AMY_2024EPW | 50.9075 | 53.319 | 0 | 65.6837 | 0 | 70.1619 | 55.3453 | 0 | 1449.0611 | 0 | 0 | 550.4003
04/02 01:00:00 | 04 | 02 | 01 | USA_ID_Boise-AP-Gowen-Field-ANGB.726810_AMY_2024EPW | 49.415 | 53.494 | 0 | 57.5207 | 0 | 70.0498 | 38.8739 | 0 | 1165.9766 | 0 | 101.5195 | 1212.9243
04/02 02:00:00 | 04 | 02 | 02 | USA_ID_Boise-AP-Gowen-Field-ANGB.726810_AMY_2024EPW | 47.36 | 53.494 | 0 | 56.3728 | 0 | 70.0397 | 49.1537 | 0 | 1497.2645 | 0 | 81.0239 | 1435.7338
04/02 03:00:00 | 04 | 02 | 03 | USA_ID_Boise-AP-Gowen-Field-ANGB.726810_AMY_2024EPW | 44.3825 | 53.494 | 0 | 52.9357 | 0 | 70.0363 | 57.4641 | 0 | 1685.4426 | 0 | 78.6487 | 1452.8899
04/02 04:00:00 | 04 | 02 | 04 | USA_ID_Boise-AP-Gowen-Field-ANGB.726810_AMY_2024EPW | 42.98 | 53.494 | 0 | 51.4204 | 0 | 70.0785 | 70.4993 | 0 | 1968.2083 | 0 | 71.7277 | 1477.0349
04/02 05:00:00 | 04 | 02 | 05 | USA_ID_Boise-AP-Gowen-Field-ANGB.726810_AMY_2024EPW | 41.3225 | 53.494 | 0 | 52.0933 | 0 | 70.0515 | 83.1282 | 0 | 2154.3159 | 6.8275 | 68.7205 | 2174.5236
04/02 06:00:00 | 04 | 02 | 06 | USA_ID_Boise-AP-Gowen-Field-ANGB.726810_AMY_2024EPW | 39.4325 | 53.494 | 0 | 50.6583 | 0 | 70.0147 | 86.2404 | 0 | 2201.9226 | 6.6953 | 70.7943 | 2168.7002
04/02 07:00:00 | 04 | 02 | 07 | USA_ID_Boise-AP-Gowen-Field-ANGB.726810_AMY_2024EPW | 39.5075 | 53.494 | 0 | 50.8376 | 0 | 70.0605 | 93.0061 | 0 | 2292.5042 | 15.5262 | 51.5089 | 2993.1823
04/02 08:00:00 | 04 | 02 | 08 | USA_ID_Boise-AP-Gowen-Field-ANGB.726810_AMY_2024EPW | 39.4325 | 53.494 | 0 | 54.379 | 0 | 70.059 | 94.7543 | 0 | 2207.412 | 26.0574 | 62.8265 | 3495.9213
04/02 09:00:00 | 04 | 02 | 09 | USA_ID_Boise-AP-Gowen-Field-ANGB.726810_AMY_2024EPW | 42.8225 | 53.494 | 0 | 60.3626 | 0 | 70.0369 | 59.4082 | 0 | 1684.7003 | 3.8848 | 92.6058 | 1536.7311
04/02 10:00:00 | 04 | 02 | 10 | USA_ID_Boise-AP-Gowen-Field-ANGB.726810_AMY_2024EPW | 49.2575 | 53.494 | 0 | 72.7232 | 0 | 70.0301 | 49.3551 | 0 | 1569.4421 | 0 | 41.6667 | 1212.995
04/02 11:00:00 | 04 | 02 | 11 | USA_ID_Boise-AP-Gowen-Field-ANGB.726810_AMY_2024EPW | 54.71 | 53.494 | 0 | 71.9199 | 0 | 70.0606 | 46.665 | 0 | 1334.2453 | 0 | 0 | 1522.1867
04/02 12:00:00 | 04 | 02 | 12 | USA_ID_Boise-AP-Gowen-Field-ANGB.726810_AMY_2024EPW | 58.6775 | 53.494 | 0 | 87.6304 | 0 | 70.0669 | 34.6665 | 0 | 987.7343 | 0 | 0 | 1021.5366
04/02 13:00:00 | 04 | 02 | 13 | USA_ID_Boise-AP-Gowen-Field-ANGB.726810_AMY_2024EPW | 61.1525 | 53.494 | 0 | 103.9305 | 0 | 70.075 | 27.7991 | 0 | 810.7856 | 0 | 0 | 827.29
04/02 14:00:00 | 04 | 02 | 14 | USA_ID_Boise-AP-Gowen-Field-ANGB.726810_AMY_2024EPW | 64.205 | 53.494 | 0 | 86.6577 | 0 | 70.1071 | 27.0787 | 0 | 689.514 | 0 | 0 | 990.6362
04/02 15:00:00 | 04 | 02 | 15 | USA_ID_Boise-AP-Gowen-Field-ANGB.726810_AMY_2024EPW | 67.0925 | 53.494 | 0 | 79.8567 | 0 | 70.0498 | 42.7084 | 0 | 1041.3434 | 0 | 0 | 1509.4162
04/02 16:00:00 | 04 | 02 | 16 | USA_ID_Boise-AP-Gowen-Field-ANGB.726810_AMY_2024EPW | 68.585 | 53.494 | 0 | 91.1678 | 0 | 70.1282 | 30.8102 | 0 | 707.5858 | 0 | 0 | 1100.0819
04/02 17:00:00 | 04 | 02 | 17 | USA_ID_Boise-AP-Gowen-Field-ANGB.726810_AMY_2024EPW | 69.5675 | 53.494 | 0 | 110.7265 | 0 | 70.1711 | 23.1088 | 0 | 555.9843 | 0 | 0 | 381.8178
04/02 18:00:00 | 04 | 02 | 18 | USA_ID_Boise-AP-Gowen-Field-ANGB.726810_AMY_2024EPW | 70.565 | 53.494 | 0 | 100.4419 | 0 | 70.1269 | 13.0842 | 0 | 367.9843 | 0 | 0 | 441.4877
04/02 19:00:00 | 04 | 02 | 19 | USA_ID_Boise-AP-Gowen-Field-ANGB.726810_AMY_2024EPW | 71.06 | 53.494 | 0 | 92.4882 | 0 | 70.1184 | 27.1948 | 0 | 849.5152 | 0 | 0 | 74.0971
04/02 20:00:00 | 04 | 02 | 20 | USA_ID_Boise-AP-Gowen-Field-ANGB.726810_AMY_2024EPW | 69.4025 | 53.494 | 0 | 72.5232 | 0 | 70.1285 | 50.13 | 0 | 1393.6236 | 0 | 0 | 0
04/02 21:00:00 | 04 | 02 | 21 | USA_ID_Boise-AP-Gowen-Field-ANGB.726810_AMY_2024EPW | 64.7825 | 53.494 | 0 | 67.5332 | 0 | 70.0574 | 56.4281 | 0 | 1491.2956 | 0 | 0 | 0
04/02 22:00:00 | 04 | 02 | 22 | USA_ID_Boise-AP-Gowen-Field-ANGB.726810_AMY_2024EPW | 58.2575 | 53.494 | 0 | 80.355 | 0 | 70.1344 | 38.6409 | 0 | 960.1064 | 0 | 0 | 909.4927
04/02 23:00:00 | 04 | 02 | 23 | USA_ID_Boise-AP-Gowen-Field-ANGB.726810_AMY_2024EPW | 55.04 | 53.494 | 0 | 77.4057 | 0 | 70.1064 | 36.8796 | 0 | 964.2396 | 0 | 0 | 1083.8315
04/02 24:00:00 | 04 | 02 | 24 | USA_ID_Boise-AP-Gowen-Field-ANGB.726810_AMY_2024EPW | 54.455 | 53.494 | 0 | 67.3095 | 0 | 70.0665 | 31.821 | 0 | 963.3677 | 0 | 0 | 659.7669
04/03 01:00:00 | 04 | 03 | 01 | USA_ID_Boise-AP-Gowen-Field-ANGB.726810_AMY_2024EPW | 55.6175 | 53.6713 | 0 | 58.7456 | 0 | 70.1213 | 31.7139 | 0 | 855.0109 | 0 | 0 | 1035.8464
04/03 02:00:00 | 04 | 03 | 02 | USA_ID_Boise-AP-Gowen-Field-ANGB.726810_AMY_2024EPW | 57.02 | 53.6713 | 0 | 57.5733 | 0 | 70.1211 | 35.657 | 0 | 893.0623 | 0 | 0 | 1165.4278
04/03 03:00:00 | 04 | 03 | 03 | USA_ID_Boise-AP-Gowen-Field-ANGB.726810_AMY_2024EPW | 56.435 | 53.6713 | 0 | 54.0629 | 0 | 70.1128 | 36.8903 | 0 | 965.6753 | 0 | 0 | 1213.5598
04/03 04:00:00 | 04 | 03 | 04 | USA_ID_Boise-AP-Gowen-Field-ANGB.726810_AMY_2024EPW | 55.4525 | 53.6713 | 0 | 52.5154 | 0 | 70.071 | 47.2163 | 0 | 1272.018 | 0 | 0 | 1558.3818
04/03 05:00:00 | 04 | 03 | 05 | USA_ID_Boise-AP-Gowen-Field-ANGB.726810_AMY_2024EPW | 55.04 | 53.6713 | 0 | 53.2027 | 0 | 70.1123 | 37.2684 | 0 | 987.9645 | 0 | 0 | 1224.8369
04/03 06:00:00 | 04 | 03 | 06 | USA_ID_Boise-AP-Gowen-Field-ANGB.726810_AMY_2024EPW | 53.9675 | 53.6713 | 0 | 51.7371 | 0 | 70.0971 | 36.6458 | 0 | 951.3426 | 0 | 0 | 1272.839
04/03 07:00:00 | 04 | 03 | 07 | USA_ID_Boise-AP-Gowen-Field-ANGB.726810_AMY_2024EPW | 53.06 | 53.6713 | 0 | 51.9202 | 0 | 70.0548 | 46.217 | 0 | 1312.1741 | 0 | 0 | 1517.3923
04/03 08:00:00 | 04 | 03 | 08 | USA_ID_Boise-AP-Gowen-Field-ANGB.726810_AMY_2024EPW | 51.4025 | 53.6713 | 0 | 55.5369 | 0 | 70.065 | 50.3052 | 0 | 1446.3518 | 0 | 0 | 1354.5693
04/03 09:00:00 | 04 | 03 | 09 | USA_ID_Boise-AP-Gowen-Field-ANGB.726810_AMY_2024EPW | 52.73 | 53.6713 | 0 | 61.648 | 0 | 70.0787 | 39.5757 | 0 | 1123.0883 | 0 | 0 | 1347.6535
04/03 10:00:00 | 04 | 03 | 10 | USA_ID_Boise-AP-Gowen-Field-ANGB.726810_AMY_2024EPW | 56.6 | 53.6713 | 0 | 74.2718 | 0 | 70.0969 | 27.8807 | 0 | 736.8132 | 0 | 0 | 1010.8518
04/03 11:00:00 | 04 | 03 | 11 | USA_ID_Boise-AP-Gowen-Field-ANGB.726810_AMY_2024EPW | 60.65 | 53.6713 | 0 | 73.4515 | 0 | 70.0554 | 21.994 | 0 | 590.8865 | 0 | 0 | 788.3039
04/03 12:00:00 | 04 | 03 | 12 | USA_ID_Boise-AP-Gowen-Field-ANGB.726810_AMY_2024EPW | 65.105 | 53.6713 | 0 | 89.4965 | 0 | 70.053 | 23.7081 | 0 | 671.5098 | 0 | 0 | 788.925
04/03 13:00:00 | 04 | 03 | 13 | USA_ID_Boise-AP-Gowen-Field-ANGB.726810_AMY_2024EPW | 68.09 | 53.6713 | 0 | 106.1437 | 0 | 70.0503 | 21.117 | 0 | 628.8475 | 0 | 0 | 677.0164
04/03 14:00:00 | 04 | 03 | 14 | USA_ID_Boise-AP-Gowen-Field-ANGB.726810_AMY_2024EPW | 69.5675 | 53.6713 | 0 | 88.503 | 0 | 70.131 | 25.5361 | 0 | 698.6424 | 0 | 0 | 518.4258
04/03 15:00:00 | 04 | 03 | 15 | USA_ID_Boise-AP-Gowen-Field-ANGB.726810_AMY_2024EPW | 65.69 | 53.6713 | 0 | 81.5573 | 0 | 70.1581 | 27.8117 | 0 | 732.1599 | 0 | 0 | 396.8873
04/03 16:00:00 | 04 | 03 | 16 | USA_ID_Boise-AP-Gowen-Field-ANGB.726810_AMY_2024EPW | 64.205 | 53.6713 | 0 | 93.1092 | 0 | 70.1395 | 18.8434 | 0 | 506.094 | 0 | 0 | 676.8997
04/03 17:00:00 | 04 | 03 | 17 | USA_ID_Boise-AP-Gowen-Field-ANGB.726810_AMY_2024EPW | 65.435 | 53.6713 | 0 | 113.0844 | 0 | 70.1859 | 23.0438 | 0 | 552.1852 | 0 | 0 | 384.3149
04/03 18:00:00 | 04 | 03 | 18 | USA_ID_Boise-AP-Gowen-Field-ANGB.726810_AMY_2024EPW | 61.7225 | 53.6713 | 0 | 102.5808 | 0 | 70.1791 | 26.4694 | 0 | 653.1978 | 0 | 0 | 296.5016
04/03 19:00:00 | 04 | 03 | 19 | USA_ID_Boise-AP-Gowen-Field-ANGB.726810_AMY_2024EPW | 59 | 53.6713 | 0 | 94.4577 | 0 | 70.3485 | 14.079 | 0 | 325.922 | 0 | 0 | 329.9344
04/03 20:00:00 | 04 | 03 | 20 | USA_ID_Boise-AP-Gowen-Field-ANGB.726810_AMY_2024EPW | 59 | 53.6713 | 0 | 74.0676 | 0 | 70.1487 | 29.7367 | 0 | 869.2426 | 0 | 0 | 444.2176
04/03 21:00:00 | 04 | 03 | 21 | USA_ID_Boise-AP-Gowen-Field-ANGB.726810_AMY_2024EPW | 57.3425 | 53.6713 | 0 | 68.9713 | 0 | 70.0901 | 55.1048 | 0 | 1418.6898 | 0 | 0 | 580.7628
04/03 22:00:00 | 04 | 03 | 22 | USA_ID_Boise-AP-Gowen-Field-ANGB.726810_AMY_2024EPW | 51.65 | 53.6713 | 0 | 82.0662 | 0 | 70.0497 | 93.8042 | 0 | 2333.9549 | 0 | 22.2222 | 1380.0783
04/03 23:00:00 | 04 | 03 | 23 | USA_ID_Boise-AP-Gowen-Field-ANGB.726810_AMY_2024EPW | 46.3625 | 53.6713 | 0 | 79.0541 | 0 | 70.1233 | 74.0033 | 0 | 1935.2685 | 0 | 65.3456 | 1674.6676
04/03 24:00:00 | 04 | 03 | 24 | USA_ID_Boise-AP-Gowen-Field-ANGB.726810_AMY_2024EPW | 44.96 | 53.6713 | 0 | 68.7428 | 0 | 70.0399 | 47.0913 | 0 | 1447.2505 | 0 | 80.97 | 1477.3408
04/04 01:00:00 | 04 | 04 | 01 | USA_ID_Boise-AP-Gowen-Field-ANGB.726810_AMY_2024EPW | 44.4725 | 53.8509 | 0 | 57.8742 | 0 | 70.0957 | 25.8629 | 0 | 726.8094 | 0 | 141.3294 | 912.2855
04/04 02:00:00 | 04 | 04 | 02 | USA_ID_Boise-AP-Gowen-Field-ANGB.726810_AMY_2024EPW | 44.5475 | 53.8509 | 0 | 56.7193 | 0 | 70.0708 | 32.752 | 0 | 993.1701 | 0 | 123.1953 | 1024.3631
04/04 03:00:00 | 04 | 04 | 03 | USA_ID_Boise-AP-Gowen-Field-ANGB.726810_AMY_2024EPW | 44.4725 | 53.8509 | 0 | 53.261 | 0 | 70.0967 | 26.5108 | 0 | 765.8378 | 0 | 135.6841 | 910.6256
04/04 04:00:00 | 04 | 04 | 04 | USA_ID_Boise-AP-Gowen-Field-ANGB.726810_AMY_2024EPW | 44.06 | 53.8509 | 0 | 51.7364 | 0 | 70.0699 | 27.2657 | 0 | 813.2832 | 0 | 129.1067 | 913.1208
04/04 05:00:00 | 04 | 04 | 05 | USA_ID_Boise-AP-Gowen-Field-ANGB.726810_AMY_2024EPW | 43.475 | 53.8509 | 0 | 52.4135 | 0 | 70.1335 | 64.7206 | 0 | 1722.1257 | 0 | 73.6039 | 1310.1031
04/04 06:00:00 | 04 | 04 | 06 | USA_ID_Boise-AP-Gowen-Field-ANGB.726810_AMY_2024EPW | 42.98 | 53.8509 | 0 | 50.9696 | 0 | 70.0271 | 54.6661 | 0 | 1727.7665 | 0 | 74.0393 | 1491.1657
04/04 07:00:00 | 04 | 04 | 07 | USA_ID_Boise-AP-Gowen-Field-ANGB.726810_AMY_2024EPW | 42.98 | 53.8509 | 0 | 51.15 | 0 | 69.9993 | 47.6873 | 0 | 1601.2028 | 0 | 79.2466 | 1146.1856
04/04 08:00:00 | 04 | 04 | 08 | USA_ID_Boise-AP-Gowen-Field-ANGB.726810_AMY_2024EPW | 43.565 | 53.8509 | 0 | 54.7131 | 0 | 70.1058 | 77.9883 | 0 | 2054.3022 | 0 | 70.3367 | 1675.7085
04/04 09:00:00 | 04 | 04 | 09 | USA_ID_Boise-AP-Gowen-Field-ANGB.726810_AMY_2024EPW | 44.06 | 53.8509 | 0 | 60.7336 | 0 | 70.065 | 67.3191 | 0 | 1954.3976 | 0 | 70.7315 | 1464.3778
04/04 10:00:00 | 04 | 04 | 10 | USA_ID_Boise-AP-Gowen-Field-ANGB.726810_AMY_2024EPW | 45.1325 | 53.8509 | 0 | 73.1701 | 0 | 70.0337 | 61.3483 | 0 | 1821.7744 | 0 | 76.9292 | 1461.723
04/04 11:00:00 | 04 | 04 | 11 | USA_ID_Boise-AP-Gowen-Field-ANGB.726810_AMY_2024EPW | 47.6 | 53.8509 | 0 | 72.3619 | 0 | 70.0435 | 49.7367 | 0 | 1513.8378 | 0 | 78.5913 | 1445.9541
04/04 12:00:00 | 04 | 04 | 12 | USA_ID_Boise-AP-Gowen-Field-ANGB.726810_AMY_2024EPW | 47.36 | 53.8509 | 0 | 88.169 | 0 | 70.1188 | 68.4504 | 0 | 1834.3096 | 0 | 71.8409 | 1206.9921
04/04 13:00:00 | 04 | 04 | 13 | USA_ID_Boise-AP-Gowen-Field-ANGB.726810_AMY_2024EPW | 46.04 | 53.8509 | 0 | 104.5692 | 0 | 70.107 | 87.3041 | 0 | 2382.805 | 0 | 51.0544 | 1611.0766
04/04 14:00:00 | 04 | 04 | 14 | USA_ID_Boise-AP-Gowen-Field-ANGB.726810_AMY_2024EPW | 46.04 | 53.8509 | 0 | 87.1902 | 0 | 70.1083 | 80.1066 | 0 | 2285.41 | 0 | 48.8247 | 1578.7957
04/04 15:00:00 | 04 | 04 | 15 | USA_ID_Boise-AP-Gowen-Field-ANGB.726810_AMY_2024EPW | 48.77 | 53.8509 | 0 | 80.3475 | 0 | 70.0262 | 45.6175 | 0 | 1420.2875 | 0 | 75.7842 | 997.1553
04/04 16:00:00 | 04 | 04 | 16 | USA_ID_Boise-AP-Gowen-Field-ANGB.726810_AMY_2024EPW | 50.495 | 53.8509 | 0 | 91.728 | 0 | 70.0743 | 68.4013 | 0 | 1913.0834 | 0 | 0 | 1504.4841
04/04 17:00:00 | 04 | 04 | 17 | USA_ID_Boise-AP-Gowen-Field-ANGB.726810_AMY_2024EPW | 48.3425 | 53.8509 | 0 | 111.407 | 0 | 70.0821 | 70.9993 | 0 | 1876.5256 | 0 | 78.2051 | 1484.1334
04/04 18:00:00 | 04 | 04 | 18 | USA_ID_Boise-AP-Gowen-Field-ANGB.726810_AMY_2024EPW | 44.795 | 53.8509 | 0 | 101.0592 | 0 | 70.0664 | 73.4025 | 0 | 2161.9681 | 0 | 58.3325 | 1446.8303
04/04 19:00:00 | 04 | 04 | 19 | USA_ID_Boise-AP-Gowen-Field-ANGB.726810_AMY_2024EPW | 42.4925 | 53.8509 | 0 | 93.0566 | 0 | 70.1199 | 131.3044 | 0 | 3088.4182 | 0 | 35.9921 | 4527.4209
04/04 20:00:00 | 04 | 04 | 20 | USA_ID_Boise-AP-Gowen-Field-ANGB.726810_AMY_2024EPW | 40.4225 | 53.8509 | 0 | 72.9689 | 0 | 70.1435 | 123.6442 | 0 | 3062.0719 | 0.077786 | 26.444 | 4191.2036
04/04 21:00:00 | 04 | 04 | 21 | USA_ID_Boise-AP-Gowen-Field-ANGB.726810_AMY_2024EPW | 37.9475 | 53.8509 | 0 | 67.9482 | 0 | 70.0553 | 127.5756 | 0 | 2958.3572 | 18.5658 | 33.7797 | 3963.9637
04/04 22:00:00 | 04 | 04 | 22 | USA_ID_Boise-AP-Gowen-Field-ANGB.726810_AMY_2024EPW | 38.1125 | 53.8509 | 0 | 80.8489 | 0 | 70.1085 | 109.0762 | 0 | 2622.407 | 53.5463 | 44.3193 | 2799.0106
04/04 23:00:00 | 04 | 04 | 23 | USA_ID_Boise-AP-Gowen-Field-ANGB.726810_AMY_2024EPW | 39.02 | 53.8509 | 0 | 77.8814 | 0 | 70.0778 | 99.2916 | 0 | 2139.2937 | 90.079 | 70.2466 | 3253.7916
04/04 24:00:00 | 04 | 04 | 24 | USA_ID_Boise-AP-Gowen-Field-ANGB.726810_AMY_2024EPW | 38.435 | 53.8509 | 0 | 67.7231 | 0 | 70.0916 | 113.2935 | 0 | 2414.1178 | 121.1178 | 54.1638 | 3324.3281
04/05 01:00:00 | 04 | 05 | 01 | USA_ID_Boise-AP-Gowen-Field-ANGB.726810_AMY_2024EPW | 37.94 | 54.0326 | 0 | 56.3369 | 0 | 70.1071 | 120.0558 | 0 | 2605.0523 | 137.4536 | 41.9724 | 2518.642
04/05 02:00:00 | 04 | 05 | 02 | USA_ID_Boise-AP-Gowen-Field-ANGB.726810_AMY_2024EPW | 37.4525 | 54.0326 | 0 | 55.2127 | 0 | 70.0695 | 116.5068 | 0 | 2553.5702 | 162.3634 | 32.4384 | 4502.6506
04/05 03:00:00 | 04 | 05 | 03 | USA_ID_Boise-AP-Gowen-Field-ANGB.726810_AMY_2024EPW | 37.04 | 54.0326 | 0 | 51.8462 | 0 | 70.0598 | 104.7294 | 0 | 2140.6338 | 139.1434 | 62.4155 | 4885.3931
04/05 04:00:00 | 04 | 05 | 04 | USA_ID_Boise-AP-Gowen-Field-ANGB.726810_AMY_2024EPW | 37.04 | 54.0326 | 0 | 50.3622 | 0 | 70.0735 | 104.1242 | 0 | 2335.6939 | 102.4996 | 53.3661 | 4071.5333
04/05 05:00:00 | 04 | 05 | 05 | USA_ID_Boise-AP-Gowen-Field-ANGB.726810_AMY_2024EPW | 36.455 | 54.0326 | 0 | 51.0212 | 0 | 70.076 | 117.1026 | 0 | 2692.1076 | 98.2505 | 37.7668 | 4108.9185
04/05 06:00:00 | 04 | 05 | 06 | USA_ID_Boise-AP-Gowen-Field-ANGB.726810_AMY_2024EPW | 34.8875 | 54.0326 | 0 | 49.6158 | 0 | 70.0808 | 134.4852 | 0 | 2979.4293 | 92.5083 | 33.3333 | 4530.0253
04/05 07:00:00 | 04 | 05 | 07 | USA_ID_Boise-AP-Gowen-Field-ANGB.726810_AMY_2024EPW | 33.98 | 54.0326 | 0 | 49.7914 | 0 | 70.0755 | 142.8768 | 0 | 3115.6307 | 67.565 | 33.3333 | 4501.0416
04/05 08:00:00 | 04 | 05 | 08 | USA_ID_Boise-AP-Gowen-Field-ANGB.726810_AMY_2024EPW | 33.98 | 54.0326 | 0 | 53.2598 | 0 | 70.0696 | 148.5406 | 0 | 3225.0347 | 45.4988 | 33.3333 | 4636.4964
04/05 09:00:00 | 04 | 05 | 09 | USA_ID_Boise-AP-Gowen-Field-ANGB.726810_AMY_2024EPW | 34.565 | 54.0326 | 0 | 59.1203 | 0 | 70.0707 | 144.4294 | 0 | 3261.0566 | 4.0405 | 33.3333 | 4428.4965
04/05 10:00:00 | 04 | 05 | 10 | USA_ID_Boise-AP-Gowen-Field-ANGB.726810_AMY_2024EPW | 35.5475 | 54.0326 | 0 | 71.2265 | 0 | 70.0774 | 132.5781 | 0 | 3139.6607 | 0.10957 | 33.3333 | 4236.3222
04/05 11:00:00 | 04 | 05 | 11 | USA_ID_Boise-AP-Gowen-Field-ANGB.726810_AMY_2024EPW | 36.545 | 54.0326 | 0 | 70.4398 | 0 | 70.071 | 123.0872 | 0 | 2958.2334 | 0.10446 | 36.9336 | 3820.3901
04/05 12:00:00 | 04 | 05 | 12 | USA_ID_Boise-AP-Gowen-Field-ANGB.726810_AMY_2024EPW | 37.04 | 54.0326 | 0 | 85.827 | 0 | 70.0808 | 126.7564 | 0 | 3084.2608 | 0.108 | 33.3333 | 4205.0097
04/05 13:00:00 | 04 | 05 | 13 | USA_ID_Boise-AP-Gowen-Field-ANGB.726810_AMY_2024EPW | 36.455 | 54.0326 | 0 | 101.7916 | 0 | 70.0599 | 116.4766 | 0 | 2825.21 | 0.10097 | 38.3898 | 3481.4847
04/05 14:00:00 | 04 | 05 | 14 | USA_ID_Boise-AP-Gowen-Field-ANGB.726810_AMY_2024EPW | 36.545 | 54.0326 | 0 | 84.8742 | 0 | 70.0799 | 126.0267 | 0 | 3045.9429 | 0.1066 | 36.1111 | 3929.8793
04/05 15:00:00 | 04 | 05 | 15 | USA_ID_Boise-AP-Gowen-Field-ANGB.726810_AMY_2024EPW | 37.5275 | 54.0326 | 0 | 78.2133 | 0 | 70.0533 | 105.2806 | 0 | 2609.5867 | 0.094573 | 43.2045 | 3251.6471
04/05 16:00:00 | 04 | 05 | 16 | USA_ID_Boise-AP-Gowen-Field-ANGB.726810_AMY_2024EPW | 38.525 | 54.0326 | 0 | 89.2915 | 0 | 70.0639 | 105.8364 | 0 | 2641.9882 | 0.094543 | 46.5816 | 3064.8248
04/05 17:00:00 | 04 | 05 | 17 | USA_ID_Boise-AP-Gowen-Field-ANGB.726810_AMY_2024EPW | 39.02 | 54.0326 | 0 | 108.4478 | 0 | 70.0546 | 91.0255 | 0 | 2121.6471 | 0.076697 | 76.6463 | 2839.4442
04/05 18:00:00 | 04 | 05 | 18 | USA_ID_Boise-AP-Gowen-Field-ANGB.726810_AMY_2024EPW | 39.02 | 54.0326 | 0 | 98.3748 | 0 | 69.9948 | 76.5538 | 0 | 1975.1902 | 0.07086 | 83.3851 | 2161.6947
04/05 19:00:00 | 04 | 05 | 19 | USA_ID_Boise-AP-Gowen-Field-ANGB.726810_AMY_2024EPW | 38.435 | 54.0326 | 0 | 90.5848 | 0 | 70.1088 | 90.3196 | 0 | 2350.9498 | 0.15239 | 57.5997 | 1994.9417
04/05 20:00:00 | 04 | 05 | 20 | USA_ID_Boise-AP-Gowen-Field-ANGB.726810_AMY_2024EPW | 37.4525 | 54.0326 | 0 | 71.0307 | 0 | 70.1211 | 140.1446 | 0 | 3058.5499 | 16.8885 | 41.6667 | 6008.2814
04/05 21:00:00 | 04 | 05 | 21 | USA_ID_Boise-AP-Gowen-Field-ANGB.726810_AMY_2024EPW | 35.3825 | 54.0326 | 0 | 66.1433 | 0 | 70.0305 | 79.8982 | 0 | 1878.256 | 8.9094 | 88.2571 | 3277.9463
04/05 22:00:00 | 04 | 05 | 22 | USA_ID_Boise-AP-Gowen-Field-ANGB.726810_AMY_2024EPW | 33.4925 | 54.0326 | 0 | 78.7013 | 0 | 70.0994 | 114.8807 | 0 | 2752.7884 | 3.6411 | 47.2222 | 3534.8113
04/05 23:00:00 | 04 | 05 | 23 | USA_ID_Boise-AP-Gowen-Field-ANGB.726810_AMY_2024EPW | 33.08 | 54.0326 | 0 | 75.8127 | 0 | 70.085 | 105.4641 | 0 | 2604.1014 | 12.7017 | 47.3025 | 4149.4301
04/05 24:00:00 | 04 | 05 | 24 | USA_ID_Boise-AP-Gowen-Field-ANGB.726810_AMY_2024EPW | 33.08 | 54.0326 | 0 | 65.9242 | 0 | 70.0647 | 96.292 | 0 | 2451.4434 | 18.3011 | 51.5209 | 3066.5437
04/06 01:00:00 | 04 | 06 | 01 | USA_ID_Boise-AP-Gowen-Field-ANGB.726810_AMY_2024EPW | 33.08 | 54.2166 | 0 | 56.9864 | 0 | 70.0704 | 115.086 | 0 | 2700.6817 | 10.7595 | 51.2356 | 3736.7694
04/06 02:00:00 | 04 | 06 | 02 | USA_ID_Boise-AP-Gowen-Field-ANGB.726810_AMY_2024EPW | 33.5675 | 54.2166 | 0 | 55.8491 | 0 | 70.0278 | 110.0993 | 0 | 2444.3011 | 7.2214 | 76.3889 | 2445.712
04/06 03:00:00 | 04 | 06 | 03 | USA_ID_Boise-AP-Gowen-Field-ANGB.726810_AMY_2024EPW | 33.98 | 54.2166 | 0 | 52.4439 | 0 | 70.0548 | 109.6663 | 0 | 2599.307 | 18.6645 | 49.2873 | 3387.3197
04/06 04:00:00 | 04 | 06 | 04 | USA_ID_Boise-AP-Gowen-Field-ANGB.726810_AMY_2024EPW | 33.98 | 54.2166 | 0 | 50.9427 | 0 | 70.0331 | 110.7469 | 0 | 2404.8349 | 11.9286 | 73.3212 | 2819.6381
04/06 05:00:00 | 04 | 06 | 05 | USA_ID_Boise-AP-Gowen-Field-ANGB.726810_AMY_2024EPW | 33.98 | 54.2166 | 0 | 51.6094 | 0 | 70.0995 | 129.5165 | 0 | 3046.7226 | 6.781 | 30.9204 | 5169.8787
04/06 06:00:00 | 04 | 06 | 06 | USA_ID_Boise-AP-Gowen-Field-ANGB.726810_AMY_2024EPW | 33.98 | 54.2166 | 0 | 50.1877 | 0 | 70.0801 | 114.519 | 0 | 2815.4697 | 3.306 | 44.967 | 3831.8054
04/06 07:00:00 | 04 | 06 | 07 | USA_ID_Boise-AP-Gowen-Field-ANGB.726810_AMY_2024EPW | 33.98 | 54.2166 | 0 | 50.3654 | 0 | 70.0705 | 121.1173 | 0 | 2929.3388 | 4.1063 | 36.0937 | 3893.8495
04/06 08:00:00 | 04 | 06 | 08 | USA_ID_Boise-AP-Gowen-Field-ANGB.726810_AMY_2024EPW | 34.565 | 54.2166 | 0 | 53.8738 | 0 | 70.0292 | 113.0098 | 0 | 2445.3512 | 11.2725 | 77.7778 | 2454.0096
04/06 09:00:00 | 04 | 06 | 09 | USA_ID_Boise-AP-Gowen-Field-ANGB.726810_AMY_2024EPW | 35.5475 | 54.2166 | 0 | 59.8019 | 0 | 70.0941 | 122.7971 | 0 | 2927.3687 | 3.8123 | 32.4015 | 4943.0184
04/06 10:00:00 | 04 | 06 | 10 | USA_ID_Boise-AP-Gowen-Field-ANGB.726810_AMY_2024EPW | 36.545 | 54.2166 | 0 | 72.0476 | 0 | 70.0648 | 95.5117 | 0 | 2212.8318 | 0.079209 | 75.1779 | 3795.7589
04/06 11:00:00 | 04 | 06 | 11 | USA_ID_Boise-AP-Gowen-Field-ANGB.726810_AMY_2024EPW | 37.5275 | 54.2166 | 0 | 71.2518 | 0 | 70.0967 | 108.9133 | 0 | 2746.0128 | 0.098259 | 39.2646 | 3247.8718
04/06 12:00:00 | 04 | 06 | 12 | USA_ID_Boise-AP-Gowen-Field-ANGB.726810_AMY_2024EPW | 38.525 | 54.2166 | 0 | 86.8164 | 0 | 70.0901 | 122.4061 | 0 | 2866.406 | 0.10199 | 42.2472 | 2884.0826
04/06 13:00:00 | 04 | 06 | 13 | USA_ID_Boise-AP-Gowen-Field-ANGB.726810_AMY_2024EPW | 38.435 | 54.2166 | 0 | 102.965 | 0 | 70.0595 | 106.9824 | 0 | 2678.5624 | 0.097668 | 35.7673 | 3553.4461
04/06 14:00:00 | 04 | 06 | 14 | USA_ID_Boise-AP-Gowen-Field-ANGB.726810_AMY_2024EPW | 40.1825 | 54.2166 | 0 | 85.8526 | 0 | 70.0577 | 92.3926 | 0 | 2375.0789 | 0.058728 | 56.5444 | 2613.5858
04/06 15:00:00 | 04 | 06 | 15 | USA_ID_Boise-AP-Gowen-Field-ANGB.726810_AMY_2024EPW | 42.5675 | 54.2166 | 0 | 79.1149 | 0 | 70.0582 | 83.968 | 0 | 2169.4718 | 0 | 66.0079 | 2023.9146
04/06 16:00:00 | 04 | 06 | 16 | USA_ID_Boise-AP-Gowen-Field-ANGB.726810_AMY_2024EPW | 44.0525 | 54.2166 | 0 | 90.3209 | 0 | 70.1061 | 82.5424 | 0 | 2209.5244 | 0 | 58.0607 | 1768.8264
04/06 17:00:00 | 04 | 06 | 17 | USA_ID_Boise-AP-Gowen-Field-ANGB.726810_AMY_2024EPW | 44.96 | 54.2166 | 0 | 109.6979 | 0 | 70.0167 | 59.3577 | 0 | 1599.1091 | 0 | 104.0292 | 1580.6784
04/06 18:00:00 | 04 | 06 | 18 | USA_ID_Boise-AP-Gowen-Field-ANGB.726810_AMY_2024EPW | 42.23 | 54.2166 | 0 | 99.5088 | 0 | 70.0703 | 69.3874 | 0 | 1916.4633 | 0.015506 | 81.1588 | 1629.2852
04/06 19:00:00 | 04 | 06 | 19 | USA_ID_Boise-AP-Gowen-Field-ANGB.726810_AMY_2024EPW | 41.5775 | 54.2166 | 0 | 91.629 | 0 | 69.99 | 45.2411 | 0 | 1334.7968 | 0.01791 | 108.6718 | 830.5787
04/06 20:00:00 | 04 | 06 | 20 | USA_ID_Boise-AP-Gowen-Field-ANGB.726810_AMY_2024EPW | 41.9075 | 54.2166 | 0 | 71.8495 | 0 | 70.0903 | 84.8078 | 0 | 2031.423 | 0.0059649 | 88.0293 | 2867.2312
04/06 21:00:00 | 04 | 06 | 21 | USA_ID_Boise-AP-Gowen-Field-ANGB.726810_AMY_2024EPW | 39.9275 | 54.2166 | 0 | 66.9058 | 0 | 70.0743 | 96.9845 | 0 | 2253.8041 | 0.080649 | 73.5217 | 2800.1934
04/06 22:00:00 | 04 | 06 | 22 | USA_ID_Boise-AP-Gowen-Field-ANGB.726810_AMY_2024EPW | 38.435 | 54.2166 | 0 | 79.6086 | 0 | 70.1129 | 88.9809 | 0 | 2280.3935 | 0.083111 | 57.098 | 2462.9535
04/06 23:00:00 | 04 | 06 | 23 | USA_ID_Boise-AP-Gowen-Field-ANGB.726810_AMY_2024EPW | 38.525 | 54.2166 | 0 | 76.6867 | 0 | 70.0907 | 95.4504 | 0 | 2295.2565 | 0.083664 | 61.1111 | 2913.8015
04/06 24:00:00 | 04 | 06 | 24 | USA_ID_Boise-AP-Gowen-Field-ANGB.726810_AMY_2024EPW | 39.02 | 54.2166 | 0 | 66.6842 | 0 | 70.035 | 80.028 | 0 | 2066.5342 | 0.07529 | 71.2967 | 2153.7572
04/07 01:00:00 | 04 | 07 | 01 | USA_ID_Boise-AP-Gowen-Field-ANGB.726810_AMY_2024EPW | 39.02 | 54.4026 | 0 | 73.8061 | 0 | 70.0345 | 94.6415 | 0 | 2333.1625 | 0.08412 | 61.6814 | 2856.3801
04/07 02:00:00 | 04 | 07 | 02 | USA_ID_Boise-AP-Gowen-Field-ANGB.726810_AMY_2024EPW | 38.435 | 54.4026 | 0 | 72.3332 | 0 | 70.0156 | 82.484 | 0 | 1994.9928 | 0.071407 | 85.8231 | 2072.9741
04/07 03:00:00 | 04 | 07 | 03 | USA_ID_Boise-AP-Gowen-Field-ANGB.726810_AMY_2024EPW | 36.8675 | 54.4026 | 0 | 67.9229 | 0 | 70.0431 | 89.3724 | 0 | 2180.1159 | 9.3058 | 74.9767 | 2220.233
04/07 04:00:00 | 04 | 07 | 04 | USA_ID_Boise-AP-Gowen-Field-ANGB.726810_AMY_2024EPW | 37.0325 | 54.4026 | 0 | 65.9786 | 0 | 70.0244 | 102.7522 | 0 | 2368.2969 | 54.1039 | 61.06 | 3291.7348
04/07 05:00:00 | 04 | 07 | 05 | USA_ID_Boise-AP-Gowen-Field-ANGB.726810_AMY_2024EPW | 37.4525 | 54.4026 | 0 | 66.8421 | 0 | 70.0389 | 99.4061 | 0 | 2191.913 | 60.0412 | 76.3641 | 2711.538
04/07 06:00:00 | 04 | 07 | 06 | USA_ID_Boise-AP-Gowen-Field-ANGB.726810_AMY_2024EPW | 36.455 | 54.4026 | 0 | 65.0008 | 0 | 70.0779 | 93.5914 | 0 | 2157.4899 | 62.5603 | 65.8857 | 3116.5038
04/07 07:00:00 | 04 | 07 | 07 | USA_ID_Boise-AP-Gowen-Field-ANGB.726810_AMY_2024EPW | 36.545 | 54.4026 | 0 | 65.2308 | 0 | 70.0871 | 107.6458 | 0 | 2418.2211 | 75.0012 | 58.3113 | 3111.1875
04/07 08:00:00 | 04 | 07 | 08 | USA_ID_Boise-AP-Gowen-Field-ANGB.726810_AMY_2024EPW | 37.04 | 54.4026 | 0 | 69.7748 | 0 | 70.0678 | 94.2775 | 0 | 2236.4376 | 73.1586 | 50.0577 | 3134.09
04/07 09:00:00 | 04 | 07 | 09 | USA_ID_Boise-AP-Gowen-Field-ANGB.726810_AMY_2024EPW | 38.1125 | 54.4026 | 0 | 77.4526 | 0 | 70.0632 | 92.3306 | 0 | 2201.8837 | 74.9737 | 53.1252 | 2717.4321
04/07 10:00:00 | 04 | 07 | 10 | USA_ID_Boise-AP-Gowen-Field-ANGB.726810_AMY_2024EPW | 40.0925 | 54.4026 | 0 | 93.3127 | 0 | 70.0908 | 98.6851 | 0 | 2178.5062 | 78.8793 | 67.2167 | 3019.778
04/07 11:00:00 | 04 | 07 | 11 | USA_ID_Boise-AP-Gowen-Field-ANGB.726810_AMY_2024EPW | 43.145 | 54.4026 | 0 | 92.282 | 0 | 70.0946 | 87.0864 | 0 | 2157.4579 | 0 | 77.5528 | 1900.3303
04/07 12:00:00 | 04 | 07 | 12 | USA_ID_Boise-AP-Gowen-Field-ANGB.726810_AMY_2024EPW | 45.545 | 54.4026 | 0 | 112.4405 | 0 | 70.0964 | 80.6649 | 0 | 2339.2914 | 0 | 44.4154 | 1594.3496
04/07 13:00:00 | 04 | 07 | 13 | USA_ID_Boise-AP-Gowen-Field-ANGB.726810_AMY_2024EPW | 47.6 | 54.4026 | 0 | 133.3554 | 0 | 70.0167 | 64.4308 | 0 | 1915.0159 | 0 | 80.5556 | 1219.2734
04/07 14:00:00 | 04 | 07 | 14 | USA_ID_Boise-AP-Gowen-Field-ANGB.726810_AMY_2024EPW | 48.92 | 54.4026 | 0 | 111.1923 | 0 | 70.0763 | 74.6058 | 0 | 2087.2354 | 0 | 61.3802 | 1565.3594
04/07 15:00:00 | 04 | 07 | 15 | USA_ID_Boise-AP-Gowen-Field-ANGB.726810_AMY_2024EPW | 50.09 | 54.4026 | 0 | 102.4659 | 0 | 70.028 | 58.8313 | 0 | 1877.6412 | 0 | 25 | 1105.0435
04/07 16:00:00 | 04 | 07 | 16 | USA_ID_Boise-AP-Gowen-Field-ANGB.726810_AMY_2024EPW | 51.5675 | 54.4026 | 0 | 116.9793 | 0 | 70.0427 | 54.1736 | 0 | 1688.0122 | 0 | 0 | 1439.4144
04/07 17:00:00 | 04 | 07 | 17 | USA_ID_Boise-AP-Gowen-Field-ANGB.726810_AMY_2024EPW | 52.565 | 54.4026 | 0 | 142.0756 | 0 | 70.0346 | 46.164 | 0 | 1366.4999 | 0 | 0 | 1260.5599
04/07 18:00:00 | 04 | 07 | 18 | USA_ID_Boise-AP-Gowen-Field-ANGB.726810_AMY_2024EPW | 52.475 | 54.4026 | 0 | 128.8792 | 0 | 70.092 | 60.8248 | 0 | 1656.2172 | 0 | 0 | 1435.5199
04/07 19:00:00 | 04 | 07 | 19 | USA_ID_Boise-AP-Gowen-Field-ANGB.726810_AMY_2024EPW | 50.9075 | 54.4026 | 0 | 118.6736 | 0 | 70.1473 | 37.3552 | 0 | 992.5618 | 0 | 0 | 1008.2951
04/07 20:00:00 | 04 | 07 | 20 | USA_ID_Boise-AP-Gowen-Field-ANGB.726810_AMY_2024EPW | 48.9275 | 54.4026 | 0 | 93.0561 | 0 | 70.097 | 100.8345 | 19.6096 | 2315.4092 | 0 | 58.82 | 2319.6851
04/07 21:00:00 | 04 | 07 | 21 | USA_ID_Boise-AP-Gowen-Field-ANGB.726810_AMY_2024EPW | 45.875 | 54.4026 | 0 | 86.6533 | 0 | 70.1163 | 81.9069 | 0 | 2122.5904 | 0 | 64.0451 | 1604.9737
04/07 22:00:00 | 04 | 07 | 22 | USA_ID_Boise-AP-Gowen-Field-ANGB.726810_AMY_2024EPW | 42.9875 | 54.4026 | 0 | 103.1053 | 0 | 70.0282 | 53.9904 | 0 | 1663.8209 | 0 | 82.4354 | 1296.2921
04/07 23:00:00 | 04 | 07 | 23 | USA_ID_Boise-AP-Gowen-Field-ANGB.726810_AMY_2024EPW | 42.08 | 54.4026 | 0 | 99.321 | 0 | 70.1274 | 74.9791 | 0 | 2017.8947 | 0 | 59.5609 | 1537.7083
04/07 24:00:00 | 04 | 07 | 24 | USA_ID_Boise-AP-Gowen-Field-ANGB.726810_AMY_2024EPW | 40.4225 | 54.4026 | 0 | 86.3662 | 0 | 70.1152 | 73.363 | 0 | 1778.2117 | 99.2067 | 69.1848 | 2023.0586
04/08 01:00:00 | 04 | 08 | 01 | USA_ID_Boise-AP-Gowen-Field-ANGB.726810_AMY_2024EPW | 38.435 | 54.5907 | 0 | 91.0697 | 0 | 70.0746 | 85.8054 | 0 | 1917.3002 | 128.4376 | 70.9901 | 2472.547
04/08 02:00:00 | 04 | 08 | 02 | USA_ID_Boise-AP-Gowen-Field-ANGB.726810_AMY_2024EPW | 36.8675 | 54.5907 | 0 | 89.2523 | 0 | 70.0236 | 89.8802 | 0 | 1967.0199 | 132.5104 | 68.4496 | 2669.1086
04/08 03:00:00 | 04 | 08 | 03 | USA_ID_Boise-AP-Gowen-Field-ANGB.726810_AMY_2024EPW | 35.4725 | 54.5907 | 0 | 83.8104 | 0 | 70.0505 | 97.1807 | 0 | 2049.7095 | 133.6349 | 67.0444 | 3368.8835
04/08 04:00:00 | 04 | 08 | 04 | USA_ID_Boise-AP-Gowen-Field-ANGB.726810_AMY_2024EPW | 34.475 | 54.5907 | 0 | 81.4114 | 0 | 70.0899 | 105.9339 | 0 | 2207.7547 | 115.6358 | 70.4413 | 3731.0993
04/08 05:00:00 | 04 | 08 | 05 | USA_ID_Boise-AP-Gowen-Field-ANGB.726810_AMY_2024EPW | 33.4925 | 54.5907 | 0 | 82.4768 | 0 | 70.0896 | 115.5646 | 0 | 2637.1144 | 121.8059 | 33.3333 | 4688.3354
04/08 06:00:00 | 04 | 08 | 06 | USA_ID_Boise-AP-Gowen-Field-ANGB.726810_AMY_2024EPW | 33.08 | 54.5907 | 0 | 80.2048 | 0 | 70.0794 | 119.1908 | 0 | 2603.7357 | 116.6189 | 45.8821 | 4688.1019
04/08 07:00:00 | 04 | 08 | 07 | USA_ID_Boise-AP-Gowen-Field-ANGB.726810_AMY_2024EPW | 32.495 | 54.5907 | 0 | 80.4887 | 0 | 70.0788 | 137.3866 | 0 | 2918.2344 | 126.4498 | 33.3333 | 4739.8048
04/08 08:00:00 | 04 | 08 | 08 | USA_ID_Boise-AP-Gowen-Field-ANGB.726810_AMY_2024EPW | 32 | 54.5907 | 0 | 86.0955 | 0 | 70.0728 | 142.6997 | 0 | 3002.8616 | 126.6159 | 33.3333 | 4959.9151
04/08 09:00:00 | 04 | 08 | 09 | USA_ID_Boise-AP-Gowen-Field-ANGB.726810_AMY_2024EPW | 33.6575 | 54.5907 | 0 | 95.5691 | 0 | 70.0759 | 139.6163 | 0 | 2953.9878 | 121.7639 | 33.3333 | 4797.017
04/08 10:00:00 | 04 | 08 | 10 | USA_ID_Boise-AP-Gowen-Field-ANGB.726810_AMY_2024EPW | 37.205 | 54.5907 | 0 | 115.139 | 0 | 70.0796 | 115.704 | 0 | 2606.5839 | 89.1832 | 42.0119 | 4519.3315
04/08 11:00:00 | 04 | 08 | 11 | USA_ID_Boise-AP-Gowen-Field-ANGB.726810_AMY_2024EPW | 42.2375 | 54.5907 | 0 | 113.8672 | 0 | 70.0711 | 76.8714 | 0 | 2010.2794 | 20.703 | 75.317 | 2364.556
04/08 12:00:00 | 04 | 08 | 12 | USA_ID_Boise-AP-Gowen-Field-ANGB.726810_AMY_2024EPW | 46.6175 | 54.5907 | 0 | 138.7409 | 0 | 70.0009 | 56.2116 | 0 | 1718.0922 | 0 | 91.6667 | 1334.3212
04/08 13:00:00 | 04 | 08 | 13 | USA_ID_Boise-AP-Gowen-Field-ANGB.726810_AMY_2024EPW | 48.5075 | 54.5907 | 0 | 164.5479 | 0 | 70.0118 | 73.8405 | 0 | 2035.8432 | 0 | 86.1111 | 1177.7736
04/08 14:00:00 | 04 | 08 | 14 | USA_ID_Boise-AP-Gowen-Field-ANGB.726810_AMY_2024EPW | 50.09 | 54.5907 | 0 | 137.2007 | 0 | 70.0211 | 71.9786 | 0 | 1935.2215 | 0 | 36.1111 | 1161.5775
04/08 15:00:00 | 04 | 08 | 15 | USA_ID_Boise-AP-Gowen-Field-ANGB.726810_AMY_2024EPW | 52.1525 | 54.5907 | 0 | 126.4332 | 0 | 70.0142 | 56.7748 | 0 | 1571.9808 | 0 | 0 | 1660.2401
04/08 16:00:00 | 04 | 08 | 16 | USA_ID_Boise-AP-Gowen-Field-ANGB.726810_AMY_2024EPW | 53.5475 | 54.5907 | 0 | 144.3414 | 0 | 70.0225 | 48.6552 | 0 | 1541.1955 | 0 | 0 | 886.909
04/08 17:00:00 | 04 | 08 | 17 | USA_ID_Boise-AP-Gowen-Field-ANGB.726810_AMY_2024EPW | 54.545 | 54.5907 | 0 | 175.3078 | 0 | 70.0793 | 33.8888 | 0 | 987.3749 | 0 | 0 | 971.5607
04/08 18:00:00 | 04 | 08 | 18 | USA_ID_Boise-AP-Gowen-Field-ANGB.726810_AMY_2024EPW | 55.04 | 54.5907 | 0 | 159.0247 | 0 | 70.1176 | 35.0432 | 0 | 856.7673 | 0 | 0 | 975.2227
04/08 19:00:00 | 04 | 08 | 19 | USA_ID_Boise-AP-Gowen-Field-ANGB.726810_AMY_2024EPW | 54.455 | 54.5907 | 0 | 146.4319 | 0 | 70.1702 | 72.3577 | 0 | 1846.5542 | 0 | 0 | 451.0217
04/08 20:00:00 | 04 | 08 | 20 | USA_ID_Boise-AP-Gowen-Field-ANGB.726810_AMY_2024EPW | 53.4725 | 54.5907 | 0 | 114.8224 | 0 | 70.1784 | 72.6138 | 0 | 1861.7218 | 0 | 0 | 582.8612
04/08 21:00:00 | 04 | 08 | 21 | USA_ID_Boise-AP-Gowen-Field-ANGB.726810_AMY_2024EPW | 51.4025 | 54.5907 | 0 | 106.9219 | 0 | 70.1796 | 72.1804 | 0 | 1836.2836 | 0 | 0 | 383.8464
04/08 22:00:00 | 04 | 08 | 22 | USA_ID_Boise-AP-Gowen-Field-ANGB.726810_AMY_2024EPW | 48.3425 | 54.5907 | 0 | 127.2221 | 0 | 70.1788 | 72.6656 | 0 | 1864.9509 | 0 | 66.8808 | 495.448
04/08 23:00:00 | 04 | 08 | 23 | USA_ID_Boise-AP-Gowen-Field-ANGB.726810_AMY_2024EPW | 45.38 | 54.5907 | 0 | 122.5526 | 0 | 70.1368 | 69.7908 | 0 | 1837.9089 | 0 | 69.8898 | 763.0486
04/08 24:00:00 | 04 | 08 | 24 | USA_ID_Boise-AP-Gowen-Field-ANGB.726810_AMY_2024EPW | 44.06 | 54.5907 | 0 | 106.5677 | 0 | 70.0799 | 61.602 | 0 | 1767.0263 | 0 | 78.7301 | 1217.5677
04/09 01:00:00 | 04 | 09 | 01 | USA_ID_Boise-AP-Gowen-Field-ANGB.726810_AMY_2024EPW | 45.1325 | 54.7808 | 0 | 57.9236 | 0 | 70.0729 | 60.2208 | 0 | 1786.7795 | 0 | 71.8696 | 1332.4697
04/09 02:00:00 | 04 | 09 | 02 | USA_ID_Boise-AP-Gowen-Field-ANGB.726810_AMY_2024EPW | 46.04 | 54.7808 | 0 | 56.7676 | 0 | 70.0716 | 69.6533 | 0 | 1857.2791 | 0 | 79.0291 | 1600.111
04/09 03:00:00 | 04 | 09 | 03 | USA_ID_Boise-AP-Gowen-Field-ANGB.726810_AMY_2024EPW | 45.455 | 54.7808 | 0 | 53.3064 | 0 | 70.113 | 68.6319 | 0 | 1914.455 | 0 | 71.1579 | 1368.938
04/09 04:00:00 | 04 | 09 | 04 | USA_ID_Boise-AP-Gowen-Field-ANGB.726810_AMY_2024EPW | 44.96 | 54.7808 | 0 | 51.7805 | 0 | 70.1095 | 74.974 | 0 | 2061.1827 | 0 | 67.5154 | 1382.8787
04/09 05:00:00 | 04 | 09 | 05 | USA_ID_Boise-AP-Gowen-Field-ANGB.726810_AMY_2024EPW | 43.4 | 54.7808 | 0 | 52.4581 | 0 | 70.0335 | 72.8597 | 0 | 1972.0845 | 0 | 80.2267 | 1514.7393
04/09 06:00:00 | 04 | 09 | 06 | USA_ID_Boise-AP-Gowen-Field-ANGB.726810_AMY_2024EPW | 41.495 | 54.7808 | 0 | 51.0131 | 0 | 70.0577 | 87.8438 | 0 | 2265.9639 | 6.9025 | 66.9578 | 1656.1914
04/09 07:00:00 | 04 | 09 | 07 | USA_ID_Boise-AP-Gowen-Field-ANGB.726810_AMY_2024EPW | 41 | 54.7808 | 0 | 51.1936 | 0 | 70.0973 | 106.367 | 0 | 2346.7508 | 88.1765 | 57.8225 | 3316.5739
04/09 08:00:00 | 04 | 09 | 08 | USA_ID_Boise-AP-Gowen-Field-ANGB.726810_AMY_2024EPW | 42.0725 | 54.7808 | 0 | 54.7598 | 0 | 70.0635 | 84.2468 | 0 | 2282.2633 | 0 | 57.9419 | 1854.1196
04/09 09:00:00 | 04 | 09 | 09 | USA_ID_Boise-AP-Gowen-Field-ANGB.726810_AMY_2024EPW | 45.71 | 54.7808 | 0 | 60.7853 | 0 | 70.0311 | 67.2873 | 0 | 1847.0284 | 0 | 82.6275 | 1471.5272
04/09 10:00:00 | 04 | 09 | 10 | USA_ID_Boise-AP-Gowen-Field-ANGB.726810_AMY_2024EPW | 50.165 | 54.7808 | 0 | 73.2325 | 0 | 70.1071 | 78.2613 | 0 | 2041.5037 | 0 | 27.9766 | 1608.4467
04/09 11:00:00 | 04 | 09 | 11 | USA_ID_Boise-AP-Gowen-Field-ANGB.726810_AMY_2024EPW | 53.6375 | 54.7808 | 0 | 72.4236 | 0 | 70.1194 | 62.8589 | 0 | 1741.5653 | 0 | 0 | 1249.8228
04/09 12:00:00 | 04 | 09 | 12 | USA_ID_Boise-AP-Gowen-Field-ANGB.726810_AMY_2024EPW | 56.1125 | 54.7808 | 0 | 88.2441 | 0 | 70.0362 | 43.8258 | 0 | 1298.6956 | 0 | 0 | 1098.6596
04/09 13:00:00 | 04 | 09 | 13 | USA_ID_Boise-AP-Gowen-Field-ANGB.726810_AMY_2024EPW | 59.165 | 54.7808 | 0 | 104.6583 | 0 | 70.0392 | 47.9418 | 0 | 1246.2075 | 0 | 0 | 698.079
04/09 14:00:00 | 04 | 09 | 14 | USA_ID_Boise-AP-Gowen-Field-ANGB.726810_AMY_2024EPW | 61.565 | 54.7808 | 0 | 87.2645 | 0 | 70.0517 | 31.3956 | 0 | 963.9952 | 0 | 0 | 829.1743
04/09 15:00:00 | 04 | 09 | 15 | USA_ID_Boise-AP-Gowen-Field-ANGB.726810_AMY_2024EPW | 63.1325 | 54.7808 | 0 | 80.416 | 0 | 70.0716 | 27.2488 | 0 | 800.2938 | 0 | 0 | 884.4531
04/09 16:00:00 | 04 | 09 | 16 | USA_ID_Boise-AP-Gowen-Field-ANGB.726810_AMY_2024EPW | 63.455 | 54.7808 | 0 | 91.8062 | 0 | 70.1008 | 31.5756 | 0 | 801.0672 | 0 | 0 | 1150.7461
04/09 17:00:00 | 04 | 09 | 17 | USA_ID_Boise-AP-Gowen-Field-ANGB.726810_AMY_2024EPW | 63.545 | 54.7808 | 0 | 111.502 | 0 | 70.0671 | 25.0185 | 0 | 668.3511 | 0 | 0 | 757.1
04/09 18:00:00 | 04 | 09 | 18 | USA_ID_Boise-AP-Gowen-Field-ANGB.726810_AMY_2024EPW | 64.5275 | 54.7808 | 0 | 101.1453 | 0 | 70.1381 | 28.824 | 0 | 791.8068 | 0 | 0 | 506.5032
04/09 19:00:00 | 04 | 09 | 19 | USA_ID_Boise-AP-Gowen-Field-ANGB.726810_AMY_2024EPW | 63.8675 | 54.7808 | 0 | 93.1359 | 0 | 70.1571 | 27.4746 | 0 | 712.287 | 0 | 0 | 448.7469
04/09 20:00:00 | 04 | 09 | 20 | USA_ID_Boise-AP-Gowen-Field-ANGB.726810_AMY_2024EPW | 61.8875 | 54.7808 | 0 | 73.0311 | 0 | 70.1361 | 63.1172 | 0 | 1502.9546 | 0 | 0 | 622.9082
04/09 21:00:00 | 04 | 09 | 21 | USA_ID_Boise-AP-Gowen-Field-ANGB.726810_AMY_2024EPW | 58.25 | 54.7808 | 0 | 68.0061 | 0 | 70.017 | 74.9733 | 0 | 1945.2776 | 0 | 0 | 419.8539
04/09 22:00:00 | 04 | 09 | 22 | USA_ID_Boise-AP-Gowen-Field-ANGB.726810_AMY_2024EPW | 55.94 | 54.7808 | 0 | 80.9178 | 0 | 70.1115 | 39.4479 | 0 | 1081.3103 | 0 | 0 | 1128.7752
04/09 23:00:00 | 04 | 09 | 23 | USA_ID_Boise-AP-Gowen-Field-ANGB.726810_AMY_2024EPW | 54.38 | 54.7808 | 0 | 77.9478 | 0 | 70.1008 | 81.3269 | 0 | 2086.2332 | 0 | 0 | 1010.2484
04/09 24:00:00 | 04 | 09 | 24 | USA_ID_Boise-AP-Gowen-Field-ANGB.726810_AMY_2024EPW | 51.4025 | 54.7808 | 0 | 67.7808 | 0 | 70.0913 | 38.2443 | 0 | 1028.7011 | 0 | 0 | 991.0579
04/10 01:00:00 | 04 | 10 | 01 | USA_ID_Boise-AP-Gowen-Field-ANGB.726810_AMY_2024EPW | 48.9275 | 54.9728 | 0 | 128.9839 | 0 | 70.0615 | 43.0599 | 0 | 1224.1704 | 0 | 99.2723 | 1436.2943
04/10 02:00:00 | 04 | 10 | 02 | USA_ID_Boise-AP-Gowen-Field-ANGB.726810_AMY_2024EPW | 47.435 | 54.9728 | 0 | 126.4099 | 0 | 70.0308 | 38.9974 | 0 | 1181.0521 | 0 | 94.6041 | 939.1781
04/10 03:00:00 | 04 | 10 | 03 | USA_ID_Boise-AP-Gowen-Field-ANGB.726810_AMY_2024EPW | 44.795 | 54.9728 | 0 | 118.7024 | 0 | 70.0344 | 56.3657 | 0 | 1699.8351 | 0 | 77.6979 | 1454.6621
04/10 04:00:00 | 04 | 10 | 04 | USA_ID_Boise-AP-Gowen-Field-ANGB.726810_AMY_2024EPW | 42.98 | 54.9728 | 0 | 115.3046 | 0 | 70.1036 | 81.2524 | 0 | 2144.5677 | 0 | 69.5638 | 1708.2887
04/10 05:00:00 | 04 | 10 | 05 | USA_ID_Boise-AP-Gowen-Field-ANGB.726810_AMY_2024EPW | 42.98 | 54.9728 | 0 | 116.8136 | 0 | 70.0732 | 76.2374 | 0 | 2145.6528 | 0 | 64.8932 | 1617.9149
04/10 06:00:00 | 04 | 10 | 06 | USA_ID_Boise-AP-Gowen-Field-ANGB.726810_AMY_2024EPW | 40.835 | 54.9728 | 0 | 113.5957 | 0 | 70.0597 | 80.453 | 0 | 2048.9771 | 26.2605 | 75.848 | 1896.0778
04/10 07:00:00 | 04 | 10 | 07 | USA_ID_Boise-AP-Gowen-Field-ANGB.726810_AMY_2024EPW | 39.02 | 54.9728 | 0 | 113.9978 | 0 | 70.0552 | 94.6998 | 0 | 2139.7106 | 45.1231 | 72.2222 | 4147.559
04/10 08:00:00 | 04 | 10 | 08 | USA_ID_Boise-AP-Gowen-Field-ANGB.726810_AMY_2024EPW | 39.5075 | 54.9728 | 0 | 121.9388 | 0 | 70.0336 | 83.7859 | 0 | 2052.6053 | 26.3815 | 71.489 | 2899.6793
04/10 09:00:00 | 04 | 10 | 09 | USA_ID_Boise-AP-Gowen-Field-ANGB.726810_AMY_2024EPW | 41.09 | 54.9728 | 0 | 135.3565 | 0 | 70.0502 | 97.7784 | 0 | 2285.8405 | 1.5185 | 73.3291 | 3212.6511
04/10 10:00:00 | 04 | 10 | 10 | USA_ID_Boise-AP-Gowen-Field-ANGB.726810_AMY_2024EPW | 44.225 | 54.9728 | 0 | 163.0737 | 0 | 70.0607 | 83.9753 | 0 | 2170.1637 | 0 | 64.9009 | 2136.5714
04/10 11:00:00 | 04 | 10 | 11 | USA_ID_Boise-AP-Gowen-Field-ANGB.726810_AMY_2024EPW | 48.185 | 54.9728 | 0 | 161.2725 | 0 | 70.0343 | 56.5489 | 0 | 1640.1546 | 0 | 77.4946 | 1474.849
04/10 12:00:00 | 04 | 10 | 12 | USA_ID_Boise-AP-Gowen-Field-ANGB.726810_AMY_2024EPW | 52.145 | 54.9728 | 0 | 196.5016 | 0 | 70.0217 | 61.6381 | 0 | 1386.7733 | 0 | 0 | 1029.9146
04/10 13:00:00 | 04 | 10 | 13 | USA_ID_Boise-AP-Gowen-Field-ANGB.726810_AMY_2024EPW | 55.0325 | 54.9728 | 0 | 233.0527 | 0 | 70.0401 | 34.0888 | 0 | 1153.8015 | 0 | 0 | 884.3133
04/10 14:00:00 | 04 | 10 | 14 | USA_ID_Boise-AP-Gowen-Field-ANGB.726810_AMY_2024EPW | 57.0125 | 54.9728 | 0 | 194.3202 | 0 | 70.0462 | 33.679 | 0 | 1064.5441 | 0 | 0 | 837.4
04/10 15:00:00 | 04 | 10 | 15 | USA_ID_Boise-AP-Gowen-Field-ANGB.726810_AMY_2024EPW | 59.09 | 54.9728 | 0 | 179.0699 | 0 | 70.0496 | 32.8328 | 0 | 1011.1143 | 0 | 0 | 662.0542
04/10 16:00:00 | 04 | 10 | 16 | USA_ID_Boise-AP-Gowen-Field-ANGB.726810_AMY_2024EPW | 61.1525 | 54.9728 | 0 | 204.4337 | 0 | 70.064 | 27.0575 | 0 | 711.4375 | 0 | 0 | 938.1647
04/10 17:00:00 | 04 | 10 | 17 | USA_ID_Boise-AP-Gowen-Field-ANGB.726810_AMY_2024EPW | 62.06 | 54.9728 | 0 | 248.292 | 0 | 70.077 | 22.3027 | 0 | 609.0154 | 0 | 0 | 772.4625
04/10 18:00:00 | 04 | 10 | 18 | USA_ID_Boise-AP-Gowen-Field-ANGB.726810_AMY_2024EPW | 62.5475 | 54.9728 | 0 | 225.2299 | 0 | 70.1302 | 29.7759 | 0 | 838.8719 | 0 | 0 | 520.3749
04/10 19:00:00 | 04 | 10 | 19 | USA_ID_Boise-AP-Gowen-Field-ANGB.726810_AMY_2024EPW | 62.4725 | 54.9728 | 0 | 207.3946 | 0 | 70.058 | 56.7527 | 0 | 1480.059 | 0 | 0 | 314.89
04/10 20:00:00 | 04 | 10 | 20 | USA_ID_Boise-AP-Gowen-Field-ANGB.726810_AMY_2024EPW | 59.8175 | 54.9728 | 0 | 162.6253 | 0 | 70.1399 | 62.579 | 0 | 1562.9195 | 0 | 0 | 273.8398
04/10 21:00:00 | 04 | 10 | 21 | USA_ID_Boise-AP-Gowen-Field-ANGB.726810_AMY_2024EPW | 56.8475 | 54.9728 | 0 | 151.4357 | 0 | 70.098 | 50.9128 | 0 | 1457.0966 | 0 | 0 | 791.2717
04/10 22:00:00 | 04 | 10 | 22 | USA_ID_Boise-AP-Gowen-Field-ANGB.726810_AMY_2024EPW | 54.8675 | 54.9728 | 0 | 180.1873 | 0 | 70.1114 | 36.8518 | 0 | 962.679 | 0 | 0 | 1080.0992
04/10 23:00:00 | 04 | 10 | 23 | USA_ID_Boise-AP-Gowen-Field-ANGB.726810_AMY_2024EPW | 51.23 | 54.9728 | 0 | 173.5738 | 0 | 70.0448 | 40.7112 | 0 | 1231.8957 | 0 | 25 | 1027.536
04/10 24:00:00 | 04 | 10 | 24 | USA_ID_Boise-AP-Gowen-Field-ANGB.726810_AMY_2024EPW | 47.8475 | 54.9728 | 0 | 150.934 | 0 | 70.0583 | 54.4701 | 0 | 1488.4044 | 0 | 87.6238 | 1393.8359
04/11 01:00:00 | 04 | 11 | 01 | USA_ID_Boise-AP-Gowen-Field-ANGB.726810_AMY_2024EPW | 45.8675 | 55.1667 | 0 | 55.0709 | 0 | 70.0841 | 53.9364 | 0 | 1666.8366 | 0 | 67.5257 | 1086.0925
04/11 02:00:00 | 04 | 11 | 02 | USA_ID_Boise-AP-Gowen-Field-ANGB.726810_AMY_2024EPW | 44.4725 | 55.1667 | 0 | 53.9719 | 0 | 70.1101 | 78.571 | 0 | 2023.0361 | 0 | 74.8304 | 1622.3534
04/11 03:00:00 | 04 | 11 | 03 | USA_ID_Boise-AP-Gowen-Field-ANGB.726810_AMY_2024EPW | 43.475 | 55.1667 | 0 | 50.6812 | 0 | 70.0681 | 63.8244 | 0 | 1877.0467 | 0 | 71.4711 | 1442.5529
04/11 04:00:00 | 04 | 11 | 04 | USA_ID_Boise-AP-Gowen-Field-ANGB.726810_AMY_2024EPW | 44.0525 | 55.1667 | 0 | 49.2304 | 0 | 70.0679 | 75.473 | 0 | 1984.0087 | 0 | 80.7697 | 1406.5537
04/11 05:00:00 | 04 | 11 | 05 | USA_ID_Boise-AP-Gowen-Field-ANGB.726810_AMY_2024EPW | 43.8875 | 55.1667 | 0 | 49.8747 | 0 | 70.0577 | 83.0267 | 0 | 2189.3749 | 0 | 68.7325 | 1923.1042
04/11 06:00:00 | 04 | 11 | 06 | USA_ID_Boise-AP-Gowen-Field-ANGB.726810_AMY_2024EPW | 42.4925 | 55.1667 | 0 | 48.5008 | 0 | 70.1023 | 83.8466 | 0 | 2269.4293 | 0 | 59.4907 | 1560.2449
04/11 07:00:00 | 04 | 11 | 07 | USA_ID_Boise-AP-Gowen-Field-ANGB.726810_AMY_2024EPW | 42.5675 | 55.1667 | 0 | 48.6725 | 0 | 70.1165 | 87.9794 | 0 | 2392.8497 | 0 | 54.7115 | 1551.9423
04/11 08:00:00 | 04 | 11 | 08 | USA_ID_Boise-AP-Gowen-Field-ANGB.726810_AMY_2024EPW | 44.0525 | 55.1667 | 0 | 52.063 | 0 | 70.0624 | 80.8088 | 0 | 2208.3311 | 0 | 56.5886 | 1820.5106
04/11 09:00:00 | 04 | 11 | 09 | USA_ID_Boise-AP-Gowen-Field-ANGB.726810_AMY_2024EPW | 47.105 | 55.1667 | 0 | 57.7918 | 0 | 70.0361 | 54.521 | 0 | 1678.2433 | 0 | 75.5668 | 1328.194
04/11 10:00:00 | 04 | 11 | 10 | USA_ID_Boise-AP-Gowen-Field-ANGB.726810_AMY_2024EPW | 50.09 | 55.1667 | 0 | 69.6259 | 0 | 70.1258 | 67.6309 | 0 | 1805.0399 | 0 | 26.3398 | 1247.8817
04/11 11:00:00 | 04 | 11 | 11 | USA_ID_Boise-AP-Gowen-Field-ANGB.726810_AMY_2024EPW | 55.37 | 55.1667 | 0 | 68.8569 | 0 | 70.053 | 44.15 | 0 | 1235.586 | 0 | 0 | 859.7484
04/11 12:00:00 | 04 | 11 | 12 | USA_ID_Boise-AP-Gowen-Field-ANGB.726810_AMY_2024EPW | 61.145 | 55.1667 | 0 | 83.8983 | 0 | 70.052 | 31.4019 | 0 | 944.6371 | 0 | 0 | 827.116
04/11 13:00:00 | 04 | 11 | 13 | USA_ID_Boise-AP-Gowen-Field-ANGB.726810_AMY_2024EPW | 64.6175 | 55.1667 | 0 | 99.5041 | 0 | 70.0809 | 25.6738 | 0 | 707.4195 | 0 | 0 | 882.7395
04/11 14:00:00 | 04 | 11 | 14 | USA_ID_Boise-AP-Gowen-Field-ANGB.726810_AMY_2024EPW | 67.6775 | 55.1667 | 0 | 82.9669 | 0 | 70.0856 | 27.5681 | 0 | 717.8731 | 0 | 0 | 993.3315
04/11 15:00:00 | 04 | 11 | 15 | USA_ID_Boise-AP-Gowen-Field-ANGB.726810_AMY_2024EPW | 70.1525 | 55.1667 | 0 | 76.4557 | 0 | 70.0746 | 35.0311 | 0 | 855.6438 | 0 | 0 | 1245.201
04/11 16:00:00 | 04 | 11 | 16 | USA_ID_Boise-AP-Gowen-Field-ANGB.726810_AMY_2024EPW | 71.5475 | 55.1667 | 0 | 87.285 | 0 | 70.158 | 14.9196 | 0 | 375.6895 | 0 | 0 | 537.0622
04/11 17:00:00 | 04 | 11 | 17 | USA_ID_Boise-AP-Gowen-Field-ANGB.726810_AMY_2024EPW | 73.0325 | 55.1667 | 0 | 106.0107 | 0 | 70.191 | 26.6116 | 0 | 661.3437 | 0 | 0 | 339.6207
04/11 18:00:00 | 04 | 11 | 18 | USA_ID_Boise-AP-Gowen-Field-ANGB.726810_AMY_2024EPW | 73.94 | 55.1667 | 0 | 96.1641 | 0 | 70.1001 | 15.0484 | 0 | 651.8378 | 0 | 0 | 0
04/11 19:00:00 | 04 | 11 | 19 | USA_ID_Boise-AP-Gowen-Field-ANGB.726810_AMY_2024EPW | 73.94 | 55.1667 | 0 | 88.5492 | 0 | 70.2724 | 14.9544 | 0 | 498.5001 | 0 | 0 | 50.7544
04/11 20:00:00 | 04 | 11 | 20 | USA_ID_Boise-AP-Gowen-Field-ANGB.726810_AMY_2024EPW | 72.38 | 55.1667 | 0 | 69.4345 | 0 | 70.0799 | 27.7372 | 0 | 906.6083 | 0 | 0 | 0
04/11 21:00:00 | 04 | 11 | 21 | USA_ID_Boise-AP-Gowen-Field-ANGB.726810_AMY_2024EPW | 68.33 | 55.1667 | 0 | 64.657 | 0 | 70.0616 | 45.4387 | 0 | 1335.0655 | 0 | 0 | 0
04/11 22:00:00 | 04 | 11 | 22 | USA_ID_Boise-AP-Gowen-Field-ANGB.726810_AMY_2024EPW | 67.0925 | 55.1667 | 0 | 76.9327 | 0 | 70.1704 | 27.5721 | 0 | 718.0541 | 0 | 0 | 298.3479
04/11 23:00:00 | 04 | 11 | 23 | USA_ID_Boise-AP-Gowen-Field-ANGB.726810_AMY_2024EPW | 68 | 55.1667 | 0 | 74.1091 | 0 | 70.237 | 17.8726 | 0 | 448.7933 | 0 | 0 | 157.183
04/11 24:00:00 | 04 | 11 | 24 | USA_ID_Boise-AP-Gowen-Field-ANGB.726810_AMY_2024EPW | 68 | 55.1667 | 0 | 64.4428 | 0 | 70.1519 | 19.1081 | 0 | 521.5606 | 0 | 0 | 168.3568
04/12 01:00:00 | 04 | 12 | 01 | USA_ID_Boise-AP-Gowen-Field-ANGB.726810_AMY_2024EPW | 66.3425 | 55.3624 | 0 | 53.4679 | 0 | 70.1162 | 32.2309 | 0 | 993.1304 | 0 | 0 | 94.8664
04/12 02:00:00 | 04 | 12 | 02 | USA_ID_Boise-AP-Gowen-Field-ANGB.726810_AMY_2024EPW | 62.795 | 55.3624 | 0 | 52.4009 | 0 | 70.037 | 63.0177 | 0 | 1707.4649 | 0 | 0 | 0
04/12 03:00:00 | 04 | 12 | 03 | USA_ID_Boise-AP-Gowen-Field-ANGB.726810_AMY_2024EPW | 59.9075 | 55.3624 | 0 | 49.2059 | 0 | 70.1171 | 36.7629 | 0 | 957.2953 | 0 | 0 | 693.4048
04/12 04:00:00 | 04 | 12 | 04 | USA_ID_Boise-AP-Gowen-Field-ANGB.726810_AMY_2024EPW | 59 | 55.3624 | 0 | 47.7974 | 0 | 70.0986 | 30.6755 | 0 | 900.5393 | 0 | 0 | 559.0276
04/12 05:00:00 | 04 | 12 | 05 | USA_ID_Boise-AP-Gowen-Field-ANGB.726810_AMY_2024EPW | 57.9275 | 55.3624 | 0 | 48.4229 | 0 | 70.1466 | 36.4972 | 0 | 941.7239 | 0 | 0 | 638.7498
04/12 06:00:00 | 04 | 12 | 06 | USA_ID_Boise-AP-Gowen-Field-ANGB.726810_AMY_2024EPW | 55.9475 | 55.3624 | 0 | 47.089 | 0 | 70.1157 | 28.9364 | 0 | 798.2852 | 0 | 0 | 557.5879
04/12 07:00:00 | 04 | 12 | 07 | USA_ID_Boise-AP-Gowen-Field-ANGB.726810_AMY_2024EPW | 55.5275 | 55.3624 | 0 | 47.2557 | 0 | 70.1017 | 34.2391 | 0 | 909.6933 | 0 | 0 | 1100.7901
04/12 08:00:00 | 04 | 12 | 08 | USA_ID_Boise-AP-Gowen-Field-ANGB.726810_AMY_2024EPW | 54.8675 | 55.3624 | 0 | 50.5475 | 0 | 70.1203 | 35.4974 | 0 | 883.7097 | 0 | 0 | 1177.7669
04/12 09:00:00 | 04 | 12 | 09 | USA_ID_Boise-AP-Gowen-Field-ANGB.726810_AMY_2024EPW | 56.105 | 55.3624 | 0 | 56.1095 | 0 | 70.1165 | 30.0642 | 0 | 764.7733 | 0 | 0 | 1096.5278
04/12 10:00:00 | 04 | 12 | 10 | USA_ID_Boise-AP-Gowen-Field-ANGB.726810_AMY_2024EPW | 61.235 | 55.3624 | 0 | 67.5992 | 0 | 70.0379 | 25.1441 | 0 | 675.7333 | 0 | 0 | 893.8225
04/12 11:00:00 | 04 | 12 | 11 | USA_ID_Boise-AP-Gowen-Field-ANGB.726810_AMY_2024EPW | 66.185 | 55.3624 | 0 | 66.8525 | 0 | 70.06 | 19.8062 | 0 | 554.9266 | 0 | 0 | 669.7363
04/12 12:00:00 | 04 | 12 | 12 | USA_ID_Boise-AP-Gowen-Field-ANGB.726810_AMY_2024EPW | 70.145 | 55.3624 | 0 | 81.4561 | 0 | 70.1363 | 18.5748 | 0 | 490.2436 | 0 | 0 | 668.7209
04/12 13:00:00 | 04 | 12 | 13 | USA_ID_Boise-AP-Gowen-Field-ANGB.726810_AMY_2024EPW | 73.0325 | 55.3624 | 0 | 96.6077 | 0 | 70.2096 | 22.6995 | 0 | 531.8201 | 0 | 0 | 673.3408
04/12 14:00:00 | 04 | 12 | 14 | USA_ID_Boise-AP-Gowen-Field-ANGB.726810_AMY_2024EPW | 75.0125 | 55.3624 | 0 | 80.5519 | 0 | 70.1937 | 18.2982 | 0 | 473.8048 | 0 | 0 | 156.2008
04/12 15:00:00 | 04 | 12 | 15 | USA_ID_Boise-AP-Gowen-Field-ANGB.726810_AMY_2024EPW | 77.09 | 55.3624 | 0 | 74.2301 | 0 | 70.2591 | 16.967 | 0 | 395.4121 | 0 | 0 | 75.1887
04/12 16:00:00 | 04 | 12 | 16 | USA_ID_Boise-AP-Gowen-Field-ANGB.726810_AMY_2024EPW | 78.08 | 55.3624 | 0 | 84.7442 | 0 | 70.1593 | 8.5922 | 0 | 204.0721 | 0 | 0 | 45.4933
04/12 17:00:00 | 04 | 12 | 17 | USA_ID_Boise-AP-Gowen-Field-ANGB.726810_AMY_2024EPW | 76.91 | 55.3624 | 0 | 102.9249 | 0 | 70.3185 | 16.6229 | 0 | 375.0953 | 0 | 0 | 99.1108
04/12 18:00:00 | 04 | 12 | 18 | USA_ID_Boise-AP-Gowen-Field-ANGB.726810_AMY_2024EPW | 75.4325 | 55.3624 | 0 | 93.3649 | 0 | 70.1483 | 10.2357 | 0 | 481.8102 | 0 | 0 | 0
04/12 19:00:00 | 04 | 12 | 19 | USA_ID_Boise-AP-Gowen-Field-ANGB.726810_AMY_2024EPW | 74.435 | 55.3624 | 0 | 85.9716 | 0 | 70.1038 | 9.9356 | 0 | 469.1887 | 0 | 0 | 0
04/12 20:00:00 | 04 | 12 | 20 | USA_ID_Boise-AP-Gowen-Field-ANGB.726810_AMY_2024EPW | 72.8675 | 55.3624 | 0 | 67.4133 | 0 | 70.1339 | 12.893 | 0 | 560.4705 | 0 | 0 | 0
04/12 21:00:00 | 04 | 12 | 21 | USA_ID_Boise-AP-Gowen-Field-ANGB.726810_AMY_2024EPW | 70.8875 | 55.3624 | 0 | 62.7749 | 0 | 70.1102 | 15.9362 | 0 | 611.5956 | 0 | 0 | 0
04/12 22:00:00 | 04 | 12 | 22 | USA_ID_Boise-AP-Gowen-Field-ANGB.726810_AMY_2024EPW | 68.3225 | 55.3624 | 0 | 74.6933 | 0 | 70.2383 | 24.0374 | 0 | 665.6171 | 0 | 0 | 265.6532
04/12 23:00:00 | 04 | 12 | 23 | USA_ID_Boise-AP-Gowen-Field-ANGB.726810_AMY_2024EPW | 64.775 | 55.3624 | 0 | 71.9518 | 0 | 70.2021 | 17.25 | 0 | 412.1425 | 0 | 0 | 277.0378
04/12 24:00:00 | 04 | 12 | 24 | USA_ID_Boise-AP-Gowen-Field-ANGB.726810_AMY_2024EPW | 61.4 | 55.3624 | 0 | 62.5669 | 0 | 70.1264 | 29.6897 | 0 | 840.4401 | 0 | 0 | 452.5083
04/13 01:00:00 | 04 | 13 | 01 | USA_ID_Boise-AP-Gowen-Field-ANGB.726810_AMY_2024EPW | 59.495 | 55.5599 | 0 | 53.4597 | 0 | 70.2434 | 25.5963 | 0 | 602.0511 | 0 | 0 | 836.4284
04/13 02:00:00 | 04 | 13 | 02 | USA_ID_Boise-AP-Gowen-Field-ANGB.726810_AMY_2024EPW | 59.585 | 55.5599 | 0 | 52.3928 | 0 | 70.2498 | 25.4152 | 0 | 591.4087 | 0 | 0 | 817.6324
04/13 03:00:00 | 04 | 13 | 03 | USA_ID_Boise-AP-Gowen-Field-ANGB.726810_AMY_2024EPW | 57.8375 | 55.5599 | 0 | 49.1983 | 0 | 70.234 | 25.7171 | 0 | 609.0857 | 0 | 0 | 861.8129
04/13 04:00:00 | 04 | 13 | 04 | USA_ID_Boise-AP-Gowen-Field-ANGB.726810_AMY_2024EPW | 54.38 | 55.5599 | 0 | 47.79 | 0 | 70.1742 | 24.302 | 0 | 626.0951 | 0 | 0 | 647.8757
04/13 05:00:00 | 04 | 13 | 05 | USA_ID_Boise-AP-Gowen-Field-ANGB.726810_AMY_2024EPW | 50.8175 | 55.5599 | 0 | 48.4155 | 0 | 70.0147 | 31.5532 | 0 | 1037.1185 | 0 | 30.5384 | 895.1436
04/13 06:00:00 | 04 | 13 | 06 | USA_ID_Boise-AP-Gowen-Field-ANGB.726810_AMY_2024EPW | 49.505 | 55.5599 | 0 | 47.0818 | 0 | 70.0009 | 38.1363 | 0 | 1278.6266 | 0 | 87.2256 | 950.1449
04/13 07:00:00 | 04 | 13 | 07 | USA_ID_Boise-AP-Gowen-Field-ANGB.726810_AMY_2024EPW | 50 | 55.5599 | 0 | 47.2484 | 0 | 70.0881 | 33.6149 | 0 | 964.5268 | 0 | 0 | 1116.6744
04/13 08:00:00 | 04 | 13 | 08 | USA_ID_Boise-AP-Gowen-Field-ANGB.726810_AMY_2024EPW | 50 | 55.5599 | 0 | 50.5397 | 0 | 70.1348 | 26.1517 | 0 | 635.0713 | 0 | 0 | 717.2349
04/13 09:00:00 | 04 | 13 | 09 | USA_ID_Boise-AP-Gowen-Field-ANGB.726810_AMY_2024EPW | 52.145 | 55.5599 | 0 | 56.1009 | 0 | 70.1062 | 26.3848 | 0 | 648.4947 | 0 | 0 | 987.4562
04/13 10:00:00 | 04 | 13 | 10 | USA_ID_Boise-AP-Gowen-Field-ANGB.726810_AMY_2024EPW | 57.275 | 55.5599 | 0 | 67.5888 | 0 | 70.127 | 31.6839 | 0 | 759.5799 | 0 | 0 | 1179.9807
04/13 11:00:00 | 04 | 13 | 11 | USA_ID_Boise-AP-Gowen-Field-ANGB.726810_AMY_2024EPW | 62.225 | 55.5599 | 0 | 66.8423 | 0 | 70.0684 | 20.2694 | 0 | 584.2641 | 0 | 0 | 668.804
04/13 12:00:00 | 04 | 13 | 12 | USA_ID_Boise-AP-Gowen-Field-ANGB.726810_AMY_2024EPW | 65.1125 | 55.5599 | 0 | 81.4436 | 0 | 70.0636 | 19.7768 | 0 | 552.3991 | 0 | 0 | 668.4006
04/13 13:00:00 | 04 | 13 | 13 | USA_ID_Boise-AP-Gowen-Field-ANGB.726810_AMY_2024EPW | 67.0925 | 55.5599 | 0 | 96.5928 | 0 | 70.1298 | 20.2546 | 0 | 589.1893 | 0 | 0 | 667.2788
04/13 14:00:00 | 04 | 13 | 14 | USA_ID_Boise-AP-Gowen-Field-ANGB.726810_AMY_2024EPW | 70.73 | 55.5599 | 0 | 80.5395 | 0 | 70.1236 | 18.5731 | 0 | 490.0475 | 0 | 0 | 667.118
04/13 15:00:00 | 04 | 13 | 15 | USA_ID_Boise-AP-Gowen-Field-ANGB.726810_AMY_2024EPW | 74.6 | 55.5599 | 0 | 74.2187 | 0 | 70.2077 | 17.0511 | 0 | 400.2214 | 0 | 0 | 358.2234
04/13 16:00:00 | 04 | 13 | 16 | USA_ID_Boise-AP-Gowen-Field-ANGB.726810_AMY_2024EPW | 77.09 | 55.5599 | 0 | 84.7312 | 0 | 70.2639 | 8.3068 | 0 | 187.2387 | 0 | 0 | 153.3756
04/13 17:00:00 | 04 | 13 | 17 | USA_ID_Boise-AP-Gowen-Field-ANGB.726810_AMY_2024EPW | 79.1525 | 55.5599 | 0 | 102.9091 | 0 | 70.2256 | 12.0069 | 0 | 376.2472 | 0 | 0 | 144.8818
04/13 18:00:00 | 04 | 13 | 18 | USA_ID_Boise-AP-Gowen-Field-ANGB.726810_AMY_2024EPW | 80.06 | 55.5599 | 0 | 93.3505 | 0 | 70.2113 | 0 | 0 | 0 | 0 | 0 | 0
04/13 19:00:00 | 04 | 13 | 19 | USA_ID_Boise-AP-Gowen-Field-ANGB.726810_AMY_2024EPW | 79.475 | 55.5599 | 0 | 85.9584 | 0 | 70.145 | 0 | 0 | 0 | 0 | 0 | 0
04/13 20:00:00 | 04 | 13 | 20 | USA_ID_Boise-AP-Gowen-Field-ANGB.726810_AMY_2024EPW | 77.3225 | 55.5599 | 0 | 67.4029 | 0 | 70.0589 | 9.754 | 0 | 475.2122 | 0 | 0 | 0
04/13 21:00:00 | 04 | 13 | 21 | USA_ID_Boise-AP-Gowen-Field-ANGB.726810_AMY_2024EPW | 72.215 | 55.5599 | 0 | 62.7652 | 0 | 70.0973 | 13.3185 | 0 | 538.1823 | 0 | 0 | 0
04/13 22:00:00 | 04 | 13 | 22 | USA_ID_Boise-AP-Gowen-Field-ANGB.726810_AMY_2024EPW | 67.91 | 55.5599 | 0 | 74.6818 | 0 | 70.1507 | 23.3836 | 0 | 746.9812 | 0 | 0 | 62.5428
04/13 23:00:00 | 04 | 13 | 23 | USA_ID_Boise-AP-Gowen-Field-ANGB.726810_AMY_2024EPW | 67.505 | 55.5599 | 0 | 71.9408 | 0 | 70.2062 | 17.9791 | 0 | 454.8776 | 0 | 0 | 159.2599
04/13 24:00:00 | 04 | 13 | 24 | USA_ID_Boise-AP-Gowen-Field-ANGB.726810_AMY_2024EPW | 68.585 | 55.5599 | 0 | 62.5573 | 0 | 70.2472 | 16.8466 | 0 | 388.3365 | 0 | 0 | 94.355
04/14 01:00:00 | 04 | 14 | 01 | USA_ID_Boise-AP-Gowen-Field-ANGB.726810_AMY_2024EPW | 69.08 | 55.7591 | 0 | 57.7263 | 0 | 70.2362 | 17.269 | 0 | 413.1965 | 0 | 0 | 118.9716
04/14 02:00:00 | 04 | 14 | 02 | USA_ID_Boise-AP-Gowen-Field-ANGB.726810_AMY_2024EPW | 69.08 | 55.7591 | 0 | 56.5743 | 0 | 70.2166 | 17.9007 | 0 | 450.3467 | 0 | 0 | 153.7081
04/14 03:00:00 | 04 | 14 | 03 | USA_ID_Boise-AP-Gowen-Field-ANGB.726810_AMY_2024EPW | 65.765 | 55.7591 | 0 | 53.1248 | 0 | 70.1437 | 35.1562 | 0 | 1007.9947 | 0 | 0 | 0
04/14 04:00:00 | 04 | 14 | 04 | USA_ID_Boise-AP-Gowen-Field-ANGB.726810_AMY_2024EPW | 63.545 | 55.7591 | 0 | 51.6041 | 0 | 70.1612 | 17.5383 | 0 | 429.0029 | 0 | 0 | 290.3812
04/14 05:00:00 | 04 | 14 | 05 | USA_ID_Boise-AP-Gowen-Field-ANGB.726810_AMY_2024EPW | 63.455 | 55.7591 | 0 | 52.2795 | 0 | 70.1333 | 29.9317 | 0 | 855.8253 | 0 | 0 | 473.2441
04/14 06:00:00 | 04 | 14 | 06 | USA_ID_Boise-AP-Gowen-Field-ANGB.726810_AMY_2024EPW | 59.7425 | 55.7591 | 0 | 50.8393 | 0 | 70.1076 | 33.6702 | 0 | 887.9479 | 0 | 0 | 569.3735
04/14 07:00:00 | 04 | 14 | 07 | USA_ID_Boise-AP-Gowen-Field-ANGB.726810_AMY_2024EPW | 55.9475 | 55.7591 | 0 | 51.0193 | 0 | 70.1669 | 27.2554 | 0 | 694.3285 | 0 | 0 | 564.5794
04/14 08:00:00 | 04 | 14 | 08 | USA_ID_Boise-AP-Gowen-Field-ANGB.726810_AMY_2024EPW | 55.5275 | 55.7591 | 0 | 54.5732 | 0 | 70.1474 | 19.8132 | 0 | 563.0906 | 0 | 0 | 668.7292
04/14 09:00:00 | 04 | 14 | 09 | USA_ID_Boise-AP-Gowen-Field-ANGB.726810_AMY_2024EPW | 59.255 | 55.7591 | 0 | 60.5783 | 0 | 70.1558 | 18.9263 | 0 | 511.0668 | 0 | 0 | 668.2815
04/14 10:00:00 | 04 | 14 | 10 | USA_ID_Boise-AP-Gowen-Field-ANGB.726810_AMY_2024EPW | 62.5475 | 55.7591 | 0 | 72.983 | 0 | 70.1584 | 21.3487 | 0 | 552.7757 | 0 | 0 | 581.366
04/14 11:00:00 | 04 | 14 | 11 | USA_ID_Boise-AP-Gowen-Field-ANGB.726810_AMY_2024EPW | 66.275 | 55.7591 | 0 | 72.1769 | 0 | 70.1693 | 18.2288 | 0 | 469.8815 | 0 | 0 | 667.232
04/14 12:00:00 | 04 | 14 | 12 | USA_ID_Boise-AP-Gowen-Field-ANGB.726810_AMY_2024EPW | 69.5675 | 55.7591 | 0 | 87.9435 | 0 | 70.1667 | 18.0289 | 0 | 457.9268 | 0 | 0 | 290.8015
04/14 13:00:00 | 04 | 14 | 13 | USA_ID_Boise-AP-Gowen-Field-ANGB.726810_AMY_2024EPW | 69.98 | 55.7591 | 0 | 104.3018 | 0 | 70.1864 | 26.8734 | 0 | 676.974 | 0 | 0 | 233.9894
04/14 14:00:00 | 04 | 14 | 14 | USA_ID_Boise-AP-Gowen-Field-ANGB.726810_AMY_2024EPW | 69.98 | 55.7591 | 0 | 86.9673 | 0 | 70.2445 | 17.6057 | 0 | 433.0812 | 0 | 0 | 138.9368
04/14 15:00:00 | 04 | 14 | 15 | USA_ID_Boise-AP-Gowen-Field-ANGB.726810_AMY_2024EPW | 68.3225 | 55.7591 | 0 | 80.1421 | 0 | 70.1378 | 25.8184 | 0 | 748.1018 | 0 | 0 | 146.7988
04/14 16:00:00 | 04 | 14 | 16 | USA_ID_Boise-AP-Gowen-Field-ANGB.726810_AMY_2024EPW | 66.92 | 55.7591 | 0 | 91.4935 | 0 | 70.2532 | 17.35 | 0 | 418.0126 | 0 | 0 | 121.5431
04/14 17:00:00 | 04 | 14 | 17 | USA_ID_Boise-AP-Gowen-Field-ANGB.726810_AMY_2024EPW | 66.92 | 55.7591 | 0 | 111.1222 | 0 | 70.2005 | 18.3232 | 0 | 475.151 | 0 | 0 | 186.0176
04/14 18:00:00 | 04 | 14 | 18 | USA_ID_Boise-AP-Gowen-Field-ANGB.726810_AMY_2024EPW | 66.4325 | 55.7591 | 0 | 100.8008 | 0 | 70.2175 | 17.8766 | 0 | 448.9157 | 0 | 0 | 154.5145
04/14 19:00:00 | 04 | 14 | 19 | USA_ID_Boise-AP-Gowen-Field-ANGB.726810_AMY_2024EPW | 64.9475 | 55.7591 | 0 | 92.8187 | 0 | 70.3994 | 9.1381 | 0 | 236.1454 | 0 | 0 | 83.6631
04/14 20:00:00 | 04 | 14 | 20 | USA_ID_Boise-AP-Gowen-Field-ANGB.726810_AMY_2024EPW | 62.3825 | 55.7591 | 0 | 72.7823 | 0 | 70.284 | 36.2486 | 259.4472 | 539.1891 | 0 | 0 | 38.1615
04/14 21:00:00 | 04 | 14 | 21 | USA_ID_Boise-AP-Gowen-Field-ANGB.726810_AMY_2024EPW | 60.4925 | 55.7591 | 0 | 67.7745 | 0 | 70.1903 | 18.2195 | 0 | 468.9946 | 0 | 0 | 213.3781
04/14 22:00:00 | 04 | 14 | 22 | USA_ID_Boise-AP-Gowen-Field-ANGB.726810_AMY_2024EPW | 57.8375 | 55.7591 | 0 | 80.6421 | 0 | 70.1831 | 18.2511 | 0 | 470.8509 | 0 | 0 | 212.6937
04/14 23:00:00 | 04 | 14 | 23 | USA_ID_Boise-AP-Gowen-Field-ANGB.726810_AMY_2024EPW | 54.8675 | 55.7591 | 0 | 77.6823 | 0 | 70.183 | 15.1614 | 0 | 389.6233 | 0 | 0 | 316.825
04/14 24:00:00 | 04 | 14 | 24 | USA_ID_Boise-AP-Gowen-Field-ANGB.726810_AMY_2024EPW | 53.4725 | 55.7591 | 0 | 67.5499 | 0 | 70.1459 | 18.9867 | 0 | 514.2672 | 0 | 0 | 177.1797
04/15 01:00:00 | 04 | 15 | 01 | USA_ID_Boise-AP-Gowen-Field-ANGB.726810_AMY_2024EPW | 52.475 | 55.96 | 0 | 61.2036 | 0 | 70.2007 | 21.0914 | 0 | 537.5637 | 0 | 0 | 691.0839
04/15 02:00:00 | 04 | 15 | 02 | USA_ID_Boise-AP-Gowen-Field-ANGB.726810_AMY_2024EPW | 51.4925 | 55.96 | 0 | 59.9822 | 0 | 70.1875 | 24.3584 | 0 | 629.4259 | 0 | 0 | 573.7514
04/15 03:00:00 | 04 | 15 | 03 | USA_ID_Boise-AP-Gowen-Field-ANGB.726810_AMY_2024EPW | 48.8375 | 55.96 | 0 | 56.325 | 0 | 70.1794 | 26.4725 | 0 | 653.4989 | 0 | 120.2903 | 346.833
04/15 04:00:00 | 04 | 15 | 04 | USA_ID_Boise-AP-Gowen-Field-ANGB.726810_AMY_2024EPW | 46.94 | 55.96 | 0 | 54.7127 | 0 | 70.0856 | 23.7776 | 0 | 695.9733 | 0 | 138.6646 | 634.6659
04/15 05:00:00 | 04 | 15 | 05 | USA_ID_Boise-AP-Gowen-Field-ANGB.726810_AMY_2024EPW | 46.94 | 55.96 | 0 | 55.4287 | 0 | 70.033 | 25.156 | 0 | 870.8041 | 0 | 111.5743 | 668.6432
04/15 06:00:00 | 04 | 15 | 06 | USA_ID_Boise-AP-Gowen-Field-ANGB.726810_AMY_2024EPW | 46.4525 | 55.96 | 0 | 53.9019 | 0 | 69.9922 | 36.6257 | 0 | 1283.2357 | 0 | 92.3207 | 894.452
04/15 07:00:00 | 04 | 15 | 07 | USA_ID_Boise-AP-Gowen-Field-ANGB.726810_AMY_2024EPW | 46.04 | 55.96 | 0 | 54.0926 | 0 | 69.983 | 40.6301 | 0 | 1433.1346 | 0 | 89.7691 | 897.5536
04/15 08:00:00 | 04 | 15 | 08 | USA_ID_Boise-AP-Gowen-Field-ANGB.726810_AMY_2024EPW | 47.1125 | 55.96 | 0 | 57.8607 | 0 | 70.1161 | 41.9147 | 0 | 1061.0366 | 0 | 126.8572 | 1555.9682
04/15 09:00:00 | 04 | 15 | 09 | USA_ID_Boise-AP-Gowen-Field-ANGB.726810_AMY_2024EPW | 48.02 | 55.96 | 0 | 64.2275 | 0 | 70.1098 | 36.3751 | 0 | 935.4567 | 0 | 133.0714 | 1331.6441
04/15 10:00:00 | 04 | 15 | 10 | USA_ID_Boise-AP-Gowen-Field-ANGB.726810_AMY_2024EPW | 48.5075 | 55.96 | 0 | 77.3795 | 0 | 70.0993 | 37.5299 | 0 | 1003.3025 | 0 | 123.0104 | 1333.1023
04/15 11:00:00 | 04 | 15 | 11 | USA_ID_Boise-AP-Gowen-Field-ANGB.726810_AMY_2024EPW | 48.92 | 55.96 | 0 | 76.5248 | 0 | 70.0954 | 37.9798 | 0 | 1029.7154 | 0 | 119.0908 | 1333.951
04/15 12:00:00 | 04 | 15 | 12 | USA_ID_Boise-AP-Gowen-Field-ANGB.726810_AMY_2024EPW | 51.1625 | 55.96 | 0 | 93.2412 | 0 | 70.0813 | 27.44 | 0 | 710.5796 | 0 | 33.6384 | 1002.3955
04/15 13:00:00 | 04 | 15 | 13 | USA_ID_Boise-AP-Gowen-Field-ANGB.726810_AMY_2024EPW | 56.8625 | 55.96 | 0 | 110.5849 | 0 | 70.0694 | 33.9839 | 0 | 876.6238 | 0 | 0 | 1223.8475
04/15 14:00:00 | 04 | 15 | 14 | USA_ID_Boise-AP-Gowen-Field-ANGB.726810_AMY_2024EPW | 58.91 | 55.96 | 0 | 92.2061 | 0 | 70.1149 | 29.7995 | 0 | 848.4082 | 0 | 0 | 715.0742
04/15 15:00:00 | 04 | 15 | 15 | USA_ID_Boise-AP-Gowen-Field-ANGB.726810_AMY_2024EPW | 60.1625 | 55.96 | 0 | 84.9697 | 0 | 70.0672 | 22.0997 | 0 | 596.9608 | 0 | 0 | 781.3222
04/15 16:00:00 | 04 | 15 | 16 | USA_ID_Boise-AP-Gowen-Field-ANGB.726810_AMY_2024EPW | 62.06 | 55.96 | 0 | 97.005 | 0 | 70.161 | 27.9687 | 0 | 740.3634 | 0 | 0 | 567.044
04/15 17:00:00 | 04 | 15 | 17 | USA_ID_Boise-AP-Gowen-Field-ANGB.726810_AMY_2024EPW | 62.06 | 55.96 | 0 | 117.8161 | 0 | 70.1801 | 23.8936 | 0 | 602.2761 | 0 | 0 | 434.1298
04/15 18:00:00 | 04 | 15 | 18 | USA_ID_Boise-AP-Gowen-Field-ANGB.726810_AMY_2024EPW | 63.1325 | 55.96 | 0 | 106.873 | 0 | 70.1526 | 23.079 | 0 | 554.1826 | 0 | 0 | 706.6027
04/15 19:00:00 | 04 | 15 | 19 | USA_ID_Boise-AP-Gowen-Field-ANGB.726810_AMY_2024EPW | 62.9675 | 55.96 | 0 | 98.41 | 0 | 70.2678 | 17.9338 | 0 | 452.3707 | 0 | 0 | 138.0225
04/15 20:00:00 | 04 | 15 | 20 | USA_ID_Boise-AP-Gowen-Field-ANGB.726810_AMY_2024EPW | 61.475 | 55.96 | 0 | 77.1667 | 0 | 70.2865 | 43.6788 | 267.123 | 769.8341 | 0 | 0 | 0
04/15 21:00:00 | 04 | 15 | 21 | USA_ID_Boise-AP-Gowen-Field-ANGB.726810_AMY_2024EPW | 58.835 | 55.96 | 0 | 71.8572 | 0 | 70.1714 | 26.9576 | 0 | 681.7916 | 0 | 0 | 509.8665
04/15 22:00:00 | 04 | 15 | 22 | USA_ID_Boise-AP-Gowen-Field-ANGB.726810_AMY_2024EPW | 55.9475 | 55.96 | 0 | 85.5 | 0 | 70.1539 | 19.8524 | 0 | 565.117 | 0 | 0 | 433.2018
04/15 23:00:00 | 04 | 15 | 23 | USA_ID_Boise-AP-Gowen-Field-ANGB.726810_AMY_2024EPW | 54.455 | 55.96 | 0 | 82.3618 | 0 | 70.1899 | 27.0198 | 0 | 685.3748 | 0 | 0 | 611.4642
04/15 24:00:00 | 04 | 15 | 24 | USA_ID_Boise-AP-Gowen-Field-ANGB.726810_AMY_2024EPW | 53.96 | 55.96 | 0 | 71.6191 | 0 | 70.2525 | 24.9928 | 0 | 566.5563 | 0 | 0 | 874.0255
04/16 01:00:00 | 04 | 16 | 01 | USA_ID_Boise-AP-Gowen-Field-ANGB.726810_AMY_2024EPW | 52.4 | 56.1624 | 0 | 106.4919 | 0 | 70.1713 | 24.7039 | 0 | 649.7574 | 0 | 0 | 445.9513
04/16 02:00:00 | 04 | 16 | 02 | USA_ID_Boise-AP-Gowen-Field-ANGB.726810_AMY_2024EPW | 49.4225 | 56.1624 | 0 | 104.3667 | 0 | 70.1008 | 38.0278 | 0 | 1031.8517 | 0 | 79.5 | 776.235
04/16 03:00:00 | 04 | 16 | 03 | USA_ID_Boise-AP-Gowen-Field-ANGB.726810_AMY_2024EPW | 47.435 | 56.1624 | 0 | 98.0033 | 0 | 70.0613 | 35.4784 | 0 | 1052.2852 | 0 | 115.5737 | 1116.0571
04/16 04:00:00 | 04 | 16 | 04 | USA_ID_Boise-AP-Gowen-Field-ANGB.726810_AMY_2024EPW | 45.38 | 56.1624 | 0 | 95.1979 | 0 | 70.0359 | 37.606 | 0 | 1147.0441 | 0 | 110.8052 | 1126.5432
04/16 05:00:00 | 04 | 16 | 05 | USA_ID_Boise-AP-Gowen-Field-ANGB.726810_AMY_2024EPW | 43.475 | 56.1624 | 0 | 96.4438 | 0 | 70.0605 | 43.2326 | 0 | 1255.6772 | 0 | 96.6558 | 1481.5589
04/16 06:00:00 | 04 | 16 | 06 | USA_ID_Boise-AP-Gowen-Field-ANGB.726810_AMY_2024EPW | 42.4925 | 56.1624 | 0 | 93.787 | 0 | 70.0363 | 44.1162 | 0 | 1401.3625 | 0 | 78.1785 | 1377.7127
04/16 07:00:00 | 04 | 16 | 07 | USA_ID_Boise-AP-Gowen-Field-ANGB.726810_AMY_2024EPW | 41.495 | 56.1624 | 0 | 94.119 | 0 | 70.045 | 46.3942 | 0 | 1377.2972 | 17.0899 | 85.457 | 1631.183
04/16 08:00:00 | 04 | 16 | 08 | USA_ID_Boise-AP-Gowen-Field-ANGB.726810_AMY_2024EPW | 41 | 56.1624 | 0 | 100.6753 | 0 | 70.0058 | 58.1453 | 0 | 1580.9859 | 97.4422 | 78.9247 | 1562.4874
04/16 09:00:00 | 04 | 16 | 09 | USA_ID_Boise-AP-Gowen-Field-ANGB.726810_AMY_2024EPW | 42.0725 | 56.1624 | 0 | 111.7532 | 0 | 70.0563 | 72.4131 | 0 | 2036.0257 | 0 | 70.3031 | 1835.0607
04/16 10:00:00 | 04 | 16 | 10 | USA_ID_Boise-AP-Gowen-Field-ANGB.726810_AMY_2024EPW | 44.6375 | 56.1624 | 0 | 134.6372 | 0 | 70.0281 | 62.4084 | 0 | 1867.7495 | 0 | 73.1846 | 1464.7221
04/16 11:00:00 | 04 | 16 | 11 | USA_ID_Boise-AP-Gowen-Field-ANGB.726810_AMY_2024EPW | 48.185 | 56.1624 | 0 | 133.15 | 0 | 70.0498 | 32.1693 | 0 | 1040.9318 | 0 | 99.1131 | 890.9137
04/16 12:00:00 | 04 | 16 | 12 | USA_ID_Boise-AP-Gowen-Field-ANGB.726810_AMY_2024EPW | 51.6575 | 56.1624 | 0 | 162.2359 | 0 | 70.0797 | 26.8654 | 0 | 777.731 | 0 | 0 | 890.1808
04/16 13:00:00 | 04 | 16 | 13 | USA_ID_Boise-AP-Gowen-Field-ANGB.726810_AMY_2024EPW | 53.5475 | 56.1624 | 0 | 192.4133 | 0 | 70.0897 | 29.0922 | 0 | 808.2577 | 0 | 0 | 999.9526
04/16 14:00:00 | 04 | 16 | 14 | USA_ID_Boise-AP-Gowen-Field-ANGB.726810_AMY_2024EPW | 54.545 | 56.1624 | 0 | 160.4349 | 0 | 70.1169 | 32.2989 | 0 | 795.8392 | 0 | 0 | 1191.3514
04/16 15:00:00 | 04 | 16 | 15 | USA_ID_Boise-AP-Gowen-Field-ANGB.726810_AMY_2024EPW | 55.5275 | 56.1624 | 0 | 147.8439 | 0 | 70.0771 | 22.332 | 0 | 644.2468 | 0 | 0 | 722.0816
04/16 16:00:00 | 04 | 16 | 16 | USA_ID_Boise-AP-Gowen-Field-ANGB.726810_AMY_2024EPW | 55.4525 | 56.1624 | 0 | 168.7848 | 0 | 70.1026 | 26.894 | 0 | 772.0794 | 0 | 0 | 655.6955
04/16 17:00:00 | 04 | 16 | 17 | USA_ID_Boise-AP-Gowen-Field-ANGB.726810_AMY_2024EPW | 56.1125 | 56.1624 | 0 | 204.9952 | 0 | 70.1112 | 19.7156 | 0 | 557.26 | 0 | 0 | 666.0178
04/16 18:00:00 | 04 | 16 | 18 | USA_ID_Boise-AP-Gowen-Field-ANGB.726810_AMY_2024EPW | 56.435 | 56.1624 | 0 | 185.9546 | 0 | 70.1055 | 15.9498 | 0 | 436.0415 | 0 | 0 | 430.5808
04/16 19:00:00 | 04 | 16 | 19 | USA_ID_Boise-AP-Gowen-Field-ANGB.726810_AMY_2024EPW | 56.525 | 56.1624 | 0 | 171.2294 | 0 | 70.2327 | 23.3597 | 0 | 570.597 | 0 | 0 | 428.2901
04/16 20:00:00 | 04 | 16 | 20 | USA_ID_Boise-AP-Gowen-Field-ANGB.726810_AMY_2024EPW | 55.9475 | 56.1624 | 0 | 134.2669 | 0 | 70.2539 | 47.0134 | 68.0373 | 974.0523 | 0 | 0 | 444.1305
04/16 21:00:00 | 04 | 16 | 21 | USA_ID_Boise-AP-Gowen-Field-ANGB.726810_AMY_2024EPW | 55.04 | 56.1624 | 0 | 125.0286 | 0 | 70.0616 | 48.4994 | 0 | 1228.4324 | 0 | 0 | 0
04/16 22:00:00 | 04 | 16 | 22 | USA_ID_Boise-AP-Gowen-Field-ANGB.726810_AMY_2024EPW | 53.9675 | 56.1624 | 0 | 148.7665 | 0 | 70.2157 | 27.4276 | 0 | 709.2509 | 0 | 0 | 542.9528
04/16 23:00:00 | 04 | 16 | 23 | USA_ID_Boise-AP-Gowen-Field-ANGB.726810_AMY_2024EPW | 52.475 | 56.1624 | 0 | 143.3063 | 0 | 70.2281 | 25.4056 | 0 | 590.837 | 0 | 0 | 691.0281
04/16 24:00:00 | 04 | 16 | 24 | USA_ID_Boise-AP-Gowen-Field-ANGB.726810_AMY_2024EPW | 50.9075 | 56.1624 | 0 | 124.6144 | 0 | 70.0704 | 39.9188 | 0 | 1126.794 | 0 | 0 | 909.2817
04/17 01:00:00 | 04 | 17 | 01 | USA_ID_Boise-AP-Gowen-Field-ANGB.726810_AMY_2024EPW | 49.415 | 56.3664 | 0 | 66.6047 | 0 | 70.0426 | 46.074 | 0 | 1370.1807 | 0 | 103.1027 | 1291.5405
04/17 02:00:00 | 04 | 17 | 02 | USA_ID_Boise-AP-Gowen-Field-ANGB.726810_AMY_2024EPW | 48.4325 | 56.3664 | 0 | 65.2755 | 0 | 70.0682 | 47.3226 | 0 | 1343.3083 | 0 | 97.1983 | 1481.3541
04/17 03:00:00 | 04 | 17 | 03 | USA_ID_Boise-AP-Gowen-Field-ANGB.726810_AMY_2024EPW | 46.9475 | 56.3664 | 0 | 61.2955 | 0 | 70.109 | 56.9756 | 0 | 1542.9072 | 0 | 81.325 | 1225.3124
04/17 04:00:00 | 04 | 17 | 04 | USA_ID_Boise-AP-Gowen-Field-ANGB.726810_AMY_2024EPW | 44.3825 | 56.3664 | 0 | 59.541 | 0 | 70.1098 | 81.4656 | 0 | 2083.6083 | 0 | 69.645 | 1506.5716
04/17 05:00:00 | 04 | 17 | 05 | USA_ID_Boise-AP-Gowen-Field-ANGB.726810_AMY_2024EPW | 40.835 | 56.3664 | 0 | 60.3202 | 0 | 70.122 | 78.6619 | 0 | 1915.3481 | 87.8802 | 60.3881 | 2355.2357
04/17 06:00:00 | 04 | 17 | 06 | USA_ID_Boise-AP-Gowen-Field-ANGB.726810_AMY_2024EPW | 37.9475 | 56.3664 | 0 | 58.6585 | 0 | 70.0973 | 101.0047 | 0 | 2145.4751 | 148.4519 | 61.6984 | 3669.178
04/17 07:00:00 | 04 | 17 | 07 | USA_ID_Boise-AP-Gowen-Field-ANGB.726810_AMY_2024EPW | 35.9675 | 56.3664 | 0 | 58.8661 | 0 | 70.1045 | 99.0038 | 0 | 2206.4785 | 131.7501 | 57.9023 | 2791.0913
04/17 08:00:00 | 04 | 17 | 08 | USA_ID_Boise-AP-Gowen-Field-ANGB.726810_AMY_2024EPW | 36.1325 | 56.3664 | 0 | 62.9667 | 0 | 70.0707 | 94.6867 | 0 | 2144.5672 | 100.7493 | 65.0988 | 2969.2478
04/17 09:00:00 | 04 | 17 | 09 | USA_ID_Boise-AP-Gowen-Field-ANGB.726810_AMY_2024EPW | 38.1125 | 56.3664 | 0 | 69.8954 | 0 | 70.0487 | 98.3081 | 0 | 2324.6326 | 76.3029 | 44.9259 | 3431.8682
04/17 10:00:00 | 04 | 17 | 10 | USA_ID_Boise-AP-Gowen-Field-ANGB.726810_AMY_2024EPW | 40.6775 | 56.3664 | 0 | 84.208 | 0 | 70.0536 | 88.0944 | 0 | 2139.7043 | 33.0589 | 71.2909 | 2536.5269
04/17 11:00:00 | 04 | 17 | 11 | USA_ID_Boise-AP-Gowen-Field-ANGB.726810_AMY_2024EPW | 44.225 | 56.3664 | 0 | 83.2779 | 0 | 70.0233 | 73.9282 | 0 | 2101.5627 | 0 | 71.6472 | 1553.1878
04/17 12:00:00 | 04 | 17 | 12 | USA_ID_Boise-AP-Gowen-Field-ANGB.726810_AMY_2024EPW | 47.1125 | 56.3664 | 0 | 101.4695 | 0 | 70.0581 | 88.4633 | 0 | 2270.0748 | 0 | 55.7087 | 2150.5102
04/17 13:00:00 | 04 | 17 | 13 | USA_ID_Boise-AP-Gowen-Field-ANGB.726810_AMY_2024EPW | 49.0925 | 56.3664 | 0 | 120.3437 | 0 | 70.1127 | 81.2132 | 0 | 2244.4205 | 0 | 41.0972 | 1576.2191
04/17 14:00:00 | 04 | 17 | 14 | USA_ID_Boise-AP-Gowen-Field-ANGB.726810_AMY_2024EPW | 50.585 | 56.3664 | 0 | 100.343 | 0 | 70.0677 | 77.3422 | 0 | 2053.0464 | 0 | 0 | 1641.7137
04/17 15:00:00 | 04 | 17 | 15 | USA_ID_Boise-AP-Gowen-Field-ANGB.726810_AMY_2024EPW | 51.5675 | 56.3664 | 0 | 92.4681 | 0 | 70.0414 | 54.2723 | 0 | 1647.1481 | 0 | 0 | 1328.5875
04/17 16:00:00 | 04 | 17 | 16 | USA_ID_Boise-AP-Gowen-Field-ANGB.726810_AMY_2024EPW | 52.565 | 56.3664 | 0 | 105.5654 | 0 | 70.0704 | 30.3556 | 0 | 882.5935 | 0 | 0 | 938.7043
04/17 17:00:00 | 04 | 17 | 17 | USA_ID_Boise-AP-Gowen-Field-ANGB.726810_AMY_2024EPW | 53.06 | 56.3664 | 0 | 128.213 | 0 | 70.1157 | 35.2453 | 0 | 868.6191 | 0 | 0 | 939.3735
04/17 18:00:00 | 04 | 17 | 18 | USA_ID_Boise-AP-Gowen-Field-ANGB.726810_AMY_2024EPW | 53.06 | 56.3664 | 0 | 116.3042 | 0 | 70.1239 | 35.2625 | 0 | 869.7477 | 0 | 0 | 996.5851
04/17 19:00:00 | 04 | 17 | 19 | USA_ID_Boise-AP-Gowen-Field-ANGB.726810_AMY_2024EPW | 52.475 | 56.3664 | 0 | 107.0944 | 0 | 70.0733 | 53.3165 | 0 | 1526.298 | 0 | 0 | 1172.7632
04/17 20:00:00 | 04 | 17 | 20 | USA_ID_Boise-AP-Gowen-Field-ANGB.726810_AMY_2024EPW | 50.9075 | 56.3664 | 0 | 83.9764 | 0 | 70.1665 | 71.6452 | 0 | 1804.8362 | 0 | 0 | 868.0859
04/17 21:00:00 | 04 | 17 | 21 | USA_ID_Boise-AP-Gowen-Field-ANGB.726810_AMY_2024EPW | 48.3425 | 56.3664 | 0 | 78.1984 | 0 | 70.1681 | 72.1565 | 0 | 1834.9976 | 0 | 71.3162 | 795.289
04/17 22:00:00 | 04 | 17 | 22 | USA_ID_Boise-AP-Gowen-Field-ANGB.726810_AMY_2024EPW | 44.795 | 56.3664 | 0 | 93.0451 | 0 | 70.061 | 33.6094 | 0 | 982.9528 | 0 | 116.3149 | 1120.4932
04/17 23:00:00 | 04 | 17 | 23 | USA_ID_Boise-AP-Gowen-Field-ANGB.726810_AMY_2024EPW | 41.9075 | 56.3664 | 0 | 89.63 | 0 | 70.0811 | 53.3384 | 0 | 1478.7409 | 5.7961 | 104.1493 | 1819.8646
04/17 24:00:00 | 04 | 17 | 24 | USA_ID_Boise-AP-Gowen-Field-ANGB.726810_AMY_2024EPW | 41 | 56.3664 | 0 | 77.9393 | 0 | 70.0552 | 43.0744 | 0 | 1056.8473 | 46.1176 | 118.2591 | 1151.0683
04/18 01:00:00 | 04 | 18 | 01 | USA_ID_Boise-AP-Gowen-Field-ANGB.726810_AMY_2024EPW | 39.3425 | 56.5718 | 0 | 66.4485 | 0 | 70.1205 | 68.9844 | 0 | 1601.1394 | 67.1746 | 86.1514 | 1930.2598
04/18 02:00:00 | 04 | 18 | 02 | USA_ID_Boise-AP-Gowen-Field-ANGB.726810_AMY_2024EPW | 37.94 | 56.5718 | 0 | 65.1224 | 0 | 70.045 | 68.7183 | 0 | 1766.4161 | 63.9539 | 77.7947 | 1997.8798
04/18 03:00:00 | 04 | 18 | 03 | USA_ID_Boise-AP-Gowen-Field-ANGB.726810_AMY_2024EPW | 38.525 | 56.5718 | 0 | 61.1518 | 0 | 70.0293 | 62.9978 | 0 | 1725.5037 | 70.2475 | 70.7565 | 1967.187
04/18 04:00:00 | 04 | 18 | 04 | USA_ID_Boise-AP-Gowen-Field-ANGB.726810_AMY_2024EPW | 36.875 | 56.5718 | 0 | 59.4013 | 0 | 70.0308 | 77.0537 | 0 | 1893.4817 | 87.5999 | 75.0825 | 2106.6047
04/18 05:00:00 | 04 | 18 | 05 | USA_ID_Boise-AP-Gowen-Field-ANGB.726810_AMY_2024EPW | 35.06 | 56.5718 | 0 | 60.1787 | 0 | 70.062 | 89.2335 | 0 | 2094.9337 | 92.8285 | 68.1239 | 2330.7258
04/18 06:00:00 | 04 | 18 | 06 | USA_ID_Boise-AP-Gowen-Field-ANGB.726810_AMY_2024EPW | 33.4025 | 56.5718 | 0 | 58.521 | 0 | 70.1034 | 102.9482 | 0 | 2237.0182 | 115.7841 | 65.585 | 2559.2452
04/18 07:00:00 | 04 | 18 | 07 | USA_ID_Boise-AP-Gowen-Field-ANGB.726810_AMY_2024EPW | 33.0725 | 56.5718 | 0 | 58.7281 | 0 | 70.0777 | 90.9005 | 0 | 1951.1627 | 120.0314 | 76.5954 | 3558.3149
04/18 08:00:00 | 04 | 18 | 08 | USA_ID_Boise-AP-Gowen-Field-ANGB.726810_AMY_2024EPW | 35.0525 | 56.5718 | 0 | 62.8191 | 0 | 70.0539 | 96.7 | 0 | 2142.8786 | 96.98 | 67.5731 | 3143.062
04/18 09:00:00 | 04 | 18 | 09 | USA_ID_Boise-AP-Gowen-Field-ANGB.726810_AMY_2024EPW | 39.275 | 56.5718 | 0 | 69.7315 | 0 | 70.0447 | 69.0047 | 0 | 1807.0469 | 39.7323 | 86.1111 | 1344.001
04/18 10:00:00 | 04 | 18 | 10 | USA_ID_Boise-AP-Gowen-Field-ANGB.726810_AMY_2024EPW | 44.225 | 56.5718 | 0 | 84.0105 | 0 | 70.0134 | 76.9243 | 0 | 1995.1345 | 0 | 87.1832 | 1627.4994
04/18 11:00:00 | 04 | 18 | 11 | USA_ID_Boise-AP-Gowen-Field-ANGB.726810_AMY_2024EPW | 47.1125 | 56.5718 | 0 | 83.0826 | 0 | 70.0472 | 97.4801 | 0 | 2505.0566 | 0 | 57.7154 | 2115.4848
04/18 12:00:00 | 04 | 18 | 12 | USA_ID_Boise-AP-Gowen-Field-ANGB.726810_AMY_2024EPW | 49.0925 | 56.5718 | 0 | 101.2315 | 0 | 70.0554 | 88.7163 | 0 | 2319.7154 | 0 | 46.3207 | 2069.7237
04/18 13:00:00 | 04 | 18 | 13 | USA_ID_Boise-AP-Gowen-Field-ANGB.726810_AMY_2024EPW | 51.0725 | 56.5718 | 0 | 120.0615 | 0 | 70.0727 | 71.1489 | 0 | 1852.9317 | 0 | 0 | 1985.6693
04/18 14:00:00 | 04 | 18 | 14 | USA_ID_Boise-AP-Gowen-Field-ANGB.726810_AMY_2024EPW | 53.0525 | 56.5718 | 0 | 100.1077 | 0 | 70.0957 | 34.1232 | 0 | 968.6993 | 0 | 0 | 1093.0916
04/18 15:00:00 | 04 | 18 | 15 | USA_ID_Boise-AP-Gowen-Field-ANGB.726810_AMY_2024EPW | 54.545 | 56.5718 | 0 | 92.2512 | 0 | 70.0424 | 33.9526 | 0 | 926.8676 | 0 | 0 | 1025.1513
04/18 16:00:00 | 04 | 18 | 16 | USA_ID_Boise-AP-Gowen-Field-ANGB.726810_AMY_2024EPW | 55.5275 | 56.5718 | 0 | 105.3179 | 0 | 70.0551 | 24.6322 | 0 | 683.9055 | 0 | 0 | 828.2226
04/18 17:00:00 | 04 | 18 | 17 | USA_ID_Boise-AP-Gowen-Field-ANGB.726810_AMY_2024EPW | 56.525 | 56.5718 | 0 | 127.9123 | 0 | 70.113 | 27.9956 | 0 | 742.9226 | 0 | 0 | 689.9706
04/18 18:00:00 | 04 | 18 | 18 | USA_ID_Boise-AP-Gowen-Field-ANGB.726810_AMY_2024EPW | 56.435 | 56.5718 | 0 | 116.0314 | 0 | 70.1248 | 33.0546 | 0 | 789.3317 | 0 | 0 | 1033.1957
04/18 19:00:00 | 04 | 18 | 19 | USA_ID_Boise-AP-Gowen-Field-ANGB.726810_AMY_2024EPW | 56.525 | 56.5718 | 0 | 106.8432 | 0 | 70.0892 | 39.4633 | 0 | 1061.416 | 0 | 0 | 404.7808
04/18 20:00:00 | 04 | 18 | 20 | USA_ID_Boise-AP-Gowen-Field-ANGB.726810_AMY_2024EPW | 55.9475 | 56.5718 | 0 | 83.7795 | 0 | 70.0646 | 45.4697 | 0 | 1316.1116 | 0 | 0 | 663.3855
04/18 21:00:00 | 04 | 18 | 21 | USA_ID_Boise-AP-Gowen-Field-ANGB.726810_AMY_2024EPW | 53.3825 | 56.5718 | 0 | 78.015 | 0 | 70.0495 | 47.8924 | 0 | 1373.2193 | 0 | 0 | 224.9202
04/18 22:00:00 | 04 | 18 | 22 | USA_ID_Boise-AP-Gowen-Field-ANGB.726810_AMY_2024EPW | 50.3225 | 56.5718 | 0 | 92.8269 | 0 | 70.1364 | 36.0495 | 0 | 915.5196 | 0 | 53.7661 | 1056.3555
04/18 23:00:00 | 04 | 18 | 23 | USA_ID_Boise-AP-Gowen-Field-ANGB.726810_AMY_2024EPW | 47.8475 | 56.5718 | 0 | 89.4198 | 0 | 70.0566 | 33.9994 | 0 | 995.8049 | 0 | 112.1042 | 854.756
04/18 24:00:00 | 04 | 18 | 24 | USA_ID_Boise-AP-Gowen-Field-ANGB.726810_AMY_2024EPW | 45.8675 | 56.5718 | 0 | 77.7565 | 0 | 70.0496 | 27.1556 | 0 | 844.5003 | 0 | 128.1046 | 727.2212
04/19 01:00:00 | 04 | 19 | 01 | USA_ID_Boise-AP-Gowen-Field-ANGB.726810_AMY_2024EPW | 42.815 | 56.7786 | 0 | 62.6834 | 0 | 70.0973 | 48.6129 | 0 | 1312.9002 | 4.5109 | 111.8935 | 701.7466
04/19 02:00:00 | 04 | 19 | 02 | USA_ID_Boise-AP-Gowen-Field-ANGB.726810_AMY_2024EPW | 39.9275 | 56.7786 | 0 | 61.4325 | 0 | 70.0353 | 54.7889 | 0 | 1534.0299 | 42.7025 | 81.3009 | 1757.6457
04/19 03:00:00 | 04 | 19 | 03 | USA_ID_Boise-AP-Gowen-Field-ANGB.726810_AMY_2024EPW | 39.02 | 56.7786 | 0 | 57.6868 | 0 | 70.0337 | 65.3876 | 0 | 1767.3061 | 51.8633 | 77.7778 | 1933.8867
04/19 04:00:00 | 04 | 19 | 04 | USA_ID_Boise-AP-Gowen-Field-ANGB.726810_AMY_2024EPW | 39.02 | 56.7786 | 0 | 56.0355 | 0 | 70.052 | 82.7604 | 0 | 2202.7019 | 51.615 | 59.2314 | 1955.0676
04/19 05:00:00 | 04 | 19 | 05 | USA_ID_Boise-AP-Gowen-Field-ANGB.726810_AMY_2024EPW | 38.435 | 56.7786 | 0 | 56.7689 | 0 | 70.0322 | 73.5113 | 0 | 1835.1391 | 43.7351 | 86.2149 | 1835.8013
04/19 06:00:00 | 04 | 19 | 06 | USA_ID_Boise-AP-Gowen-Field-ANGB.726810_AMY_2024EPW | 36.8675 | 56.7786 | 0 | 55.2051 | 0 | 70.106 | 93.5221 | 0 | 2206.0552 | 61.9991 | 66.2825 | 2224.4262
04/19 07:00:00 | 04 | 19 | 07 | USA_ID_Boise-AP-Gowen-Field-ANGB.726810_AMY_2024EPW | 35.4725 | 56.7786 | 0 | 55.4004 | 0 | 70.1152 | 87.8388 | 0 | 2002.0421 | 58.8482 | 75.676 | 3636.5987
04/19 08:00:00 | 04 | 19 | 08 | USA_ID_Boise-AP-Gowen-Field-ANGB.726810_AMY_2024EPW | 36.1325 | 56.7786 | 0 | 59.2596 | 0 | 70.0344 | 69.6784 | 0 | 1749.0094 | 35.473 | 93.2046 | 2246.1692
04/19 09:00:00 | 04 | 19 | 09 | USA_ID_Boise-AP-Gowen-Field-ANGB.726810_AMY_2024EPW | 40.2575 | 56.7786 | 0 | 65.7803 | 0 | 70.0782 | 68.957 | 0 | 1862.4301 | 12.3635 | 80.4561 | 1669.6088
04/19 10:00:00 | 04 | 19 | 10 | USA_ID_Boise-AP-Gowen-Field-ANGB.726810_AMY_2024EPW | 45.71 | 56.7786 | 0 | 79.2503 | 0 | 70.0387 | 40.1532 | 0 | 1162.9396 | 0 | 108.3104 | 829.9389
04/19 11:00:00 | 04 | 19 | 11 | USA_ID_Boise-AP-Gowen-Field-ANGB.726810_AMY_2024EPW | 50.165 | 56.7786 | 0 | 78.3749 | 0 | 70.0723 | 27.91 | 0 | 839.3231 | 0 | 52.9717 | 883.2739
04/19 12:00:00 | 04 | 19 | 12 | USA_ID_Boise-AP-Gowen-Field-ANGB.726810_AMY_2024EPW | 53.6375 | 56.7786 | 0 | 95.4955 | 0 | 70.0701 | 28.085 | 0 | 849.6181 | 0 | 0 | 883.4949
04/19 13:00:00 | 04 | 19 | 13 | USA_ID_Boise-AP-Gowen-Field-ANGB.726810_AMY_2024EPW | 56.1125 | 56.7786 | 0 | 113.2585 | 0 | 70.0774 | 26.5017 | 0 | 756.2286 | 0 | 0 | 883.3662
04/19 14:00:00 | 04 | 19 | 14 | USA_ID_Boise-AP-Gowen-Field-ANGB.726810_AMY_2024EPW | 58.0925 | 56.7786 | 0 | 94.4354 | 0 | 70.1122 | 19.0076 | 0 | 502.3451 | 0 | 0 | 564.0325
04/19 15:00:00 | 04 | 19 | 15 | USA_ID_Boise-AP-Gowen-Field-ANGB.726810_AMY_2024EPW | 59.585 | 56.7786 | 0 | 87.0241 | 0 | 70.1018 | 27.115 | 0 | 712.8584 | 0 | 0 | 891.0238
04/19 16:00:00 | 04 | 19 | 16 | USA_ID_Boise-AP-Gowen-Field-ANGB.726810_AMY_2024EPW | 60.5675 | 56.7786 | 0 | 99.3503 | 0 | 70.0999 | 18.5247 | 0 | 487.1072 | 0 | 0 | 662.1465
04/19 17:00:00 | 04 | 19 | 17 | USA_ID_Boise-AP-Gowen-Field-ANGB.726810_AMY_2024EPW | 61.565 | 56.7786 | 0 | 120.6646 | 0 | 70.1403 | 18.3509 | 0 | 477.0303 | 0 | 0 | 663.25
04/19 18:00:00 | 04 | 19 | 18 | USA_ID_Boise-AP-Gowen-Field-ANGB.726810_AMY_2024EPW | 62.06 | 56.7786 | 0 | 109.4569 | 0 | 70.2011 | 17.9298 | 0 | 452.0529 | 0 | 0 | 280.3859
04/19 19:00:00 | 04 | 19 | 19 | USA_ID_Boise-AP-Gowen-Field-ANGB.726810_AMY_2024EPW | 62.5475 | 56.7786 | 0 | 100.7893 | 0 | 70.1194 | 25.3141 | 0 | 801.5863 | 0 | 0 | 72.2811
04/19 20:00:00 | 04 | 19 | 20 | USA_ID_Boise-AP-Gowen-Field-ANGB.726810_AMY_2024EPW | 61.8875 | 56.7786 | 0 | 79.0324 | 0 | 70.0721 | 29.1443 | 0 | 881.96 | 0 | 0 | 147.9958
04/19 21:00:00 | 04 | 19 | 21 | USA_ID_Boise-AP-Gowen-Field-ANGB.726810_AMY_2024EPW | 57.7625 | 56.7786 | 0 | 73.5945 | 0 | 70.0657 | 60.8749 | 0 | 1595.9879 | 0 | 0 | 333.6731
04/19 22:00:00 | 04 | 19 | 22 | USA_ID_Boise-AP-Gowen-Field-ANGB.726810_AMY_2024EPW | 53.9675 | 56.7786 | 0 | 87.5671 | 0 | 70.1834 | 21.3549 | 0 | 553.2884 | 0 | 0 | 570.7073
04/19 23:00:00 | 04 | 19 | 23 | USA_ID_Boise-AP-Gowen-Field-ANGB.726810_AMY_2024EPW | 51.9875 | 56.7786 | 0 | 84.3531 | 0 | 70.2192 | 18.0699 | 0 | 460.4312 | 0 | 0 | 663.1582
04/19 24:00:00 | 04 | 19 | 24 | USA_ID_Boise-AP-Gowen-Field-ANGB.726810_AMY_2024EPW | 48.8375 | 56.7786 | 0 | 73.3507 | 0 | 70.1486 | 16.4301 | 0 | 464.3929 | 0 | 117.3896 | 355.6609
04/20 01:00:00 | 04 | 20 | 01 | USA_ID_Boise-AP-Gowen-Field-ANGB.726810_AMY_2024EPW | 45.38 | 56.9868 | 0 | 408.6463 | 0 | 70.1306 | 43.8318 | 0 | 1078.17 | 0 | 130.6033 | 1497.2089
04/20 02:00:00 | 04 | 20 | 02 | USA_ID_Boise-AP-Gowen-Field-ANGB.726810_AMY_2024EPW | 44.5475 | 56.9868 | 0 | 400.4912 | 0 | 70.1328 | 35.9664 | 0 | 919.1604 | 0 | 136.6329 | 1057.662
04/20 03:00:00 | 04 | 20 | 03 | USA_ID_Boise-AP-Gowen-Field-ANGB.726810_AMY_2024EPW | 44.4725 | 56.9868 | 0 | 376.0725 | 0 | 70.0436 | 37.699 | 0 | 1127.7308 | 0 | 101.4348 | 1243.5627
04/20 04:00:00 | 04 | 20 | 04 | USA_ID_Boise-AP-Gowen-Field-ANGB.726810_AMY_2024EPW | 44.06 | 56.9868 | 0 | 365.3076 | 0 | 70.0485 | 40.8238 | 0 | 1211.1271 | 0 | 97.4225 | 1362.3995
04/20 05:00:00 | 04 | 20 | 05 | USA_ID_Boise-AP-Gowen-Field-ANGB.726810_AMY_2024EPW | 43.475 | 56.9868 | 0 | 370.0883 | 0 | 70.0512 | 45.0024 | 0 | 1347.6914 | 0 | 88.6893 | 1480.3864
04/20 06:00:00 | 04 | 20 | 06 | USA_ID_Boise-AP-Gowen-Field-ANGB.726810_AMY_2024EPW | 41.3225 | 56.9868 | 0 | 359.8935 | 0 | 70.0326 | 38.1098 | 0 | 1220.6436 | 40.5422 | 85.1011 | 1141.082
04/20 07:00:00 | 04 | 20 | 07 | USA_ID_Boise-AP-Gowen-Field-ANGB.726810_AMY_2024EPW | 40.505 | 56.9868 | 0 | 361.1673 | 0 | 70.1017 | 106.2903 | 0 | 2060.2057 | 222.659 | 56.6436 | 4083.5799
04/20 08:00:00 | 04 | 20 | 08 | USA_ID_Boise-AP-Gowen-Field-ANGB.726810_AMY_2024EPW | 42.6575 | 56.9868 | 0 | 386.3261 | 0 | 70.0404 | 66.2322 | 0 | 1816.0095 | 0 | 78.6859 | 1625.8196
04/20 09:00:00 | 04 | 20 | 09 | USA_ID_Boise-AP-Gowen-Field-ANGB.726810_AMY_2024EPW | 46.6925 | 56.9868 | 0 | 428.8359 | 0 | 70.0306 | 39.8491 | 0 | 1309.0615 | 0 | 88.8889 | 900.4643
04/20 10:00:00 | 04 | 20 | 10 | USA_ID_Boise-AP-Gowen-Field-ANGB.726810_AMY_2024EPW | 50.09 | 56.9868 | 0 | 516.6496 | 0 | 70.0355 | 36.3823 | 0 | 1219.4718 | 0 | 44.4444 | 895.3807
04/20 11:00:00 | 04 | 20 | 11 | USA_ID_Boise-AP-Gowen-Field-ANGB.726810_AMY_2024EPW | 53.225 | 56.9868 | 0 | 510.9429 | 0 | 70.0694 | 28.3431 | 0 | 854.2157 | 0 | 0 | 895.9625
04/20 12:00:00 | 04 | 20 | 12 | USA_ID_Boise-AP-Gowen-Field-ANGB.726810_AMY_2024EPW | 56.6 | 56.9868 | 0 | 622.5555 | 0 | 70.0825 | 36.6948 | 0 | 913.9025 | 0 | 0 | 1250.4562
04/20 13:00:00 | 04 | 20 | 13 | USA_ID_Boise-AP-Gowen-Field-ANGB.726810_AMY_2024EPW | 60.1625 | 56.9868 | 0 | 738.3565 | 0 | 70.0748 | 21.5037 | 0 | 660.9142 | 0 | 0 | 630.0402
04/20 14:00:00 | 04 | 20 | 14 | USA_ID_Boise-AP-Gowen-Field-ANGB.726810_AMY_2024EPW | 63.1325 | 56.9868 | 0 | 615.6446 | 0 | 70.0705 | 19.9284 | 0 | 566.2206 | 0 | 0 | 673.5002
04/20 15:00:00 | 04 | 20 | 15 | USA_ID_Boise-AP-Gowen-Field-ANGB.726810_AMY_2024EPW | 65.6 | 56.9868 | 0 | 567.3286 | 0 | 70.1048 | 27.2166 | 0 | 696.9756 | 0 | 0 | 939.3552
04/20 16:00:00 | 04 | 20 | 16 | USA_ID_Boise-AP-Gowen-Field-ANGB.726810_AMY_2024EPW | 68.09 | 56.9868 | 0 | 647.686 | 0 | 70.0575 | 18.1017 | 0 | 462.1885 | 0 | 0 | 674.1452
04/20 17:00:00 | 04 | 20 | 17 | USA_ID_Boise-AP-Gowen-Field-ANGB.726810_AMY_2024EPW | 69.08 | 56.9868 | 0 | 786.6379 | 0 | 70.1794 | 19.6797 | 0 | 454.5545 | 0 | 0 | 555.5516
04/20 18:00:00 | 04 | 20 | 18 | USA_ID_Boise-AP-Gowen-Field-ANGB.726810_AMY_2024EPW | 70.1525 | 56.9868 | 0 | 713.5726 | 0 | 70.1321 | 13.1561 | 0 | 535.9632 | 0 | 0 | 0
04/20 19:00:00 | 04 | 20 | 19 | USA_ID_Boise-AP-Gowen-Field-ANGB.726810_AMY_2024EPW | 70.475 | 56.9868 | 0 | 657.0667 | 0 | 70.0324 | 15.6848 | 0 | 747.335 | 0 | 0 | 0
04/20 20:00:00 | 04 | 20 | 20 | USA_ID_Boise-AP-Gowen-Field-ANGB.726810_AMY_2024EPW | 68.9075 | 56.9868 | 0 | 515.2288 | 0 | 70.1393 | 12.1793 | 0 | 514.7349 | 0 | 0 | 0
04/20 21:00:00 | 04 | 20 | 21 | USA_ID_Boise-AP-Gowen-Field-ANGB.726810_AMY_2024EPW | 65.855 | 56.9868 | 0 | 479.7781 | 0 | 70.1261 | 14.5193 | 0 | 551.4835 | 0 | 0 | 0
04/20 22:00:00 | 04 | 20 | 22 | USA_ID_Boise-AP-Gowen-Field-ANGB.726810_AMY_2024EPW | 61.895 | 56.9868 | 0 | 570.8687 | 0 | 70.2404 | 25.3035 | 0 | 584.4861 | 0 | 0 | 468.1754
04/20 23:00:00 | 04 | 20 | 23 | USA_ID_Boise-AP-Gowen-Field-ANGB.726810_AMY_2024EPW | 59.495 | 56.9868 | 0 | 549.916 | 0 | 70.2463 | 17.3189 | 0 | 416.1301 | 0 | 0 | 156.4949
04/20 24:00:00 | 04 | 20 | 24 | USA_ID_Boise-AP-Gowen-Field-ANGB.726810_AMY_2024EPW | 58.415 | 56.9868 | 0 | 478.1886 | 0 | 70.1173 | 20.6483 | 0 | 611.8365 | 0 | 0 | 261.7193
04/21 01:00:00 | 04 | 21 | 01 | USA_ID_Boise-AP-Gowen-Field-ANGB.726810_AMY_2024EPW | 58.505 | 57.1963 | 0 | 73.0744 | 0 | 70.1928 | 25.9474 | 0 | 622.1925 | 0 | 0 | 632.412
04/21 02:00:00 | 04 | 21 | 02 | USA_ID_Boise-AP-Gowen-Field-ANGB.726810_AMY_2024EPW | 57.3425 | 57.1963 | 0 | 71.6161 | 0 | 70.2342 | 26.046 | 0 | 628.3608 | 0 | 0 | 867.5417
04/21 03:00:00 | 04 | 21 | 03 | USA_ID_Boise-AP-Gowen-Field-ANGB.726810_AMY_2024EPW | 55.94 | 57.1963 | 0 | 67.2496 | 0 | 70.1697 | 27.2164 | 0 | 697.2094 | 0 | 0 | 404.3413
04/21 04:00:00 | 04 | 21 | 04 | USA_ID_Boise-AP-Gowen-Field-ANGB.726810_AMY_2024EPW | 54.8675 | 57.1963 | 0 | 65.3246 | 0 | 70.1877 | 21.2288 | 0 | 545.8743 | 0 | 0 | 588.2533
04/21 05:00:00 | 04 | 21 | 05 | USA_ID_Boise-AP-Gowen-Field-ANGB.726810_AMY_2024EPW | 52.4 | 57.1963 | 0 | 66.1795 | 0 | 70.1644 | 26.6509 | 0 | 663.6963 | 0 | 0 | 603.5487
04/21 06:00:00 | 04 | 21 | 06 | USA_ID_Boise-AP-Gowen-Field-ANGB.726810_AMY_2024EPW | 49.91 | 57.1963 | 0 | 64.3564 | 0 | 70.1099 | 22.8857 | 0 | 643.094 | 0 | 69.3057 | 794.8119
04/21 07:00:00 | 04 | 21 | 07 | USA_ID_Boise-AP-Gowen-Field-ANGB.726810_AMY_2024EPW | 48.92 | 57.1963 | 0 | 64.5842 | 0 | 70.0759 | 22.2059 | 0 | 703.5367 | 0 | 131.5255 | 681.2537
04/21 08:00:00 | 04 | 21 | 08 | USA_ID_Boise-AP-Gowen-Field-ANGB.726810_AMY_2024EPW | 49.505 | 57.1963 | 0 | 69.0831 | 0 | 70.0798 | 21.8563 | 0 | 682.9867 | 0 | 117.905 | 680.8713
04/21 09:00:00 | 04 | 21 | 09 | USA_ID_Boise-AP-Gowen-Field-ANGB.726810_AMY_2024EPW | 51.6575 | 57.1963 | 0 | 76.6848 | 0 | 70.0806 | 21.6859 | 0 | 672.9783 | 0 | 0 | 680.403
04/21 10:00:00 | 04 | 21 | 10 | USA_ID_Boise-AP-Gowen-Field-ANGB.726810_AMY_2024EPW | 54.1325 | 57.1963 | 0 | 92.3877 | 0 | 70.0601 | 30.2068 | 0 | 772.6636 | 0 | 0 | 1100.1296
04/21 11:00:00 | 04 | 21 | 11 | USA_ID_Boise-AP-Gowen-Field-ANGB.726810_AMY_2024EPW | 56.1125 | 57.1963 | 0 | 91.3672 | 0 | 70.0709 | 22.6839 | 0 | 631.5035 | 0 | 0 | 791.1596
04/21 12:00:00 | 04 | 21 | 12 | USA_ID_Boise-AP-Gowen-Field-ANGB.726810_AMY_2024EPW | 58.0925 | 57.1963 | 0 | 111.3258 | 0 | 70.0546 | 26.8535 | 0 | 774.6448 | 0 | 0 | 812.8241
04/21 13:00:00 | 04 | 21 | 13 | USA_ID_Boise-AP-Gowen-Field-ANGB.726810_AMY_2024EPW | 60.0725 | 57.1963 | 0 | 132.0335 | 0 | 70.0863 | 30.4691 | 0 | 773.3839 | 0 | 0 | 1061.9854
04/21 14:00:00 | 04 | 21 | 14 | USA_ID_Boise-AP-Gowen-Field-ANGB.726810_AMY_2024EPW | 60.98 | 57.1963 | 0 | 110.09 | 0 | 70.1302 | 29.6537 | 0 | 840.5559 | 0 | 0 | 612.2719
04/21 15:00:00 | 04 | 21 | 15 | USA_ID_Boise-AP-Gowen-Field-ANGB.726810_AMY_2024EPW | 60.98 | 57.1963 | 0 | 101.4501 | 0 | 70.1272 | 26.7144 | 0 | 768.2592 | 0 | 0 | 613.5166
04/21 16:00:00 | 04 | 21 | 16 | USA_ID_Boise-AP-Gowen-Field-ANGB.726810_AMY_2024EPW | 60.4925 | 57.1963 | 0 | 115.8197 | 0 | 70.1425 | 22.4942 | 0 | 620.4946 | 0 | 0 | 611.6931
04/21 17:00:00 | 04 | 21 | 17 | USA_ID_Boise-AP-Gowen-Field-ANGB.726810_AMY_2024EPW | 60.5675 | 57.1963 | 0 | 140.6672 | 0 | 70.1781 | 23.3638 | 0 | 571.1213 | 0 | 0 | 414.2914
04/21 18:00:00 | 04 | 21 | 18 | USA_ID_Boise-AP-Gowen-Field-ANGB.726810_AMY_2024EPW | 61.565 | 57.1963 | 0 | 127.6016 | 0 | 70.1794 | 17.7671 | 0 | 442.4292 | 0 | 0 | 454.1585
04/21 19:00:00 | 04 | 21 | 19 | USA_ID_Boise-AP-Gowen-Field-ANGB.726810_AMY_2024EPW | 61.475 | 57.1963 | 0 | 117.4972 | 0 | 70.1246 | 20.4565 | 0 | 600.6903 | 0 | 0 | 262.4643
04/21 20:00:00 | 04 | 21 | 20 | USA_ID_Boise-AP-Gowen-Field-ANGB.726810_AMY_2024EPW | 59.3225 | 57.1963 | 0 | 92.1336 | 0 | 70.0845 | 51.7201 | 0 | 1367.9396 | 0 | 0 | 103.9285
04/21 21:00:00 | 04 | 21 | 21 | USA_ID_Boise-AP-Gowen-Field-ANGB.726810_AMY_2024EPW | 56.36 | 57.1963 | 0 | 85.7943 | 0 | 70.1065 | 37.7498 | 0 | 1021.1347 | 0 | 0 | 455.612
04/21 22:00:00 | 04 | 21 | 22 | USA_ID_Boise-AP-Gowen-Field-ANGB.726810_AMY_2024EPW | 52.895 | 57.1963 | 0 | 102.0832 | 0 | 70.1677 | 35.3458 | 0 | 868.4118 | 0 | 0 | 811.8556
04/21 23:00:00 | 04 | 21 | 23 | USA_ID_Boise-AP-Gowen-Field-ANGB.726810_AMY_2024EPW | 51.08 | 57.1963 | 0 | 98.3364 | 0 | 70.1626 | 16.269 | 0 | 455.0209 | 0 | 0 | 376.4703
04/21 24:00:00 | 04 | 21 | 24 | USA_ID_Boise-AP-Gowen-Field-ANGB.726810_AMY_2024EPW | 49.91 | 57.1963 | 0 | 85.51 | 0 | 70.1365 | 20.0997 | 0 | 579.9377 | 0 | 70.683 | 671.9213
04/22 01:00:00 | 04 | 22 | 01 | USA_ID_Boise-AP-Gowen-Field-ANGB.726810_AMY_2024EPW | 47.36 | 57.407 | 0 | 72.2606 | 0 | 70.0358 | 32.6332 | 0 | 1012.63 | 0 | 107.4793 | 949.911
04/22 02:00:00 | 04 | 22 | 02 | USA_ID_Boise-AP-Gowen-Field-ANGB.726810_AMY_2024EPW | 44.9675 | 57.407 | 0 | 70.8185 | 0 | 70.026 | 33.8366 | 0 | 1122.0846 | 0 | 109.7287 | 908.8601
04/22 03:00:00 | 04 | 22 | 03 | USA_ID_Boise-AP-Gowen-Field-ANGB.726810_AMY_2024EPW | 42.9875 | 57.407 | 0 | 66.5006 | 0 | 70.0712 | 33.2254 | 0 | 1001.6352 | 0 | 126.3348 | 1030.2397
04/22 04:00:00 | 04 | 22 | 04 | USA_ID_Boise-AP-Gowen-Field-ANGB.726810_AMY_2024EPW | 40.4225 | 57.407 | 0 | 64.597 | 0 | 70.1108 | 37.8058 | 0 | 974.2135 | 53.1422 | 120.3117 | 1587.6906
04/22 05:00:00 | 04 | 22 | 05 | USA_ID_Boise-AP-Gowen-Field-ANGB.726810_AMY_2024EPW | 38.435 | 57.407 | 0 | 65.4424 | 0 | 70.0609 | 59.1723 | 0 | 1547.893 | 114.9859 | 77.1904 | 1862.2922
04/22 06:00:00 | 04 | 22 | 06 | USA_ID_Boise-AP-Gowen-Field-ANGB.726810_AMY_2024EPW | 37.4525 | 57.407 | 0 | 63.6397 | 0 | 70.0408 | 62.2033 | 0 | 1506.4109 | 118.6631 | 83.9495 | 1787.4653
04/22 07:00:00 | 04 | 22 | 07 | USA_ID_Boise-AP-Gowen-Field-ANGB.726810_AMY_2024EPW | 35.9675 | 57.407 | 0 | 63.8649 | 0 | 70.0763 | 90.6897 | 0 | 2007.2933 | 145.5669 | 69.9593 | 2684.0887
04/22 08:00:00 | 04 | 22 | 08 | USA_ID_Boise-AP-Gowen-Field-ANGB.726810_AMY_2024EPW | 36.1325 | 57.407 | 0 | 68.3137 | 0 | 70.0166 | 85.6578 | 0 | 1964.9205 | 108.855 | 77.7778 | 2101.7275
04/22 09:00:00 | 04 | 22 | 09 | USA_ID_Boise-AP-Gowen-Field-ANGB.726810_AMY_2024EPW | 39.185 | 57.407 | 0 | 75.8307 | 0 | 70.053 | 52.2844 | 0 | 1356.867 | 57.6334 | 94.4444 | 1770.1594
04/22 10:00:00 | 04 | 22 | 10 | USA_ID_Boise-AP-Gowen-Field-ANGB.726810_AMY_2024EPW | 43.145 | 57.407 | 0 | 91.3587 | 0 | 70.0573 | 33.0902 | 0 | 1050.1675 | 0 | 108.0945 | 894.4872
04/22 11:00:00 | 04 | 22 | 11 | USA_ID_Boise-AP-Gowen-Field-ANGB.726810_AMY_2024EPW | 47.105 | 57.407 | 0 | 90.3496 | 0 | 70.0798 | 27.179 | 0 | 798.0042 | 0 | 129.8625 | 893.4666
04/22 12:00:00 | 04 | 22 | 12 | USA_ID_Boise-AP-Gowen-Field-ANGB.726810_AMY_2024EPW | 50.5775 | 57.407 | 0 | 110.086 | 0 | 70.094 | 25.7396 | 0 | 711.3266 | 0 | 53.9005 | 891.058
04/22 13:00:00 | 04 | 22 | 13 | USA_ID_Boise-AP-Gowen-Field-ANGB.726810_AMY_2024EPW | 54.125 | 57.407 | 0 | 130.563 | 0 | 70.0743 | 27.3268 | 0 | 703.8733 | 0 | 0 | 1003.1296
04/22 14:00:00 | 04 | 22 | 14 | USA_ID_Boise-AP-Gowen-Field-ANGB.726810_AMY_2024EPW | 57.5975 | 57.407 | 0 | 108.8639 | 0 | 70.1062 | 32.9091 | 0 | 831.7427 | 0 | 0 | 1210.1183
04/22 15:00:00 | 04 | 22 | 15 | USA_ID_Boise-AP-Gowen-Field-ANGB.726810_AMY_2024EPW | 60.0725 | 57.407 | 0 | 100.3202 | 0 | 70.0856 | 27.6771 | 0 | 694.5826 | 0 | 0 | 952.1834
04/22 16:00:00 | 04 | 22 | 16 | USA_ID_Boise-AP-Gowen-Field-ANGB.726810_AMY_2024EPW | 61.565 | 57.407 | 0 | 114.5298 | 0 | 70.1526 | 18.3462 | 0 | 476.8272 | 0 | 0 | 667.6506
04/22 17:00:00 | 04 | 22 | 17 | USA_ID_Boise-AP-Gowen-Field-ANGB.726810_AMY_2024EPW | 62.5475 | 57.407 | 0 | 139.1005 | 0 | 70.1681 | 18.0048 | 0 | 456.5998 | 0 | 0 | 668.6404
04/22 18:00:00 | 04 | 22 | 18 | USA_ID_Boise-AP-Gowen-Field-ANGB.726810_AMY_2024EPW | 62.96 | 57.407 | 0 | 126.1804 | 0 | 70.0557 | 34.5043 | 0 | 1076.3096 | 0 | 0 | 0
04/22 19:00:00 | 04 | 22 | 19 | USA_ID_Boise-AP-Gowen-Field-ANGB.726810_AMY_2024EPW | 62.4725 | 57.407 | 0 | 116.1885 | 0 | 70.1963 | 29.7463 | 0 | 803.5169 | 0 | 0 | 210.3966
04/22 20:00:00 | 04 | 22 | 20 | USA_ID_Boise-AP-Gowen-Field-ANGB.726810_AMY_2024EPW | 60.4025 | 57.407 | 0 | 91.1075 | 0 | 70.0564 | 31.9721 | 0 | 990.9015 | 0 | 0 | 0
04/22 21:00:00 | 04 | 22 | 21 | USA_ID_Boise-AP-Gowen-Field-ANGB.726810_AMY_2024EPW | 57.9275 | 57.407 | 0 | 84.8388 | 0 | 70.222 | 30.6841 | 0 | 769.3973 | 0 | 0 | 508.6894
04/22 22:00:00 | 04 | 22 | 22 | USA_ID_Boise-AP-Gowen-Field-ANGB.726810_AMY_2024EPW | 55.3625 | 57.407 | 0 | 100.9462 | 0 | 70.2126 | 18.1907 | 0 | 467.3891 | 0 | 0 | 356.3162
04/22 23:00:00 | 04 | 22 | 23 | USA_ID_Boise-AP-Gowen-Field-ANGB.726810_AMY_2024EPW | 52.4 | 57.407 | 0 | 97.2412 | 0 | 70.1732 | 22.0157 | 0 | 591.9991 | 0 | 0 | 689.3685
04/22 24:00:00 | 04 | 22 | 24 | USA_ID_Boise-AP-Gowen-Field-ANGB.726810_AMY_2024EPW | 49.91 | 57.407 | 0 | 84.5577 | 0 | 70.2034 | 23.6906 | 0 | 590.1522 | 0 | 78.2415 | 580.9821
04/23 01:00:00 | 04 | 23 | 01 | USA_ID_Boise-AP-Gowen-Field-ANGB.726810_AMY_2024EPW | 47.8475 | 57.6188 | 0 | 64.3851 | 0 | 70.0727 | 23.5945 | 0 | 674.4269 | 0 | 146.4606 | 700.4998
04/23 02:00:00 | 04 | 23 | 02 | USA_ID_Boise-AP-Gowen-Field-ANGB.726810_AMY_2024EPW | 45.38 | 57.6188 | 0 | 63.1002 | 0 | 70.0804 | 36.5941 | 0 | 1044.4054 | 0 | 117.6906 | 1197.9277
04/23 03:00:00 | 04 | 23 | 03 | USA_ID_Boise-AP-Gowen-Field-ANGB.726810_AMY_2024EPW | 44.06 | 57.6188 | 0 | 59.2529 | 0 | 70.0335 | 44.841 | 0 | 1393.86 | 0 | 86.3565 | 1363.5099
04/23 04:00:00 | 04 | 23 | 04 | USA_ID_Boise-AP-Gowen-Field-ANGB.726810_AMY_2024EPW | 42.4025 | 57.6188 | 0 | 57.5568 | 0 | 70.0968 | 26.9159 | 0 | 776.1498 | 8.3841 | 132.1356 | 1000.1838
04/23 05:00:00 | 04 | 23 | 05 | USA_ID_Boise-AP-Gowen-Field-ANGB.726810_AMY_2024EPW | 41 | 57.6188 | 0 | 58.31 | 0 | 70.025 | 54.0034 | 0 | 1447.4065 | 86.2165 | 87.0598 | 1557.8204
04/23 06:00:00 | 04 | 23 | 06 | USA_ID_Boise-AP-Gowen-Field-ANGB.726810_AMY_2024EPW | 41 | 57.6188 | 0 | 56.7037 | 0 | 70.0341 | 68.8091 | 0 | 1719.0295 | 106.2174 | 77.7778 | 2059.3884
04/23 07:00:00 | 04 | 23 | 07 | USA_ID_Boise-AP-Gowen-Field-ANGB.726810_AMY_2024EPW | 40.415 | 57.6188 | 0 | 56.9044 | 0 | 70.0115 | 79.5284 | 0 | 1929.6532 | 133.4831 | 66.6667 | 2043.5796
04/23 08:00:00 | 04 | 23 | 08 | USA_ID_Boise-AP-Gowen-Field-ANGB.726810_AMY_2024EPW | 41.5775 | 57.6188 | 0 | 60.8684 | 0 | 70.0196 | 65.4615 | 0 | 1871.551 | 37.9926 | 70.1191 | 1621.0351
04/23 09:00:00 | 04 | 23 | 09 | USA_ID_Boise-AP-Gowen-Field-ANGB.726810_AMY_2024EPW | 46.1975 | 57.6188 | 0 | 67.5661 | 0 | 70.0729 | 29.1257 | 0 | 899.6543 | 0 | 120.8342 | 896.0007
04/23 10:00:00 | 04 | 23 | 10 | USA_ID_Boise-AP-Gowen-Field-ANGB.726810_AMY_2024EPW | 51.1625 | 57.6188 | 0 | 81.4018 | 0 | 70.1232 | 24.2031 | 0 | 620.8581 | 0 | 39.1594 | 865.6432
04/23 11:00:00 | 04 | 23 | 11 | USA_ID_Boise-AP-Gowen-Field-ANGB.726810_AMY_2024EPW | 55.205 | 57.6188 | 0 | 80.5026 | 0 | 70.1084 | 26.0848 | 0 | 630.9282 | 0 | 0 | 945.2514
04/23 12:00:00 | 04 | 23 | 12 | USA_ID_Boise-AP-Gowen-Field-ANGB.726810_AMY_2024EPW | 58.6775 | 57.6188 | 0 | 98.088 | 0 | 70.0666 | 22.3795 | 0 | 713.691 | 0 | 0 | 669.3599
04/23 13:00:00 | 04 | 23 | 13 | USA_ID_Boise-AP-Gowen-Field-ANGB.726810_AMY_2024EPW | 62.225 | 57.6188 | 0 | 116.3332 | 0 | 70.0804 | 21.1778 | 0 | 643.0055 | 0 | 0 | 669.634
04/23 14:00:00 | 04 | 23 | 14 | USA_ID_Boise-AP-Gowen-Field-ANGB.726810_AMY_2024EPW | 65.1125 | 57.6188 | 0 | 96.9991 | 0 | 70.1321 | 17.3011 | 0 | 465.6239 | 0 | 0 | 611.9721
04/23 15:00:00 | 04 | 23 | 15 | USA_ID_Boise-AP-Gowen-Field-ANGB.726810_AMY_2024EPW | 67.6775 | 57.6188 | 0 | 89.3866 | 0 | 70.053 | 18.1172 | 0 | 472.409 | 0 | 0 | 656.957
04/23 16:00:00 | 04 | 23 | 16 | USA_ID_Boise-AP-Gowen-Field-ANGB.726810_AMY_2024EPW | 70.1525 | 57.6188 | 0 | 102.0475 | 0 | 70.1152 | 25.4158 | 0 | 590.9674 | 0 | 0 | 909.2179
04/23 17:00:00 | 04 | 23 | 17 | USA_ID_Boise-AP-Gowen-Field-ANGB.726810_AMY_2024EPW | 71.5475 | 57.6188 | 0 | 123.9403 | 0 | 70.1553 | 16.9422 | 0 | 393.8388 | 0 | 0 | 228.1227
04/23 18:00:00 | 04 | 23 | 18 | USA_ID_Boise-AP-Gowen-Field-ANGB.726810_AMY_2024EPW | 71.96 | 57.6188 | 0 | 112.4283 | 0 | 70.1262 | 5.3958 | 0 | 276.8452 | 0 | 0 | 0
04/23 19:00:00 | 04 | 23 | 19 | USA_ID_Boise-AP-Gowen-Field-ANGB.726810_AMY_2024EPW | 71.96 | 57.6188 | 0 | 103.5255 | 0 | 70.2846 | 12.1952 | 0 | 381.963 | 0 | 0 | 44.675
04/23 20:00:00 | 04 | 23 | 20 | USA_ID_Boise-AP-Gowen-Field-ANGB.726810_AMY_2024EPW | 70.4 | 57.6188 | 0 | 81.1779 | 0 | 70.07 | 13.9689 | 0 | 319.3604 | 0 | 0 | 338.4614
04/23 21:00:00 | 04 | 23 | 21 | USA_ID_Boise-AP-Gowen-Field-ANGB.726810_AMY_2024EPW | 67.91 | 57.6188 | 0 | 75.5924 | 0 | 70.1099 | 22.2155 | 0 | 631.128 | 0 | 0 | 276.9761
04/23 22:00:00 | 04 | 23 | 22 | USA_ID_Boise-AP-Gowen-Field-ANGB.726810_AMY_2024EPW | 64.775 | 57.6188 | 0 | 89.9443 | 0 | 70.1802 | 15.7231 | 0 | 487.7313 | 0 | 0 | 110.9277
04/23 23:00:00 | 04 | 23 | 23 | USA_ID_Boise-AP-Gowen-Field-ANGB.726810_AMY_2024EPW | 61.4 | 57.6188 | 0 | 86.6431 | 0 | 70.1687 | 18.641 | 0 | 541.5026 | 0 | 0 | 104.9393
04/23 24:00:00 | 04 | 23 | 24 | USA_ID_Boise-AP-Gowen-Field-ANGB.726810_AMY_2024EPW | 57.8375 | 57.6188 | 0 | 75.342 | 0 | 70.2066 | 11.9095 | 0 | 298.8899 | 0 | 0 | 446.9977
04/24 01:00:00 | 04 | 24 | 01 | USA_ID_Boise-AP-Gowen-Field-ANGB.726810_AMY_2024EPW | 53.795 | 57.8318 | 0 | 63.563 | 0 | 70.1657 | 18.8178 | 0 | 504.4201 | 0 | 0 | 670.8614
04/24 02:00:00 | 04 | 24 | 02 | USA_ID_Boise-AP-Gowen-Field-ANGB.726810_AMY_2024EPW | 52.565 | 57.8318 | 0 | 62.2945 | 0 | 70.1833 | 18.5344 | 0 | 487.8812 | 0 | 0 | 667.4347
04/24 03:00:00 | 04 | 24 | 03 | USA_ID_Boise-AP-Gowen-Field-ANGB.726810_AMY_2024EPW | 53.06 | 57.8318 | 0 | 58.4963 | 0 | 70.0812 | 21.1707 | 0 | 642.6418 | 0 | 0 | 671.7373
04/24 04:00:00 | 04 | 24 | 04 | USA_ID_Boise-AP-Gowen-Field-ANGB.726810_AMY_2024EPW | 53.06 | 57.8318 | 0 | 56.8219 | 0 | 70.1363 | 19.9529 | 0 | 571.1963 | 0 | 0 | 671.5011
04/24 05:00:00 | 04 | 24 | 05 | USA_ID_Boise-AP-Gowen-Field-ANGB.726810_AMY_2024EPW | 51.4025 | 57.8318 | 0 | 57.5655 | 0 | 70.1109 | 16.5306 | 0 | 470.2061 | 0 | 0 | 457.06
04/24 06:00:00 | 04 | 24 | 06 | USA_ID_Boise-AP-Gowen-Field-ANGB.726810_AMY_2024EPW | 50 | 57.8318 | 0 | 55.9797 | 0 | 70.0875 | 21.4795 | 0 | 660.8818 | 0 | 0 | 673.0939
04/24 07:00:00 | 04 | 24 | 07 | USA_ID_Boise-AP-Gowen-Field-ANGB.726810_AMY_2024EPW | 50.585 | 57.8318 | 0 | 56.1779 | 0 | 70.0745 | 22.3884 | 0 | 714.2802 | 0 | 0 | 673.3469
04/24 08:00:00 | 04 | 24 | 08 | USA_ID_Boise-AP-Gowen-Field-ANGB.726810_AMY_2024EPW | 52.1525 | 57.8318 | 0 | 60.0912 | 0 | 70.058 | 27.6092 | 0 | 820.6079 | 0 | 0 | 897.9093
04/24 09:00:00 | 04 | 24 | 09 | USA_ID_Boise-AP-Gowen-Field-ANGB.726810_AMY_2024EPW | 54.62 | 57.8318 | 0 | 66.7034 | 0 | 70.0501 | 28.5398 | 0 | 875.369 | 0 | 0 | 897.8911
04/24 10:00:00 | 04 | 24 | 10 | USA_ID_Boise-AP-Gowen-Field-ANGB.726810_AMY_2024EPW | 58.67 | 57.8318 | 0 | 80.3624 | 0 | 70.1124 | 17.5352 | 0 | 529.6114 | 0 | 0 | 559.6627
04/24 11:00:00 | 04 | 24 | 11 | USA_ID_Boise-AP-Gowen-Field-ANGB.726810_AMY_2024EPW | 63.125 | 57.8318 | 0 | 79.4748 | 0 | 70.0859 | 15.0158 | 0 | 431.5938 | 0 | 0 | 503.5814
04/24 12:00:00 | 04 | 24 | 12 | USA_ID_Boise-AP-Gowen-Field-ANGB.726810_AMY_2024EPW | 66.0125 | 57.8318 | 0 | 96.8356 | 0 | 70.1313 | 17.9338 | 0 | 452.4072 | 0 | 0 | 671.9404
04/24 13:00:00 | 04 | 24 | 13 | USA_ID_Boise-AP-Gowen-Field-ANGB.726810_AMY_2024EPW | 67.505 | 57.8318 | 0 | 114.8479 | 0 | 70.1529 | 20.7978 | 0 | 520.5099 | 0 | 0 | 496.9599
04/24 14:00:00 | 04 | 24 | 14 | USA_ID_Boise-AP-Gowen-Field-ANGB.726810_AMY_2024EPW | 69.6575 | 57.8318 | 0 | 95.7606 | 0 | 70.1644 | 17.5492 | 0 | 429.8502 | 0 | 0 | 671.3277
04/24 15:00:00 | 04 | 24 | 15 | USA_ID_Boise-AP-Gowen-Field-ANGB.726810_AMY_2024EPW | 72.1325 | 57.8318 | 0 | 88.2453 | 0 | 70.2506 | 17.5337 | 0 | 428.8339 | 0 | 0 | 106.2283
04/24 16:00:00 | 04 | 24 | 16 | USA_ID_Boise-AP-Gowen-Field-ANGB.726810_AMY_2024EPW | 73.04 | 57.8318 | 0 | 100.7445 | 0 | 70.2107 | 17.2977 | 0 | 414.8358 | 0 | 0 | 114.5347
04/24 17:00:00 | 04 | 24 | 17 | USA_ID_Boise-AP-Gowen-Field-ANGB.726810_AMY_2024EPW | 72.455 | 57.8318 | 0 | 122.3578 | 0 | 70.2347 | 8.8025 | 0 | 216.4225 | 0 | 0 | 74.47
04/24 18:00:00 | 04 | 24 | 18 | USA_ID_Boise-AP-Gowen-Field-ANGB.726810_AMY_2024EPW | 71.96 | 57.8318 | 0 | 110.9928 | 0 | 70.166 | 17.3144 | 0 | 415.7503 | 0 | 0 | 134.1219
04/24 19:00:00 | 04 | 24 | 19 | USA_ID_Boise-AP-Gowen-Field-ANGB.726810_AMY_2024EPW | 70.8875 | 57.8318 | 0 | 102.2036 | 0 | 70.2274 | 4.5855 | 0 | 231.5388 | 0 | 0 | 0
04/24 20:00:00 | 04 | 24 | 20 | USA_ID_Boise-AP-Gowen-Field-ANGB.726810_AMY_2024EPW | 69.4925 | 57.8318 | 0 | 80.1414 | 0 | 70.1543 | 11.3334 | 0 | 522.451 | 0 | 0 | 0
04/24 21:00:00 | 04 | 24 | 21 | USA_ID_Boise-AP-Gowen-Field-ANGB.726810_AMY_2024EPW | 66.8375 | 57.8318 | 0 | 74.6272 | 0 | 70.0574 | 13.757 | 0 | 578.9356 | 0 | 0 | 0
04/24 22:00:00 | 04 | 24 | 22 | USA_ID_Boise-AP-Gowen-Field-ANGB.726810_AMY_2024EPW | 62.3075 | 57.8318 | 0 | 88.7959 | 0 | 70.2157 | 25.7453 | 0 | 610.3551 | 0 | 0 | 240.8346
04/24 23:00:00 | 04 | 24 | 23 | USA_ID_Boise-AP-Gowen-Field-ANGB.726810_AMY_2024EPW | 58.91 | 57.8318 | 0 | 85.5368 | 0 | 70.2508 | 14.377 | 0 | 343.5281 | 0 | 0 | 291.1555
04/24 24:00:00 | 04 | 24 | 24 | USA_ID_Boise-AP-Gowen-Field-ANGB.726810_AMY_2024EPW | 56.36 | 57.8318 | 0 | 74.38 | 0 | 70.1483 | 18.9323 | 0 | 511.0751 | 0 | 0 | 172.8908
04/25 01:00:00 | 04 | 25 | 01 | USA_ID_Boise-AP-Gowen-Field-ANGB.726810_AMY_2024EPW | 54.455 | 58.0458 | 0 | 62.8314 | 0 | 70.2348 | 23.3282 | 0 | 568.753 | 0 | 0 | 604.9994
04/25 02:00:00 | 04 | 25 | 02 | USA_ID_Boise-AP-Gowen-Field-ANGB.726810_AMY_2024EPW | 51.815 | 58.0458 | 0 | 61.5775 | 0 | 70.1602 | 19.171 | 0 | 525.1649 | 0 | 0 | 678.0694
04/25 03:00:00 | 04 | 25 | 03 | USA_ID_Boise-AP-Gowen-Field-ANGB.726810_AMY_2024EPW | 50 | 58.0458 | 0 | 57.823 | 0 | 70.1726 | 24.0743 | 0 | 612.8703 | 0 | 0 | 464.8584
04/25 04:00:00 | 04 | 25 | 04 | USA_ID_Boise-AP-Gowen-Field-ANGB.726810_AMY_2024EPW | 48.9275 | 58.0458 | 0 | 56.1678 | 0 | 70.1151 | 20.3821 | 0 | 596.4663 | 0 | 147.4158 | 677.9696
04/25 05:00:00 | 04 | 25 | 05 | USA_ID_Boise-AP-Gowen-Field-ANGB.726810_AMY_2024EPW | 46.3625 | 58.0458 | 0 | 56.9029 | 0 | 70.0677 | 35.377 | 0 | 977.8074 | 0 | 122.1923 | 1193.896
04/25 06:00:00 | 04 | 25 | 06 | USA_ID_Boise-AP-Gowen-Field-ANGB.726810_AMY_2024EPW | 44.96 | 58.0458 | 0 | 55.3354 | 0 | 69.9899 | 37.496 | 0 | 1308.2622 | 0 | 92.9165 | 916.4305
04/25 07:00:00 | 04 | 25 | 07 | USA_ID_Boise-AP-Gowen-Field-ANGB.726810_AMY_2024EPW | 45.545 | 58.0458 | 0 | 55.5312 | 0 | 70.0404 | 37.6031 | 0 | 1212.5042 | 0 | 107.0815 | 1025.2212
04/25 08:00:00 | 04 | 25 | 08 | USA_ID_Boise-AP-Gowen-Field-ANGB.726810_AMY_2024EPW | 47.1125 | 58.0458 | 0 | 59.3995 | 0 | 70.1296 | 26.4737 | 0 | 654.5044 | 0 | 156.8406 | 742.4
04/25 09:00:00 | 04 | 25 | 09 | USA_ID_Boise-AP-Gowen-Field-ANGB.726810_AMY_2024EPW | 48.5075 | 58.0458 | 0 | 65.9356 | 0 | 70.1496 | 23.1968 | 0 | 561.6592 | 0 | 164.5579 | 798.3426
04/25 10:00:00 | 04 | 25 | 10 | USA_ID_Boise-AP-Gowen-Field-ANGB.726810_AMY_2024EPW | 51.65 | 58.0458 | 0 | 79.4374 | 0 | 70.1231 | 31.3578 | 0 | 782.4424 | 0 | 27.7778 | 1100.4194
04/25 11:00:00 | 04 | 25 | 11 | USA_ID_Boise-AP-Gowen-Field-ANGB.726810_AMY_2024EPW | 55.6175 | 58.0458 | 0 | 78.56 | 0 | 70.077 | 26.8577 | 0 | 675.6008 | 0 | 0 | 986.6622
04/25 12:00:00 | 04 | 25 | 12 | USA_ID_Boise-AP-Gowen-Field-ANGB.726810_AMY_2024EPW | 57.5075 | 58.0458 | 0 | 95.7209 | 0 | 70.0887 | 27.3217 | 0 | 692.3866 | 0 | 0 | 1012.6995
04/25 13:00:00 | 04 | 25 | 13 | USA_ID_Boise-AP-Gowen-Field-ANGB.726810_AMY_2024EPW | 59.5775 | 58.0458 | 0 | 113.5259 | 0 | 70.1058 | 21.4316 | 0 | 557.6311 | 0 | 0 | 786.998
04/25 14:00:00 | 04 | 25 | 14 | USA_ID_Boise-AP-Gowen-Field-ANGB.726810_AMY_2024EPW | 62.0525 | 58.0458 | 0 | 94.6583 | 0 | 70.1145 | 20.6472 | 0 | 612.0682 | 0 | 0 | 673.6891
04/25 15:00:00 | 04 | 25 | 15 | USA_ID_Boise-AP-Gowen-Field-ANGB.726810_AMY_2024EPW | 64.0325 | 58.0458 | 0 | 87.2295 | 0 | 70.1437 | 18.3446 | 0 | 476.6835 | 0 | 0 | 673.4621
04/25 16:00:00 | 04 | 25 | 16 | USA_ID_Boise-AP-Gowen-Field-ANGB.726810_AMY_2024EPW | 66.5975 | 58.0458 | 0 | 99.5849 | 0 | 70.0646 | 15.3613 | 0 | 401.5578 | 0 | 0 | 560.5143
04/25 17:00:00 | 04 | 25 | 17 | USA_ID_Boise-AP-Gowen-Field-ANGB.726810_AMY_2024EPW | 68 | 58.0458 | 0 | 120.9494 | 0 | 70.1782 | 11.7384 | 0 | 288.6976 | 0 | 0 | 448.6357
04/25 18:00:00 | 04 | 25 | 18 | USA_ID_Boise-AP-Gowen-Field-ANGB.726810_AMY_2024EPW | 68 | 58.0458 | 0 | 109.7152 | 0 | 70.2678 | 13.9806 | 0 | 320.1694 | 0 | 0 | 373.3338
04/25 19:00:00 | 04 | 25 | 19 | USA_ID_Boise-AP-Gowen-Field-ANGB.726810_AMY_2024EPW | 68 | 58.0458 | 0 | 101.0272 | 0 | 70.0837 | 10.4036 | 0 | 504.1281 | 0 | 0 | 0
04/25 20:00:00 | 04 | 25 | 20 | USA_ID_Boise-AP-Gowen-Field-ANGB.726810_AMY_2024EPW | 66.3425 | 58.0458 | 0 | 79.2189 | 0 | 70.2274 | 17.3386 | 126.6246 | 187.7101 | 0 | 0 | 39.9773
04/25 21:00:00 | 04 | 25 | 21 | USA_ID_Boise-AP-Gowen-Field-ANGB.726810_AMY_2024EPW | 61.7225 | 58.0458 | 0 | 73.7682 | 0 | 70.0803 | 48.9448 | 0 | 1405.4313 | 0 | 0 | 224.2193
04/25 22:00:00 | 04 | 25 | 22 | USA_ID_Boise-AP-Gowen-Field-ANGB.726810_AMY_2024EPW | 58.415 | 58.0458 | 0 | 87.7738 | 0 | 70.1448 | 41.9816 | 0 | 1079.1761 | 0 | 0 | 690.9676
04/25 23:00:00 | 04 | 25 | 23 | USA_ID_Boise-AP-Gowen-Field-ANGB.726810_AMY_2024EPW | 56.36 | 58.0458 | 0 | 84.5523 | 0 | 70.2525 | 25.0996 | 0 | 572.8924 | 0 | 0 | 865.1734
04/25 24:00:00 | 04 | 25 | 24 | USA_ID_Boise-AP-Gowen-Field-ANGB.726810_AMY_2024EPW | 54.455 | 58.0458 | 0 | 73.5238 | 0 | 70.227 | 26.1645 | 0 | 635.4217 | 0 | 0 | 660.493
04/26 01:00:00 | 04 | 26 | 01 | USA_ID_Boise-AP-Gowen-Field-ANGB.726810_AMY_2024EPW | 52.4 | 58.2607 | 0 | 63.6781 | 0 | 70.1712 | 27.2259 | 0 | 697.7897 | 0 | 0 | 402.3176
04/26 02:00:00 | 04 | 26 | 02 | USA_ID_Boise-AP-Gowen-Field-ANGB.726810_AMY_2024EPW | 50.495 | 58.2607 | 0 | 62.4073 | 0 | 70.1287 | 16.5632 | 0 | 472.2041 | 0 | 0 | 359.6264
04/26 03:00:00 | 04 | 26 | 03 | USA_ID_Boise-AP-Gowen-Field-ANGB.726810_AMY_2024EPW | 50 | 58.2607 | 0 | 58.6022 | 0 | 70.0697 | 27.063 | 0 | 788.5735 | 0 | 0 | 895.6399
04/26 04:00:00 | 04 | 26 | 04 | USA_ID_Boise-AP-Gowen-Field-ANGB.726810_AMY_2024EPW | 48.9275 | 58.2607 | 0 | 56.9248 | 0 | 69.9965 | 33.7763 | 0 | 1141.9932 | 0 | 98.8909 | 897.0369
04/26 05:00:00 | 04 | 26 | 05 | USA_ID_Boise-AP-Gowen-Field-ANGB.726810_AMY_2024EPW | 48.02 | 58.2607 | 0 | 57.6697 | 0 | 69.9827 | 41.6473 | 0 | 1456.0953 | 0 | 91.1264 | 896.8197
04/26 06:00:00 | 04 | 26 | 06 | USA_ID_Boise-AP-Gowen-Field-ANGB.726810_AMY_2024EPW | 47.435 | 58.2607 | 0 | 56.0811 | 0 | 70.0729 | 35.4841 | 0 | 1033.2868 | 0 | 121.8404 | 859.0826
04/26 07:00:00 | 04 | 26 | 07 | USA_ID_Boise-AP-Gowen-Field-ANGB.726810_AMY_2024EPW | 46.4525 | 58.2607 | 0 | 56.2796 | 0 | 70.1063 | 36.9859 | 0 | 973.5557 | 0 | 127.7498 | 1340.5909
04/26 08:00:00 | 04 | 26 | 08 | USA_ID_Boise-AP-Gowen-Field-ANGB.726810_AMY_2024EPW | 46.04 | 58.2607 | 0 | 60.2 | 0 | 70.1067 | 31.4129 | 0 | 847.7703 | 0 | 134.6399 | 1120.3647
04/26 09:00:00 | 04 | 26 | 09 | USA_ID_Boise-AP-Gowen-Field-ANGB.726810_AMY_2024EPW | 48.185 | 58.2607 | 0 | 66.8242 | 0 | 70.0923 | 25.0522 | 0 | 671.0518 | 0 | 135.2633 | 893.2336
04/26 10:00:00 | 04 | 26 | 10 | USA_ID_Boise-AP-Gowen-Field-ANGB.726810_AMY_2024EPW | 52.145 | 58.2607 | 0 | 80.5079 | 0 | 70.09 | 25.516 | 0 | 698.1582 | 0 | 0 | 892.1313
04/26 11:00:00 | 04 | 26 | 11 | USA_ID_Boise-AP-Gowen-Field-ANGB.726810_AMY_2024EPW | 54.545 | 58.2607 | 0 | 79.6187 | 0 | 70.0868 | 25.7056 | 0 | 709.325 | 0 | 0 | 891.3292
04/26 12:00:00 | 04 | 26 | 12 | USA_ID_Boise-AP-Gowen-Field-ANGB.726810_AMY_2024EPW | 56.6 | 58.2607 | 0 | 97.0109 | 0 | 70.0882 | 28.0103 | 0 | 743.9707 | 0 | 0 | 1001.9313
04/26 13:00:00 | 04 | 26 | 13 | USA_ID_Boise-AP-Gowen-Field-ANGB.726810_AMY_2024EPW | 58.505 | 58.2607 | 0 | 115.0558 | 0 | 70.0763 | 28.5023 | 0 | 769.5324 | 0 | 0 | 816.71
04/26 14:00:00 | 04 | 26 | 14 | USA_ID_Boise-AP-Gowen-Field-ANGB.726810_AMY_2024EPW | 60.6575 | 58.2607 | 0 | 95.934 | 0 | 70.0669 | 29.3356 | 0 | 771.2502 | 0 | 0 | 999.7852
04/26 15:00:00 | 04 | 26 | 15 | USA_ID_Boise-AP-Gowen-Field-ANGB.726810_AMY_2024EPW | 63.1325 | 58.2607 | 0 | 88.4051 | 0 | 70.1326 | 25.5971 | 0 | 689.2292 | 0 | 0 | 594.6605
04/26 16:00:00 | 04 | 26 | 16 | USA_ID_Boise-AP-Gowen-Field-ANGB.726810_AMY_2024EPW | 64.5275 | 58.2607 | 0 | 100.9269 | 0 | 70.151 | 22.9028 | 0 | 543.8071 | 0 | 0 | 683.1628
04/26 17:00:00 | 04 | 26 | 17 | USA_ID_Boise-AP-Gowen-Field-ANGB.726810_AMY_2024EPW | 64.4525 | 58.2607 | 0 | 122.5794 | 0 | 70.1149 | 18.3398 | 0 | 476.1733 | 0 | 0 | 277.3549
04/26 18:00:00 | 04 | 26 | 18 | USA_ID_Boise-AP-Gowen-Field-ANGB.726810_AMY_2024EPW | 64.5275 | 58.2607 | 0 | 111.1938 | 0 | 70.2189 | 26.8622 | 0 | 676.207 | 0 | 0 | 405.6767
04/26 19:00:00 | 04 | 26 | 19 | USA_ID_Boise-AP-Gowen-Field-ANGB.726810_AMY_2024EPW | 64.4525 | 58.2607 | 0 | 102.3887 | 0 | 70.2135 | 17.595 | 0 | 432.4554 | 0 | 0 | 145.5866
04/26 20:00:00 | 04 | 26 | 20 | USA_ID_Boise-AP-Gowen-Field-ANGB.726810_AMY_2024EPW | 63.455 | 58.2607 | 0 | 80.2865 | 0 | 70.1084 | 29.1501 | 0 | 1017.9353 | 0 | 0 | 0
04/26 21:00:00 | 04 | 26 | 21 | USA_ID_Boise-AP-Gowen-Field-ANGB.726810_AMY_2024EPW | 60.815 | 58.2607 | 0 | 74.7623 | 0 | 70.0372 | 62.8887 | 0 | 1686.4803 | 0 | 0 | 0
04/26 22:00:00 | 04 | 26 | 22 | USA_ID_Boise-AP-Gowen-Field-ANGB.726810_AMY_2024EPW | 57.9275 | 58.2607 | 0 | 88.9567 | 0 | 70.0636 | 37.6237 | 0 | 1060.7697 | 0 | 0 | 364.915
04/26 23:00:00 | 04 | 26 | 23 | USA_ID_Boise-AP-Gowen-Field-ANGB.726810_AMY_2024EPW | 55.9475 | 58.2607 | 0 | 85.6917 | 0 | 70.154 | 36.2445 | 0 | 926.8862 | 0 | 0 | 651.1709
04/26 24:00:00 | 04 | 26 | 24 | USA_ID_Boise-AP-Gowen-Field-ANGB.726810_AMY_2024EPW | 53.3825 | 58.2607 | 0 | 74.5147 | 0 | 70.0828 | 37.9177 | 0 | 1025.4031 | 0 | 0 | 715.9657
04/27 01:00:00 | 04 | 27 | 01 | USA_ID_Boise-AP-Gowen-Field-ANGB.726810_AMY_2024EPW | 51.4925 | 58.4766 | 0 | 117.779 | 0 | 70.0685 | 39.469 | 0 | 1116.4559 | 0 | 0 | 871.7347
04/27 02:00:00 | 04 | 27 | 02 | USA_ID_Boise-AP-Gowen-Field-ANGB.726810_AMY_2024EPW | 49.91 | 58.4766 | 0 | 115.4286 | 0 | 70.0541 | 42.8246 | 0 | 1274.7244 | 0 | 50 | 1055.9512
04/27 03:00:00 | 04 | 27 | 03 | USA_ID_Boise-AP-Gowen-Field-ANGB.726810_AMY_2024EPW | 47.8475 | 58.4766 | 0 | 108.3907 | 0 | 70.0382 | 41.5785 | 0 | 1255.9302 | 0 | 107.4104 | 1151.1198
04/27 04:00:00 | 04 | 27 | 04 | USA_ID_Boise-AP-Gowen-Field-ANGB.726810_AMY_2024EPW | 46.4525 | 58.4766 | 0 | 105.288 | 0 | 70.0382 | 44.6297 | 0 | 1384.8994 | 0 | 82.1142 | 1344.3696
04/27 05:00:00 | 04 | 27 | 05 | USA_ID_Boise-AP-Gowen-Field-ANGB.726810_AMY_2024EPW | 45.455 | 58.4766 | 0 | 106.6659 | 0 | 70.0425 | 44.9596 | 0 | 1341.374 | 0 | 85.8635 | 1464.1553
04/27 06:00:00 | 04 | 27 | 06 | USA_ID_Boise-AP-Gowen-Field-ANGB.726810_AMY_2024EPW | 44.4725 | 58.4766 | 0 | 103.7276 | 0 | 70.0128 | 40.1474 | 0 | 1334.5884 | 0 | 85.2701 | 1133.1498
04/27 07:00:00 | 04 | 27 | 07 | USA_ID_Boise-AP-Gowen-Field-ANGB.726810_AMY_2024EPW | 44.06 | 58.4766 | 0 | 104.0947 | 0 | 70.0706 | 58.6927 | 0 | 1749.555 | 0 | 70.1909 | 1373.5769
04/27 08:00:00 | 04 | 27 | 08 | USA_ID_Boise-AP-Gowen-Field-ANGB.726810_AMY_2024EPW | 45.1325 | 58.4766 | 0 | 111.3459 | 0 | 70.0466 | 51.4894 | 0 | 1583.6637 | 0 | 79.2906 | 1465.1216
04/27 09:00:00 | 04 | 27 | 09 | USA_ID_Boise-AP-Gowen-Field-ANGB.726810_AMY_2024EPW | 47.6 | 58.4766 | 0 | 123.598 | 0 | 70.024 | 37.5225 | 0 | 1258.4665 | 0 | 82.3925 | 1003.6881
04/27 10:00:00 | 04 | 27 | 10 | USA_ID_Boise-AP-Gowen-Field-ANGB.726810_AMY_2024EPW | 51.1625 | 58.4766 | 0 | 148.9074 | 0 | 70.0441 | 33.1134 | 0 | 1109.5649 | 0 | 24.1637 | 891.9041
04/27 11:00:00 | 04 | 27 | 11 | USA_ID_Boise-AP-Gowen-Field-ANGB.726810_AMY_2024EPW | 55.205 | 58.4766 | 0 | 147.2627 | 0 | 70.0626 | 28.9656 | 0 | 897.4535 | 0 | 0 | 890.9877
04/27 12:00:00 | 04 | 27 | 12 | USA_ID_Boise-AP-Gowen-Field-ANGB.726810_AMY_2024EPW | 58.0925 | 58.4766 | 0 | 179.4314 | 0 | 70.089 | 24.9161 | 0 | 662.7149 | 0 | 0 | 890.1077
04/27 13:00:00 | 04 | 27 | 13 | USA_ID_Boise-AP-Gowen-Field-ANGB.726810_AMY_2024EPW | 60.0725 | 58.4766 | 0 | 212.8072 | 0 | 70.0803 | 31.6501 | 0 | 847.15 | 0 | 0 | 1034.4261
04/27 14:00:00 | 04 | 27 | 14 | USA_ID_Boise-AP-Gowen-Field-ANGB.726810_AMY_2024EPW | 62.0525 | 58.4766 | 0 | 177.4395 | 0 | 70.0941 | 21.0622 | 0 | 535.9073 | 0 | 0 | 777.6495
04/27 15:00:00 | 04 | 27 | 15 | USA_ID_Boise-AP-Gowen-Field-ANGB.726810_AMY_2024EPW | 64.0325 | 58.4766 | 0 | 163.514 | 0 | 70.1478 | 18.1087 | 0 | 462.7727 | 0 | 0 | 665.1131
04/27 16:00:00 | 04 | 27 | 16 | USA_ID_Boise-AP-Gowen-Field-ANGB.726810_AMY_2024EPW | 64.94 | 58.4766 | 0 | 186.6744 | 0 | 70.1721 | 14.371 | 0 | 343.1978 | 0 | 0 | 435.0992
04/27 17:00:00 | 04 | 27 | 17 | USA_ID_Boise-AP-Gowen-Field-ANGB.726810_AMY_2024EPW | 64.4525 | 58.4766 | 0 | 226.7228 | 0 | 70.1742 | 16.7248 | 0 | 381.1115 | 0 | 0 | 179.8031
04/27 18:00:00 | 04 | 27 | 18 | USA_ID_Boise-AP-Gowen-Field-ANGB.726810_AMY_2024EPW | 64.5275 | 58.4766 | 0 | 205.664 | 0 | 70.0492 | 30.6704 | 0 | 1188.9671 | 0 | 0 | 0
04/27 19:00:00 | 04 | 27 | 19 | USA_ID_Boise-AP-Gowen-Field-ANGB.726810_AMY_2024EPW | 63.8675 | 58.4766 | 0 | 189.3781 | 0 | 70.099 | 15.7655 | 0 | 625.7625 | 0 | 0 | 0
04/27 20:00:00 | 04 | 27 | 20 | USA_ID_Boise-AP-Gowen-Field-ANGB.726810_AMY_2024EPW | 62.96 | 58.4766 | 0 | 148.4979 | 0 | 70.152 | 25.9671 | 0 | 763.6405 | 0 | 0 | 208.4926
04/27 21:00:00 | 04 | 27 | 21 | USA_ID_Boise-AP-Gowen-Field-ANGB.726810_AMY_2024EPW | 61.8875 | 58.4766 | 0 | 138.2804 | 0 | 70.2334 | 17.8536 | 0 | 447.5711 | 0 | 0 | 169.0798
04/27 22:00:00 | 04 | 27 | 22 | USA_ID_Boise-AP-Gowen-Field-ANGB.726810_AMY_2024EPW | 59.9075 | 58.4766 | 0 | 164.5343 | 0 | 70.1813 | 26.1008 | 0 | 631.509 | 0 | 0 | 488.3543
04/27 23:00:00 | 04 | 27 | 23 | USA_ID_Boise-AP-Gowen-Field-ANGB.726810_AMY_2024EPW | 57.9275 | 58.4766 | 0 | 158.4954 | 0 | 70.2543 | 25.0036 | 0 | 567.2526 | 0 | 0 | 871.94
04/27 24:00:00 | 04 | 27 | 24 | USA_ID_Boise-AP-Gowen-Field-ANGB.726810_AMY_2024EPW | 55.9475 | 58.4766 | 0 | 137.8223 | 0 | 70.251 | 25.2 | 0 | 578.7958 | 0 | 0 | 870.9541
04/28 01:00:00 | 04 | 28 | 01 | USA_ID_Boise-AP-Gowen-Field-ANGB.726810_AMY_2024EPW | 54.455 | 58.6933 | 0 | 71.1672 | 0 | 70.1915 | 27.3816 | 0 | 706.9427 | 0 | 0 | 619.543
04/28 02:00:00 | 04 | 28 | 02 | USA_ID_Boise-AP-Gowen-Field-ANGB.726810_AMY_2024EPW | 52.8875 | 58.6933 | 0 | 69.747 | 0 | 70.1082 | 29.5987 | 0 | 837.119 | 0 | 0 | 656.124
04/28 03:00:00 | 04 | 28 | 03 | USA_ID_Boise-AP-Gowen-Field-ANGB.726810_AMY_2024EPW | 50.3225 | 58.6933 | 0 | 65.4944 | 0 | 70.0589 | 40.2998 | 0 | 1161.2016 | 0 | 50 | 972.7978
04/28 04:00:00 | 04 | 28 | 04 | USA_ID_Boise-AP-Gowen-Field-ANGB.726810_AMY_2024EPW | 47.36 | 58.6933 | 0 | 63.6196 | 0 | 70.0388 | 47.9297 | 0 | 1479.0559 | 0 | 100 | 1189.0388
04/28 05:00:00 | 04 | 28 | 05 | USA_ID_Boise-AP-Gowen-Field-ANGB.726810_AMY_2024EPW | 46.04 | 58.6933 | 0 | 64.4522 | 0 | 70.0742 | 39.6553 | 0 | 1158.9348 | 0 | 113.696 | 1225.9981
04/28 06:00:00 | 04 | 28 | 06 | USA_ID_Boise-AP-Gowen-Field-ANGB.726810_AMY_2024EPW | 44.9675 | 58.6933 | 0 | 62.6767 | 0 | 70.1509 | 22.9693 | 0 | 551.3482 | 0 | 166.5398 | 813.7396
04/28 07:00:00 | 04 | 28 | 07 | USA_ID_Boise-AP-Gowen-Field-ANGB.726810_AMY_2024EPW | 42.9875 | 58.6933 | 0 | 62.8986 | 0 | 70.1398 | 23.5386 | 0 | 589.1674 | 0 | 161.5797 | 863.7159
04/28 08:00:00 | 04 | 28 | 08 | USA_ID_Boise-AP-Gowen-Field-ANGB.726810_AMY_2024EPW | 42.08 | 58.6933 | 0 | 67.2801 | 0 | 70.1154 | 24.6891 | 0 | 661.4763 | 0 | 151.5557 | 912.8615
04/28 09:00:00 | 04 | 28 | 09 | USA_ID_Boise-AP-Gowen-Field-ANGB.726810_AMY_2024EPW | 46.37 | 58.6933 | 0 | 74.6833 | 0 | 70.1133 | 30.2132 | 0 | 777.063 | 0 | 131.474 | 1116.1522
04/28 10:00:00 | 04 | 28 | 10 | USA_ID_Boise-AP-Gowen-Field-ANGB.726810_AMY_2024EPW | 51.6575 | 58.6933 | 0 | 89.9764 | 0 | 70.1331 | 30.1632 | 0 | 770.4638 | 0 | 0 | 1097.5099
04/28 11:00:00 | 04 | 28 | 11 | USA_ID_Boise-AP-Gowen-Field-ANGB.726810_AMY_2024EPW | 54.62 | 58.6933 | 0 | 88.9825 | 0 | 70.057 | 30.6376 | 0 | 872.5444 | 0 | 0 | 912.8512
04/28 12:00:00 | 04 | 28 | 12 | USA_ID_Boise-AP-Gowen-Field-ANGB.726810_AMY_2024EPW | 56.525 | 58.6933 | 0 | 108.4203 | 0 | 70.0951 | 21.5506 | 0 | 564.6197 | 0 | 0 | 776.785
04/28 13:00:00 | 04 | 28 | 13 | USA_ID_Boise-AP-Gowen-Field-ANGB.726810_AMY_2024EPW | 57.5075 | 58.6933 | 0 | 128.5874 | 0 | 70.0886 | 21.0093 | 0 | 633.1398 | 0 | 0 | 665.4278
04/28 14:00:00 | 04 | 28 | 14 | USA_ID_Boise-AP-Gowen-Field-ANGB.726810_AMY_2024EPW | 59.09 | 58.6933 | 0 | 107.2167 | 0 | 70.0944 | 17.1766 | 0 | 558.6472 | 0 | 0 | 499.2543
04/28 15:00:00 | 04 | 28 | 15 | USA_ID_Boise-AP-Gowen-Field-ANGB.726810_AMY_2024EPW | 61.1525 | 58.6933 | 0 | 98.8023 | 0 | 70.0696 | 21.7462 | 0 | 576.1676 | 0 | 0 | 758.9565
04/28 16:00:00 | 04 | 28 | 16 | USA_ID_Boise-AP-Gowen-Field-ANGB.726810_AMY_2024EPW | 62.06 | 58.6933 | 0 | 112.7968 | 0 | 70.1227 | 17.4886 | 0 | 426.1635 | 0 | 0 | 664.885
04/28 17:00:00 | 04 | 28 | 17 | USA_ID_Boise-AP-Gowen-Field-ANGB.726810_AMY_2024EPW | 62.5475 | 58.6933 | 0 | 136.9958 | 0 | 70.1347 | 16.0847 | 0 | 591.3535 | 0 | 0 | 0
04/28 18:00:00 | 04 | 28 | 18 | USA_ID_Boise-AP-Gowen-Field-ANGB.726810_AMY_2024EPW | 62.4725 | 58.6933 | 0 | 124.2712 | 0 | 70.2516 | 17.1331 | 0 | 405.0784 | 0 | 0 | 163.0403
04/28 19:00:00 | 04 | 28 | 19 | USA_ID_Boise-AP-Gowen-Field-ANGB.726810_AMY_2024EPW | 62.06 | 58.6933 | 0 | 114.4305 | 0 | 70.1467 | 14.8879 | 0 | 516.5324 | 0 | 0 | 107.4414
04/28 20:00:00 | 04 | 28 | 20 | USA_ID_Boise-AP-Gowen-Field-ANGB.726810_AMY_2024EPW | 62.06 | 58.6933 | 0 | 89.7289 | 0 | 70.021 | 20.7949 | 0 | 716.0017 | 0 | 0 | 216.4911
04/28 21:00:00 | 04 | 28 | 21 | USA_ID_Boise-AP-Gowen-Field-ANGB.726810_AMY_2024EPW | 60.9875 | 58.6933 | 0 | 83.5551 | 0 | 70.1693 | 26.2893 | 0 | 642.3473 | 0 | 0 | 372.6984
04/28 22:00:00 | 04 | 28 | 22 | USA_ID_Boise-AP-Gowen-Field-ANGB.726810_AMY_2024EPW | 57.8375 | 58.6933 | 0 | 99.4188 | 0 | 70.2828 | 16.781 | 0 | 384.5708 | 0 | 0 | 419.9819
04/28 23:00:00 | 04 | 28 | 23 | USA_ID_Boise-AP-Gowen-Field-ANGB.726810_AMY_2024EPW | 53.795 | 58.6933 | 0 | 95.7698 | 0 | 70.0922 | 18.7875 | 0 | 502.5035 | 0 | 0 | 274.6868
04/28 24:00:00 | 04 | 28 | 24 | USA_ID_Boise-AP-Gowen-Field-ANGB.726810_AMY_2024EPW | 51.4925 | 58.6933 | 0 | 83.2783 | 0 | 70.187 | 26.3042 | 0 | 643.5627 | 0 | 0 | 364.7358
04/29 01:00:00 | 04 | 29 | 01 | USA_ID_Boise-AP-Gowen-Field-ANGB.726810_AMY_2024EPW | 51.08 | 58.9108 | 0 | 218.6972 | 0 | 70.1574 | 22.1773 | 0 | 601.7169 | 0 | 0 | 560.8151
04/29 02:00:00 | 04 | 29 | 02 | USA_ID_Boise-AP-Gowen-Field-ANGB.726810_AMY_2024EPW | 50.495 | 58.9108 | 0 | 214.3328 | 0 | 70.1257 | 30.971 | 0 | 817.828 | 0 | 0 | 978.4686
04/29 03:00:00 | 04 | 29 | 03 | USA_ID_Boise-AP-Gowen-Field-ANGB.726810_AMY_2024EPW | 50 | 58.9108 | 0 | 201.2645 | 0 | 70.1323 | 34.3449 | 0 | 815.8687 | 0 | 0 | 1330.4573
04/29 04:00:00 | 04 | 29 | 04 | USA_ID_Boise-AP-Gowen-Field-ANGB.726810_AMY_2024EPW | 50 | 58.9108 | 0 | 195.5034 | 0 | 70.0575 | 21.9157 | 0 | 686.5247 | 0 | 0 | 668.7988
04/29 05:00:00 | 04 | 29 | 05 | USA_ID_Boise-AP-Gowen-Field-ANGB.726810_AMY_2024EPW | 48.9275 | 58.9108 | 0 | 198.0619 | 0 | 70.1007 | 34.5926 | 0 | 930.1257 | 0 | 127.7693 | 1152.4212
04/29 06:00:00 | 04 | 29 | 06 | USA_ID_Boise-AP-Gowen-Field-ANGB.726810_AMY_2024EPW | 48.02 | 58.9108 | 0 | 192.6059 | 0 | 70.0106 | 31.2163 | 0 | 1020.1686 | 0 | 105.2862 | 891.7482
04/29 07:00:00 | 04 | 29 | 07 | USA_ID_Boise-AP-Gowen-Field-ANGB.726810_AMY_2024EPW | 47.435 | 58.9108 | 0 | 193.2876 | 0 | 69.9934 | 36.8446 | 0 | 1289.0789 | 0 | 92.162 | 892.9018
04/29 08:00:00 | 04 | 29 | 08 | USA_ID_Boise-AP-Gowen-Field-ANGB.726810_AMY_2024EPW | 47.525 | 58.9108 | 0 | 206.7519 | 0 | 70.0472 | 34.6961 | 0 | 1158.7583 | 0 | 108.0086 | 891.8004
04/29 09:00:00 | 04 | 29 | 09 | USA_ID_Boise-AP-Gowen-Field-ANGB.726810_AMY_2024EPW | 49.0925 | 58.9108 | 0 | 229.5021 | 0 | 70.0931 | 26.2208 | 0 | 739.8168 | 0 | 121.5445 | 889.9472
04/29 10:00:00 | 04 | 29 | 10 | USA_ID_Boise-AP-Gowen-Field-ANGB.726810_AMY_2024EPW | 51.0725 | 58.9108 | 0 | 276.4978 | 0 | 70.0839 | 27.0479 | 0 | 788.462 | 0 | 0 | 890.6149
04/29 11:00:00 | 04 | 29 | 11 | USA_ID_Boise-AP-Gowen-Field-ANGB.726810_AMY_2024EPW | 51.98 | 58.9108 | 0 | 273.4437 | 0 | 70.1085 | 33.7263 | 0 | 879.8994 | 0 | 0 | 1141.4926
04/29 12:00:00 | 04 | 29 | 12 | USA_ID_Boise-AP-Gowen-Field-ANGB.726810_AMY_2024EPW | 53.6375 | 58.9108 | 0 | 333.176 | 0 | 70.0947 | 28.3508 | 0 | 764.6335 | 0 | 0 | 997.6363
04/29 13:00:00 | 04 | 29 | 13 | USA_ID_Boise-AP-Gowen-Field-ANGB.726810_AMY_2024EPW | 55.04 | 58.9108 | 0 | 395.1498 | 0 | 70.1091 | 32.9788 | 0 | 835.9274 | 0 | 0 | 1216.2627
04/29 14:00:00 | 04 | 29 | 14 | USA_ID_Boise-AP-Gowen-Field-ANGB.726810_AMY_2024EPW | 55.5275 | 58.9108 | 0 | 329.4774 | 0 | 70.103 | 33.0598 | 0 | 840.4547 | 0 | 0 | 1214.4689
04/29 15:00:00 | 04 | 29 | 15 | USA_ID_Boise-AP-Gowen-Field-ANGB.726810_AMY_2024EPW | 56.525 | 58.9108 | 0 | 303.6199 | 0 | 70.0616 | 24.1727 | 0 | 691.2184 | 0 | 0 | 711.8779
04/29 16:00:00 | 04 | 29 | 16 | USA_ID_Boise-AP-Gowen-Field-ANGB.726810_AMY_2024EPW | 58.0925 | 58.9108 | 0 | 346.6252 | 0 | 70.1581 | 24.8145 | 0 | 656.6001 | 0 | 0 | 461.4325
04/29 17:00:00 | 04 | 29 | 17 | USA_ID_Boise-AP-Gowen-Field-ANGB.726810_AMY_2024EPW | 55.7825 | 58.9108 | 0 | 420.9887 | 0 | 70.1077 | 70.9579 | 0 | 1754.015 | 0 | 0 | 526.867
04/29 18:00:00 | 04 | 29 | 18 | USA_ID_Boise-AP-Gowen-Field-ANGB.726810_AMY_2024EPW | 53.5475 | 58.9108 | 0 | 381.886 | 0 | 70.1264 | 30.0359 | 0 | 847.3218 | 0 | 0 | 901.4771
04/29 19:00:00 | 04 | 29 | 19 | USA_ID_Boise-AP-Gowen-Field-ANGB.726810_AMY_2024EPW | 53.4725 | 58.9108 | 0 | 351.6455 | 0 | 70.1708 | 28.2791 | 0 | 759.9255 | 0 | 0 | 465.7966
04/29 20:00:00 | 04 | 29 | 20 | USA_ID_Boise-AP-Gowen-Field-ANGB.726810_AMY_2024EPW | 51.4025 | 58.9108 | 0 | 275.7374 | 0 | 70.0211 | 36.9855 | 0 | 1169.9857 | 0 | 0 | 333.7196
04/29 21:00:00 | 04 | 29 | 21 | USA_ID_Boise-AP-Gowen-Field-ANGB.726810_AMY_2024EPW | 48.9275 | 58.9108 | 0 | 256.7651 | 0 | 70.1201 | 91.7591 | 0 | 2291.7529 | 0 | 59.1104 | 1026.6399
04/29 22:00:00 | 04 | 29 | 22 | USA_ID_Boise-AP-Gowen-Field-ANGB.726810_AMY_2024EPW | 45.875 | 58.9108 | 0 | 305.5145 | 0 | 70.1116 | 52.4656 | 0 | 1560.8911 | 0 | 74.1339 | 722.2977
04/29 23:00:00 | 04 | 29 | 23 | USA_ID_Boise-AP-Gowen-Field-ANGB.726810_AMY_2024EPW | 44.06 | 58.9108 | 0 | 294.3011 | 0 | 70.1276 | 61.3126 | 0 | 1614.2381 | 0 | 84.5258 | 1270.844
04/29 24:00:00 | 04 | 29 | 24 | USA_ID_Boise-AP-Gowen-Field-ANGB.726810_AMY_2024EPW | 42.9875 | 58.9108 | 0 | 255.9144 | 0 | 70.0521 | 39.8228 | 0 | 1200.1565 | 0 | 107.9818 | 1211.4591
04/30 01:00:00 | 04 | 30 | 01 | USA_ID_Boise-AP-Gowen-Field-ANGB.726810_AMY_2024EPW | 40.4225 | 59.129 | 0 | 104.6504 | 0 | 70.1099 | 25.5758 | 0 | 663.4631 | 23.4806 | 143.6504 | 1070.1273
04/30 02:00:00 | 04 | 30 | 02 | USA_ID_Boise-AP-Gowen-Field-ANGB.726810_AMY_2024EPW | 39.02 | 59.129 | 0 | 102.562 | 0 | 70.0857 | 32.0548 | 0 | 801.1329 | 40.0761 | 129.0667 | 1125.7145
04/30 03:00:00 | 04 | 30 | 03 | USA_ID_Boise-AP-Gowen-Field-ANGB.726810_AMY_2024EPW | 37.3625 | 59.129 | 0 | 96.3086 | 0 | 70.1261 | 74.5407 | 0 | 1758.7656 | 67.8161 | 80.7407 | 2323.1399
04/30 04:00:00 | 04 | 30 | 04 | USA_ID_Boise-AP-Gowen-Field-ANGB.726810_AMY_2024EPW | 35.4725 | 59.129 | 0 | 93.5518 | 0 | 70.0581 | 48.6402 | 0 | 1286.4269 | 49.9477 | 98.0496 | 1588.692
04/30 05:00:00 | 04 | 30 | 05 | USA_ID_Boise-AP-Gowen-Field-ANGB.726810_AMY_2024EPW | 33.9875 | 59.129 | 0 | 94.7761 | 0 | 70.0186 | 76.5091 | 0 | 1978.4277 | 79.9082 | 70.172 | 2113.657
04/30 06:00:00 | 04 | 30 | 06 | USA_ID_Boise-AP-Gowen-Field-ANGB.726810_AMY_2024EPW | 33.08 | 59.129 | 0 | 92.1653 | 0 | 70.0917 | 114.9617 | 0 | 2393.7529 | 93.5777 | 66.8788 | 4440.7973
04/30 07:00:00 | 04 | 30 | 07 | USA_ID_Boise-AP-Gowen-Field-ANGB.726810_AMY_2024EPW | 32.495 | 59.129 | 0 | 92.4915 | 0 | 70.0897 | 99.6541 | 0 | 2289.6182 | 69.0476 | 61.5096 | 3279.9504
04/30 08:00:00 | 04 | 30 | 08 | USA_ID_Boise-AP-Gowen-Field-ANGB.726810_AMY_2024EPW | 33.6575 | 59.129 | 0 | 98.9344 | 0 | 70.0303 | 79.9195 | 0 | 1964.9003 | 39.5316 | 76.8618 | 2657.29
04/30 09:00:00 | 04 | 30 | 09 | USA_ID_Boise-AP-Gowen-Field-ANGB.726810_AMY_2024EPW | 38.8625 | 59.129 | 0 | 109.8208 | 0 | 70.0511 | 50.5325 | 0 | 1464.4125 | 16.9345 | 94.4444 | 1376.6089
04/30 10:00:00 | 04 | 30 | 10 | USA_ID_Boise-AP-Gowen-Field-ANGB.726810_AMY_2024EPW | 43.64 | 59.129 | 0 | 132.309 | 0 | 70.0638 | 32.4208 | 0 | 1069.9704 | 0 | 107.9715 | 902.758
04/30 11:00:00 | 04 | 30 | 11 | USA_ID_Boise-AP-Gowen-Field-ANGB.726810_AMY_2024EPW | 46.0325 | 59.129 | 0 | 130.8476 | 0 | 70.0794 | 28.2911 | 0 | 864.7422 | 0 | 122.3708 | 888.2368
04/30 12:00:00 | 04 | 30 | 12 | USA_ID_Boise-AP-Gowen-Field-ANGB.726810_AMY_2024EPW | 48.0125 | 59.129 | 0 | 159.4305 | 0 | 70.0765 | 26.7161 | 0 | 768.8278 | 0 | 133.8954 | 881.4288
04/30 13:00:00 | 04 | 30 | 13 | USA_ID_Boise-AP-Gowen-Field-ANGB.726810_AMY_2024EPW | 50.09 | 59.129 | 0 | 189.0861 | 0 | 70.051 | 35.0956 | 0 | 1095.4721 | 0 | 37.4422 | 992.1572
04/30 14:00:00 | 04 | 30 | 14 | USA_ID_Boise-AP-Gowen-Field-ANGB.726810_AMY_2024EPW | 52.1525 | 59.129 | 0 | 157.6607 | 0 | 70.0745 | 28.1102 | 0 | 807.5669 | 0 | 0 | 716.9944
04/30 15:00:00 | 04 | 30 | 15 | USA_ID_Boise-AP-Gowen-Field-ANGB.726810_AMY_2024EPW | 53.5475 | 59.129 | 0 | 145.2874 | 0 | 70.086 | 28.3608 | 0 | 764.6636 | 0 | 0 | 992.9376
04/30 16:00:00 | 04 | 30 | 16 | USA_ID_Boise-AP-Gowen-Field-ANGB.726810_AMY_2024EPW | 55.0325 | 59.129 | 0 | 165.8662 | 0 | 70.097 | 27.8024 | 0 | 731.474 | 0 | 0 | 766.8903
04/30 17:00:00 | 04 | 30 | 17 | USA_ID_Boise-AP-Gowen-Field-ANGB.726810_AMY_2024EPW | 55.4525 | 59.129 | 0 | 201.4505 | 0 | 70.0977 | 30.6922 | 0 | 901.5479 | 0 | 0 | 560.192
04/30 18:00:00 | 04 | 30 | 18 | USA_ID_Boise-AP-Gowen-Field-ANGB.726810_AMY_2024EPW | 55.5275 | 59.129 | 0 | 182.7391 | 0 | 70.1133 | 31.8618 | 0 | 769.4197 | 0 | 0 | 938.6432
04/30 19:00:00 | 04 | 30 | 19 | USA_ID_Boise-AP-Gowen-Field-ANGB.726810_AMY_2024EPW | 55.94 | 59.129 | 0 | 168.2685 | 0 | 70.1488 | 28.4224 | 0 | 768.06 | 0 | 0 | 466.5962
04/30 20:00:00 | 04 | 30 | 20 | USA_ID_Boise-AP-Gowen-Field-ANGB.726810_AMY_2024EPW | 53.795 | 59.129 | 0 | 131.9452 | 0 | 70.1366 | 38.068 | 0 | 1008.5068 | 0 | 0 | 526.0157
04/30 21:00:00 | 04 | 30 | 21 | USA_ID_Boise-AP-Gowen-Field-ANGB.726810_AMY_2024EPW | 50.3225 | 59.129 | 0 | 122.8666 | 0 | 70.1801 | 71.9039 | 0 | 1820.0288 | 0 | 34.6644 | 547.4464
04/30 22:00:00 | 04 | 30 | 22 | USA_ID_Boise-AP-Gowen-Field-ANGB.726810_AMY_2024EPW | 47.36 | 59.129 | 0 | 146.194 | 0 | 70.1805 | 72.2491 | 0 | 1841.5249 | 0 | 70.5095 | 391.8679
04/30 23:00:00 | 04 | 30 | 23 | USA_ID_Boise-AP-Gowen-Field-ANGB.726810_AMY_2024EPW | 44.9675 | 59.129 | 0 | 140.8282 | 0 | 70.1796 | 72.5092 | 0 | 1869.4047 | 0 | 68.2435 | 376.571
04/30 24:00:00 | 04 | 30 | 24 | USA_ID_Boise-AP-Gowen-Field-ANGB.726810_AMY_2024EPW | 42.9875 | 59.129 | 0 | 122.4595 | 0 | 70.1772 | 73.4242 | 0 | 1938.0936 | 0 | 60.2709 | 613.1173
05/01 01:00:00 | 05 | 01 | 01 | USA_ID_Boise-AP-Gowen-Field-ANGB.726810_AMY_2024EPW | 41.3 | 59.3479 | 0 | 71.6194 | 0 | 70.0327 | 53.9133 | 0 | 1650.7071 | 0.01782 | 82.6886 | 1296.4275
05/01 02:00:00 | 05 | 01 | 02 | USA_ID_Boise-AP-Gowen-Field-ANGB.726810_AMY_2024EPW | 39.7625 | 59.3479 | 0 | 70.1901 | 0 | 70.0351 | 59.9433 | 0 | 1774.4545 | 0.065619 | 77.7918 | 1798.8888
05/01 03:00:00 | 05 | 01 | 03 | USA_ID_Boise-AP-Gowen-Field-ANGB.726810_AMY_2024EPW | 37.3625 | 59.3479 | 0 | 65.9105 | 0 | 70.0134 | 73.264 | 0 | 2111.079 | 0.07559 | 66.6667 | 1752.0635
05/01 04:00:00 | 05 | 01 | 04 | USA_ID_Boise-AP-Gowen-Field-ANGB.726810_AMY_2024EPW | 37.0325 | 59.3479 | 0 | 64.0238 | 0 | 70.0161 | 73.8099 | 0 | 2106.7961 | 1.0721 | 69.4444 | 1894.2292
05/01 05:00:00 | 05 | 01 | 05 | USA_ID_Boise-AP-Gowen-Field-ANGB.726810_AMY_2024EPW | 38.525 | 59.3479 | 0 | 64.8617 | 0 | 70.0264 | 74.2465 | 0 | 1903.8391 | 0.53594 | 86.5071 | 1899.464
05/01 06:00:00 | 05 | 01 | 06 | USA_ID_Boise-AP-Gowen-Field-ANGB.726810_AMY_2024EPW | 39.02 | 59.3479 | 0 | 63.0749 | 0 | 70.1117 | 94.2666 | 0 | 2341.9384 | 1.0862 | 61.1412 | 2287.0575
05/01 07:00:00 | 05 | 01 | 07 | USA_ID_Boise-AP-Gowen-Field-ANGB.726810_AMY_2024EPW | 37.9475 | 59.3479 | 0 | 63.2982 | 0 | 70.0508 | 71.8041 | 0 | 1901.7156 | 0.19056 | 83.3333 | 2024.4405
05/01 08:00:00 | 05 | 01 | 08 | USA_ID_Boise-AP-Gowen-Field-ANGB.726810_AMY_2024EPW | 38.6 | 59.3479 | 0 | 67.7075 | 0 | 70.0757 | 83.1522 | 0 | 2079.3934 | 0.075015 | 75.2356 | 1902.332
05/01 09:00:00 | 05 | 01 | 09 | USA_ID_Boise-AP-Gowen-Field-ANGB.726810_AMY_2024EPW | 40.505 | 59.3479 | 0 | 75.1578 | 0 | 70.0574 | 89.0962 | 0 | 2141.2245 | 0.07701 | 76.5723 | 2401.3027
05/01 10:00:00 | 05 | 01 | 10 | USA_ID_Boise-AP-Gowen-Field-ANGB.726810_AMY_2024EPW | 42.0725 | 59.3479 | 0 | 90.548 | 0 | 70.095 | 95.3309 | 0 | 2498.5131 | 0 | 56.2777 | 1790.4098
05/01 11:00:00 | 05 | 01 | 11 | USA_ID_Boise-AP-Gowen-Field-ANGB.726810_AMY_2024EPW | 42.98 | 59.3479 | 0 | 89.5479 | 0 | 70.0576 | 89.024 | 0 | 2345.3038 | 0 | 50.9292 | 2255.0548
05/01 12:00:00 | 05 | 01 | 12 | USA_ID_Boise-AP-Gowen-Field-ANGB.726810_AMY_2024EPW | 44.6375 | 59.3479 | 0 | 109.1091 | 0 | 70.0258 | 72.9192 | 0 | 1926.8952 | 0 | 86.0154 | 1562.8759
05/01 13:00:00 | 05 | 01 | 13 | USA_ID_Boise-AP-Gowen-Field-ANGB.726810_AMY_2024EPW | 46.5275 | 59.3479 | 0 | 129.4044 | 0 | 70.0283 | 61.2736 | 0 | 1790.7195 | 0 | 75.1698 | 1426.4535
05/01 14:00:00 | 05 | 01 | 14 | USA_ID_Boise-AP-Gowen-Field-ANGB.726810_AMY_2024EPW | 48.5975 | 59.3479 | 0 | 107.8979 | 0 | 70.0331 | 39.1041 | 0 | 1278.9948 | 0 | 84.4916 | 986.7496
05/01 15:00:00 | 05 | 01 | 15 | USA_ID_Boise-AP-Gowen-Field-ANGB.726810_AMY_2024EPW | 50.585 | 59.3479 | 0 | 99.43 | 0 | 70.0333 | 37.3233 | 0 | 1242.1418 | 0 | 0 | 877.8722
05/01 16:00:00 | 05 | 01 | 16 | USA_ID_Boise-AP-Gowen-Field-ANGB.726810_AMY_2024EPW | 51.5675 | 59.3479 | 0 | 113.5135 | 0 | 70.0661 | 29.0575 | 0 | 887.599 | 0 | 0 | 877.1558
05/01 17:00:00 | 05 | 01 | 17 | USA_ID_Boise-AP-Gowen-Field-ANGB.726810_AMY_2024EPW | 54.125 | 59.3479 | 0 | 137.8662 | 0 | 70.1044 | 34.4534 | 0 | 922.8529 | 0 | 0 | 1136.2207
05/01 18:00:00 | 05 | 01 | 18 | USA_ID_Boise-AP-Gowen-Field-ANGB.726810_AMY_2024EPW | 55.4525 | 59.3479 | 0 | 125.0607 | 0 | 70.1135 | 32.8403 | 0 | 827.6552 | 0 | 0 | 1093.2895
05/01 19:00:00 | 05 | 01 | 19 | USA_ID_Boise-AP-Gowen-Field-ANGB.726810_AMY_2024EPW | 55.04 | 59.3479 | 0 | 115.1575 | 0 | 70.1119 | 34.3313 | 0 | 913.7734 | 0 | 0 | 975.8431
05/01 20:00:00 | 05 | 01 | 20 | USA_ID_Boise-AP-Gowen-Field-ANGB.726810_AMY_2024EPW | 53.9675 | 59.3479 | 0 | 90.299 | 0 | 70.2818 | 19.678 | 70.6294 | 281.8281 | 0 | 0 | 362.0103
05/01 21:00:00 | 05 | 01 | 21 | USA_ID_Boise-AP-Gowen-Field-ANGB.726810_AMY_2024EPW | 51.4025 | 59.3479 | 0 | 84.0859 | 0 | 70.0844 | 45.4831 | 0 | 1255.5327 | 0 | 0 | 1238.4293
05/01 22:00:00 | 05 | 01 | 22 | USA_ID_Boise-AP-Gowen-Field-ANGB.726810_AMY_2024EPW | 48.9275 | 59.3479 | 0 | 100.0505 | 0 | 70.1085 | 54.0995 | 0 | 1447.732 | 0 | 97.7516 | 803.2188
05/01 23:00:00 | 05 | 01 | 23 | USA_ID_Boise-AP-Gowen-Field-ANGB.726810_AMY_2024EPW | 46.3625 | 59.3479 | 0 | 96.3783 | 0 | 69.9915 | 39.8457 | 0 | 1404.4765 | 0 | 89.9238 | 883.0822
05/01 24:00:00 | 05 | 01 | 24 | USA_ID_Boise-AP-Gowen-Field-ANGB.726810_AMY_2024EPW | 45.545 | 59.3479 | 0 | 83.8073 | 0 | 70.0336 | 39.5778 | 0 | 1244.8534 | 0 | 104.6943 | 1088.6334
05/02 01:00:00 | 05 | 02 | 01 | USA_ID_Boise-AP-Gowen-Field-ANGB.726810_AMY_2024EPW | 45.455 | 59.5673 | 0 | 208.972 | 0 | 70.0531 | 46.5649 | 0 | 1339.9368 | 0 | 88.8135 | 1546.5273
05/02 02:00:00 | 05 | 02 | 02 | USA_ID_Boise-AP-Gowen-Field-ANGB.726810_AMY_2024EPW | 44.4725 | 59.5673 | 0 | 204.8017 | 0 | 70.0861 | 73.1172 | 0 | 1901.2302 | 0 | 71.9093 | 1728.3224
05/02 03:00:00 | 05 | 02 | 03 | USA_ID_Boise-AP-Gowen-Field-ANGB.726810_AMY_2024EPW | 44.06 | 59.5673 | 0 | 192.3145 | 0 | 70.1068 | 78.3347 | 0 | 2051.7033 | 0 | 68.2563 | 1633.6178
05/02 04:00:00 | 05 | 02 | 04 | USA_ID_Boise-AP-Gowen-Field-ANGB.726810_AMY_2024EPW | 44.5475 | 59.5673 | 0 | 186.8096 | 0 | 70.0735 | 72.6522 | 0 | 2038.7824 | 0 | 63.9983 | 1553.9129
05/02 05:00:00 | 05 | 02 | 05 | USA_ID_Boise-AP-Gowen-Field-ANGB.726810_AMY_2024EPW | 44.96 | 59.5673 | 0 | 189.2543 | 0 | 70.0437 | 51.4573 | 0 | 1660.6405 | 0 | 71.608 | 1219.155
05/02 06:00:00 | 05 | 02 | 06 | USA_ID_Boise-AP-Gowen-Field-ANGB.726810_AMY_2024EPW | 44.96 | 59.5673 | 0 | 184.041 | 0 | 70.112 | 69.8158 | 0 | 1985.6691 | 0 | 61.3166 | 1311.0342
05/02 07:00:00 | 05 | 02 | 07 | USA_ID_Boise-AP-Gowen-Field-ANGB.726810_AMY_2024EPW | 45.545 | 59.5673 | 0 | 184.6924 | 0 | 70.1163 | 76.1773 | 0 | 2141.7346 | 0 | 58.84 | 1435.6849
05/02 08:00:00 | 05 | 02 | 08 | USA_ID_Boise-AP-Gowen-Field-ANGB.726810_AMY_2024EPW | 46.04 | 59.5673 | 0 | 197.558 | 0 | 70.0673 | 63.448 | 0 | 1905.8382 | 0 | 62.6066 | 1337.2595
05/02 09:00:00 | 05 | 02 | 09 | USA_ID_Boise-AP-Gowen-Field-ANGB.726810_AMY_2024EPW | 46.5275 | 59.5673 | 0 | 219.2965 | 0 | 70.112 | 74.4152 | 0 | 1972.7754 | 0 | 64.0569 | 1497.4646
05/02 10:00:00 | 05 | 02 | 10 | USA_ID_Boise-AP-Gowen-Field-ANGB.726810_AMY_2024EPW | 49.1825 | 59.5673 | 0 | 264.2023 | 0 | 70.0289 | 44.1408 | 0 | 1432.5075 | 0 | 52.8296 | 989.0373
05/02 11:00:00 | 05 | 02 | 11 | USA_ID_Boise-AP-Gowen-Field-ANGB.726810_AMY_2024EPW | 51.5675 | 59.5673 | 0 | 261.2841 | 0 | 70.0511 | 31.8621 | 0 | 1051.8342 | 0 | 0 | 880.2126
05/02 12:00:00 | 05 | 02 | 12 | USA_ID_Boise-AP-Gowen-Field-ANGB.726810_AMY_2024EPW | 50.3225 | 59.5673 | 0 | 318.3601 | 0 | 70.081 | 63.8735 | 0 | 1708.5717 | 0 | 39.4223 | 1348.0276
05/02 13:00:00 | 05 | 02 | 13 | USA_ID_Boise-AP-Gowen-Field-ANGB.726810_AMY_2024EPW | 47.8475 | 59.5673 | 0 | 377.578 | 0 | 70.1114 | 80.3617 | 0 | 2118.2756 | 0 | 62.5082 | 1495.519
05/02 14:00:00 | 05 | 02 | 14 | USA_ID_Boise-AP-Gowen-Field-ANGB.726810_AMY_2024EPW | 46.94 | 59.5673 | 0 | 314.826 | 0 | 70.0264 | 61.6914 | 0 | 1815.0587 | 0 | 74.2112 | 1424.0101
05/02 15:00:00 | 05 | 02 | 15 | USA_ID_Boise-AP-Gowen-Field-ANGB.726810_AMY_2024EPW | 48.0125 | 59.5673 | 0 | 290.1183 | 0 | 70.0515 | 34.7572 | 0 | 1100.198 | 0 | 103.1241 | 987.8245
05/02 16:00:00 | 05 | 02 | 16 | USA_ID_Boise-AP-Gowen-Field-ANGB.726810_AMY_2024EPW | 50.09 | 59.5673 | 0 | 331.2112 | 0 | 70.0671 | 33.9498 | 0 | 904.5462 | 0 | 63.4158 | 1151.3433
05/02 17:00:00 | 05 | 02 | 17 | USA_ID_Boise-AP-Gowen-Field-ANGB.726810_AMY_2024EPW | 52.1525 | 59.5673 | 0 | 402.2679 | 0 | 70.0495 | 27.6675 | 0 | 719.3961 | 0 | 0 | 932.7504
05/02 18:00:00 | 05 | 02 | 18 | USA_ID_Boise-AP-Gowen-Field-ANGB.726810_AMY_2024EPW | 52.475 | 59.5673 | 0 | 364.904 | 0 | 70.0479 | 34.6064 | 0 | 880.6199 | 0 | 0 | 1222.3996
05/02 19:00:00 | 05 | 02 | 19 | USA_ID_Boise-AP-Gowen-Field-ANGB.726810_AMY_2024EPW | 51.98 | 59.5673 | 0 | 336.0083 | 0 | 70.0999 | 34.7194 | 0 | 993.2989 | 0 | 0 | 832.5667
05/02 20:00:00 | 05 | 02 | 20 | USA_ID_Boise-AP-Gowen-Field-ANGB.726810_AMY_2024EPW | 51.98 | 59.5673 | 0 | 263.4758 | 0 | 70.4327 | 21.6899 | 65.4449 | 259.6307 | 0 | 0 | 79.379
05/02 21:00:00 | 05 | 02 | 21 | USA_ID_Boise-AP-Gowen-Field-ANGB.726810_AMY_2024EPW | 50.9075 | 59.5673 | 0 | 245.3471 | 0 | 70.0695 | 64.7539 | 0 | 1634.7204 | 0 | 0 | 320.5857
05/02 22:00:00 | 05 | 02 | 22 | USA_ID_Boise-AP-Gowen-Field-ANGB.726810_AMY_2024EPW | 48.9275 | 59.5673 | 0 | 291.9287 | 0 | 70.1922 | 38.5452 | 0 | 889.5372 | 0 | 150.9754 | 990.1069
05/02 23:00:00 | 05 | 02 | 23 | USA_ID_Boise-AP-Gowen-Field-ANGB.726810_AMY_2024EPW | 48.02 | 59.5673 | 0 | 281.214 | 0 | 70.0837 | 37.3676 | 0 | 984.497 | 0 | 131.0901 | 1143.7329
05/02 24:00:00 | 05 | 02 | 24 | USA_ID_Boise-AP-Gowen-Field-ANGB.726810_AMY_2024EPW | 47.435 | 59.5673 | 0 | 244.5343 | 0 | 70.0172 | 25.9257 | 0 | 914.6904 | 0 | 107.9127 | 658.96
05/03 01:00:00 | 05 | 03 | 01 | USA_ID_Boise-AP-Gowen-Field-ANGB.726810_AMY_2024EPW | 45.8675 | 59.7873 | 0 | 81.8049 | 0 | 70 | 34.1835 | 0 | 1181.3471 | 0 | 93.9286 | 884.7389
05/03 02:00:00 | 05 | 03 | 02 | USA_ID_Boise-AP-Gowen-Field-ANGB.726810_AMY_2024EPW | 44.96 | 59.7873 | 0 | 80.1724 | 0 | 69.9902 | 37.7176 | 0 | 1338.1607 | 0 | 90.4785 | 891.12
05/03 03:00:00 | 05 | 03 | 03 | USA_ID_Boise-AP-Gowen-Field-ANGB.726810_AMY_2024EPW | 44.4725 | 59.7873 | 0 | 75.2841 | 0 | 70.0341 | 43.1855 | 0 | 1363.011 | 0 | 95.2675 | 1227.2817
05/03 04:00:00 | 05 | 03 | 04 | USA_ID_Boise-AP-Gowen-Field-ANGB.726810_AMY_2024EPW | 43.475 | 59.7873 | 0 | 73.1291 | 0 | 70.0146 | 40.0082 | 0 | 1291.5615 | 0 | 93.2751 | 1120.9988
05/03 05:00:00 | 05 | 03 | 05 | USA_ID_Boise-AP-Gowen-Field-ANGB.726810_AMY_2024EPW | 42.4925 | 59.7873 | 0 | 74.0861 | 0 | 70.0466 | 42.3508 | 0 | 1293.2608 | 0 | 93.0483 | 1354.0233
05/03 06:00:00 | 05 | 03 | 06 | USA_ID_Boise-AP-Gowen-Field-ANGB.726810_AMY_2024EPW | 41.495 | 59.7873 | 0 | 72.0453 | 0 | 70.0478 | 47.1887 | 0 | 1448.8336 | 0 | 84.0896 | 1475.8807
05/03 07:00:00 | 05 | 03 | 07 | USA_ID_Boise-AP-Gowen-Field-ANGB.726810_AMY_2024EPW | 39.9275 | 59.7873 | 0 | 72.3003 | 0 | 70.0205 | 63.4962 | 0 | 1872.7773 | 13.1658 | 67.7246 | 1683.1727
05/03 08:00:00 | 05 | 03 | 08 | USA_ID_Boise-AP-Gowen-Field-ANGB.726810_AMY_2024EPW | 41.165 | 59.7873 | 0 | 77.3367 | 0 | 70.0278 | 56.9298 | 0 | 1737.7896 | 3.542 | 71.3646 | 1601.7923
05/03 09:00:00 | 05 | 03 | 09 | USA_ID_Boise-AP-Gowen-Field-ANGB.726810_AMY_2024EPW | 44.6375 | 59.7873 | 0 | 85.8466 | 0 | 70.0326 | 38.1082 | 0 | 1221.7962 | 0 | 91.813 | 1113.8557
05/03 10:00:00 | 05 | 03 | 10 | USA_ID_Boise-AP-Gowen-Field-ANGB.726810_AMY_2024EPW | 47.6 | 59.7873 | 0 | 103.4255 | 0 | 70.0663 | 29.1357 | 0 | 906.2018 | 0 | 116.9723 | 881.1168
05/03 11:00:00 | 05 | 03 | 11 | USA_ID_Boise-AP-Gowen-Field-ANGB.726810_AMY_2024EPW | 50.09 | 59.7873 | 0 | 102.2831 | 0 | 70.0952 | 25.888 | 0 | 720.1075 | 0 | 55.974 | 879.1492
05/03 12:00:00 | 05 | 03 | 12 | USA_ID_Boise-AP-Gowen-Field-ANGB.726810_AMY_2024EPW | 53.7125 | 59.7873 | 0 | 124.6263 | 0 | 70.1139 | 31.8732 | 0 | 770.5893 | 0 | 0 | 1206.7669
05/03 13:00:00 | 05 | 03 | 13 | USA_ID_Boise-AP-Gowen-Field-ANGB.726810_AMY_2024EPW | 57.0125 | 59.7873 | 0 | 147.808 | 0 | 70.1058 | 25.919 | 0 | 721.6255 | 0 | 0 | 831.3441
05/03 14:00:00 | 05 | 03 | 14 | USA_ID_Boise-AP-Gowen-Field-ANGB.726810_AMY_2024EPW | 59.09 | 59.7873 | 0 | 123.2429 | 0 | 70.077 | 25.4873 | 0 | 685.9623 | 0 | 0 | 840.2818
05/03 15:00:00 | 05 | 03 | 15 | USA_ID_Boise-AP-Gowen-Field-ANGB.726810_AMY_2024EPW | 61.64 | 59.7873 | 0 | 113.5707 | 0 | 70.0582 | 38.104 | 0 | 885.5894 | 0 | 0 | 1446.9171
05/03 16:00:00 | 05 | 03 | 16 | USA_ID_Boise-AP-Gowen-Field-ANGB.726810_AMY_2024EPW | 62.96 | 59.7873 | 0 | 129.6571 | 0 | 70.139 | 26.0669 | 0 | 629.2533 | 0 | 0 | 713.6652
05/03 17:00:00 | 05 | 03 | 17 | USA_ID_Boise-AP-Gowen-Field-ANGB.726810_AMY_2024EPW | 63.545 | 59.7873 | 0 | 157.4732 | 0 | 70.1364 | 29.6514 | 0 | 937.9041 | 0 | 0 | 119.9331
05/03 18:00:00 | 05 | 03 | 18 | USA_ID_Boise-AP-Gowen-Field-ANGB.726810_AMY_2024EPW | 64.5275 | 59.7873 | 0 | 142.8466 | 0 | 70.1069 | 25.1662 | 0 | 940.9854 | 0 | 0 | 0
05/03 19:00:00 | 05 | 03 | 19 | USA_ID_Boise-AP-Gowen-Field-ANGB.726810_AMY_2024EPW | 64.4525 | 59.7873 | 0 | 131.535 | 0 | 70.0939 | 24.3296 | 0 | 787.7358 | 0 | 0 | 145.6943
05/03 20:00:00 | 05 | 03 | 20 | USA_ID_Boise-AP-Gowen-Field-ANGB.726810_AMY_2024EPW | 62.9675 | 59.7873 | 0 | 103.1411 | 0 | 70.0663 | 28.6049 | 0 | 966.8464 | 0 | 0 | 0
05/03 21:00:00 | 05 | 03 | 21 | USA_ID_Boise-AP-Gowen-Field-ANGB.726810_AMY_2024EPW | 60.4025 | 59.7873 | 0 | 96.0444 | 0 | 70.0873 | 48.5117 | 0 | 1291.9749 | 0 | 0 | 110.6278
05/03 22:00:00 | 05 | 03 | 22 | USA_ID_Boise-AP-Gowen-Field-ANGB.726810_AMY_2024EPW | 56.855 | 59.7873 | 0 | 114.2794 | 0 | 70.223 | 25.8544 | 0 | 617.1964 | 0 | 0 | 841.2137
05/03 23:00:00 | 05 | 03 | 23 | USA_ID_Boise-AP-Gowen-Field-ANGB.726810_AMY_2024EPW | 55.5275 | 59.7873 | 0 | 110.085 | 0 | 70.1704 | 27.32 | 0 | 703.1961 | 0 | 0 | 771.2851
05/03 24:00:00 | 05 | 03 | 24 | USA_ID_Boise-AP-Gowen-Field-ANGB.726810_AMY_2024EPW | 54.38 | 59.7873 | 0 | 95.7262 | 0 | 70.1492 | 26.9933 | 0 | 684.1054 | 0 | 0 | 388.3816
05/04 01:00:00 | 05 | 04 | 01 | USA_ID_Boise-AP-Gowen-Field-ANGB.726810_AMY_2024EPW | 53.06 | 60.0077 | 0 | 69.2847 | 0 | 70.1074 | 23.4198 | 0 | 674.6464 | 0 | 0 | 642.7521
05/04 02:00:00 | 05 | 04 | 02 | USA_ID_Boise-AP-Gowen-Field-ANGB.726810_AMY_2024EPW | 51.4025 | 60.0077 | 0 | 67.902 | 0 | 70.095 | 36.2845 | 0 | 1029.6973 | 0 | 0 | 807.6958
05/04 03:00:00 | 05 | 04 | 03 | USA_ID_Boise-AP-Gowen-Field-ANGB.726810_AMY_2024EPW | 52.73 | 60.0077 | 0 | 63.7619 | 0 | 70.071 | 25.0256 | 0 | 669.1148 | 0 | 0 | 880.1285
05/04 04:00:00 | 05 | 04 | 04 | USA_ID_Boise-AP-Gowen-Field-ANGB.726810_AMY_2024EPW | 55.5275 | 60.0077 | 0 | 61.9367 | 0 | 70.1015 | 26.284 | 0 | 642.4046 | 0 | 0 | 905.586
05/04 05:00:00 | 05 | 04 | 05 | USA_ID_Boise-AP-Gowen-Field-ANGB.726810_AMY_2024EPW | 55.4525 | 60.0077 | 0 | 62.7473 | 0 | 70.0934 | 41.933 | 0 | 1202.2429 | 0 | 0 | 1254.6538
05/04 06:00:00 | 05 | 04 | 06 | USA_ID_Boise-AP-Gowen-Field-ANGB.726810_AMY_2024EPW | 55.5275 | 60.0077 | 0 | 61.0188 | 0 | 70.1195 | 36.2878 | 0 | 930.2339 | 0 | 0 | 1171.6265
05/04 07:00:00 | 05 | 04 | 07 | USA_ID_Boise-AP-Gowen-Field-ANGB.726810_AMY_2024EPW | 55.4525 | 60.0077 | 0 | 61.2347 | 0 | 70.1316 | 35.3691 | 0 | 876.0266 | 0 | 0 | 1158.1883
05/04 08:00:00 | 05 | 04 | 08 | USA_ID_Boise-AP-Gowen-Field-ANGB.726810_AMY_2024EPW | 56.1125 | 60.0077 | 0 | 65.5003 | 0 | 70.108 | 32.4772 | 0 | 806.4006 | 0 | 0 | 1068.7308
05/04 09:00:00 | 05 | 04 | 09 | USA_ID_Boise-AP-Gowen-Field-ANGB.726810_AMY_2024EPW | 59.165 | 60.0077 | 0 | 72.7077 | 0 | 70.0698 | 28.8945 | 0 | 778.4454 | 0 | 0 | 998.7584
05/04 10:00:00 | 05 | 04 | 10 | USA_ID_Boise-AP-Gowen-Field-ANGB.726810_AMY_2024EPW | 62.0525 | 60.0077 | 0 | 87.5963 | 0 | 70.087 | 22.1656 | 0 | 579.6219 | 0 | 0 | 776.8366
05/04 11:00:00 | 05 | 04 | 11 | USA_ID_Boise-AP-Gowen-Field-ANGB.726810_AMY_2024EPW | 64.6175 | 60.0077 | 0 | 86.6287 | 0 | 70.1459 | 27.5545 | 0 | 716.1427 | 0 | 0 | 753.5504
05/04 12:00:00 | 05 | 04 | 12 | USA_ID_Boise-AP-Gowen-Field-ANGB.726810_AMY_2024EPW | 67.0925 | 60.0077 | 0 | 105.5523 | 0 | 70.1638 | 27.4093 | 0 | 708.7483 | 0 | 0 | 326.0538
05/04 13:00:00 | 05 | 04 | 13 | USA_ID_Boise-AP-Gowen-Field-ANGB.726810_AMY_2024EPW | 68.585 | 60.0077 | 0 | 125.186 | 0 | 70.1199 | 18.0797 | 0 | 460.8752 | 0 | 0 | 263.4879
05/04 14:00:00 | 05 | 04 | 14 | USA_ID_Boise-AP-Gowen-Field-ANGB.726810_AMY_2024EPW | 68.495 | 60.0077 | 0 | 104.3806 | 0 | 70.2058 | 25.6011 | 0 | 723.9395 | 0 | 0 | 294.9632
05/04 15:00:00 | 05 | 04 | 15 | USA_ID_Boise-AP-Gowen-Field-ANGB.726810_AMY_2024EPW | 68.585 | 60.0077 | 0 | 96.1887 | 0 | 70.147 | 19.2697 | 0 | 530.9963 | 0 | 0 | 193.3627
05/04 16:00:00 | 05 | 04 | 16 | USA_ID_Boise-AP-Gowen-Field-ANGB.726810_AMY_2024EPW | 69.5675 | 60.0077 | 0 | 109.8131 | 0 | 70.2085 | 17.7878 | 0 | 443.688 | 0 | 0 | 128.9524
05/04 17:00:00 | 05 | 04 | 17 | USA_ID_Boise-AP-Gowen-Field-ANGB.726810_AMY_2024EPW | 69.98 | 60.0077 | 0 | 133.3719 | 0 | 70.2607 | 17.3645 | 0 | 418.6934 | 0 | 0 | 137.5078
05/04 18:00:00 | 05 | 04 | 18 | USA_ID_Boise-AP-Gowen-Field-ANGB.726810_AMY_2024EPW | 66.1775 | 60.0077 | 0 | 120.9839 | 0 | 70.1314 | 14.62 | 0 | 488.6258 | 0 | 0 | 57.7729
05/04 19:00:00 | 05 | 04 | 19 | USA_ID_Boise-AP-Gowen-Field-ANGB.726810_AMY_2024EPW | 61.8875 | 60.0077 | 0 | 111.4035 | 0 | 70.1243 | 14.0224 | 0 | 483.0088 | 0 | 0 | 111.5692
05/04 20:00:00 | 05 | 04 | 20 | USA_ID_Boise-AP-Gowen-Field-ANGB.726810_AMY_2024EPW | 59.3225 | 60.0077 | 0 | 87.3554 | 0 | 70.246 | 16.5117 | 60.6629 | 191.679 | 0 | 0 | 26.6586
05/04 21:00:00 | 05 | 04 | 21 | USA_ID_Boise-AP-Gowen-Field-ANGB.726810_AMY_2024EPW | 56.36 | 60.0077 | 0 | 81.3448 | 0 | 70.1015 | 47.4642 | 0 | 1370.8828 | 0 | 0 | 0
05/04 22:00:00 | 05 | 04 | 22 | USA_ID_Boise-AP-Gowen-Field-ANGB.726810_AMY_2024EPW | 53.3825 | 60.0077 | 0 | 96.7889 | 0 | 70.0384 | 60.7655 | 0 | 1574.1853 | 0 | 0 | 0
05/04 23:00:00 | 05 | 04 | 23 | USA_ID_Boise-AP-Gowen-Field-ANGB.726810_AMY_2024EPW | 50.3225 | 60.0077 | 0 | 93.2365 | 0 | 70.0996 | 38.6378 | 0 | 1067.6667 | 0 | 38.4309 | 767.031
05/04 24:00:00 | 05 | 04 | 24 | USA_ID_Boise-AP-Gowen-Field-ANGB.726810_AMY_2024EPW | 47.8475 | 60.0077 | 0 | 81.0753 | 0 | 70.0706 | 39.2972 | 0 | 1106.4224 | 0 | 107.6128 | 835.5393
05/05 01:00:00 | 05 | 05 | 01 | USA_ID_Boise-AP-Gowen-Field-ANGB.726810_AMY_2024EPW | 46.4525 | 60.2285 | 0 | 71.9728 | 0 | 70.0212 | 24.7561 | 0 | 854.2746 | 0 | 112.8976 | 663.5146
05/05 02:00:00 | 05 | 05 | 02 | USA_ID_Boise-AP-Gowen-Field-ANGB.726810_AMY_2024EPW | 46.04 | 60.2285 | 0 | 70.5365 | 0 | 70.0123 | 30.4443 | 0 | 992.7598 | 0 | 102.3249 | 887.6117
05/05 03:00:00 | 05 | 05 | 03 | USA_ID_Boise-AP-Gowen-Field-ANGB.726810_AMY_2024EPW | 46.04 | 60.2285 | 0 | 66.2358 | 0 | 70.0936 | 44.6277 | 0 | 1174.7898 | 0 | 121.414 | 1468.3922
05/05 04:00:00 | 05 | 05 | 04 | USA_ID_Boise-AP-Gowen-Field-ANGB.726810_AMY_2024EPW | 45.455 | 60.2285 | 0 | 64.3398 | 0 | 70.0156 | 29.5202 | 0 | 1063.9061 | 0 | 108.124 | 668.642
05/05 05:00:00 | 05 | 05 | 05 | USA_ID_Boise-AP-Gowen-Field-ANGB.726810_AMY_2024EPW | 44.96 | 60.2285 | 0 | 65.1818 | 0 | 70.051 | 45.4524 | 0 | 1357.1371 | 0 | 90.1607 | 1450.7553
05/05 06:00:00 | 05 | 05 | 06 | USA_ID_Boise-AP-Gowen-Field-ANGB.726810_AMY_2024EPW | 44.96 | 60.2285 | 0 | 63.3863 | 0 | 70.0401 | 50.2123 | 0 | 1543.3881 | 0 | 82.788 | 1449.6409
05/05 07:00:00 | 05 | 05 | 07 | USA_ID_Boise-AP-Gowen-Field-ANGB.726810_AMY_2024EPW | 44.96 | 60.2285 | 0 | 63.6106 | 0 | 70.0607 | 59.6219 | 0 | 1811.8583 | 0 | 61.4354 | 1336.7175
05/05 08:00:00 | 05 | 05 | 08 | USA_ID_Boise-AP-Gowen-Field-ANGB.726810_AMY_2024EPW | 44.4725 | 60.2285 | 0 | 68.0417 | 0 | 70.0754 | 62.2272 | 0 | 1815.1649 | 0 | 73.6285 | 1307.9113
05/05 09:00:00 | 05 | 05 | 09 | USA_ID_Boise-AP-Gowen-Field-ANGB.726810_AMY_2024EPW | 45.1325 | 60.2285 | 0 | 75.5287 | 0 | 70.034 | 65.3834 | 0 | 1812.6074 | 0 | 81.432 | 1448.4211
05/05 10:00:00 | 05 | 05 | 10 | USA_ID_Boise-AP-Gowen-Field-ANGB.726810_AMY_2024EPW | 46.5275 | 60.2285 | 0 | 90.9949 | 0 | 70.0342 | 59.9023 | 0 | 1721.5261 | 0 | 82.4731 | 1437.2679
05/05 11:00:00 | 05 | 05 | 11 | USA_ID_Boise-AP-Gowen-Field-ANGB.726810_AMY_2024EPW | 48.0125 | 60.2285 | 0 | 89.9898 | 0 | 70.0657 | 31.0173 | 0 | 972.9126 | 0 | 113.9791 | 884.1279
05/05 12:00:00 | 05 | 05 | 12 | USA_ID_Boise-AP-Gowen-Field-ANGB.726810_AMY_2024EPW | 48.4325 | 60.2285 | 0 | 109.6476 | 0 | 70.0995 | 25.7251 | 0 | 710.4958 | 0 | 142.5301 | 881.9329
05/05 13:00:00 | 05 | 05 | 13 | USA_ID_Boise-AP-Gowen-Field-ANGB.726810_AMY_2024EPW | 49.6775 | 60.2285 | 0 | 130.0431 | 0 | 70.1264 | 23.9117 | 0 | 603.6518 | 0 | 87.3772 | 878.989
05/05 14:00:00 | 05 | 05 | 14 | USA_ID_Boise-AP-Gowen-Field-ANGB.726810_AMY_2024EPW | 51.5675 | 60.2285 | 0 | 108.4304 | 0 | 70.1314 | 22.8671 | 0 | 542.1724 | 0 | 0 | 786.1883
05/05 15:00:00 | 05 | 05 | 15 | USA_ID_Boise-AP-Gowen-Field-ANGB.726810_AMY_2024EPW | 51.98 | 60.2285 | 0 | 99.9208 | 0 | 70.0913 | 39.3004 | 0 | 990.3745 | 0 | 0 | 1387.2665
05/05 16:00:00 | 05 | 05 | 16 | USA_ID_Boise-AP-Gowen-Field-ANGB.726810_AMY_2024EPW | 51.98 | 60.2285 | 0 | 114.0737 | 0 | 70.0402 | 31.0634 | 0 | 801.448 | 0 | 0 | 1123.8258
05/05 17:00:00 | 05 | 05 | 17 | USA_ID_Boise-AP-Gowen-Field-ANGB.726810_AMY_2024EPW | 54.125 | 60.2285 | 0 | 138.5466 | 0 | 70.0751 | 32.5316 | 0 | 808.9856 | 0 | 0 | 999.0324
05/05 18:00:00 | 05 | 05 | 18 | USA_ID_Boise-AP-Gowen-Field-ANGB.726810_AMY_2024EPW | 55.94 | 60.2285 | 0 | 125.678 | 0 | 70.1482 | 48.2268 | 0 | 1185.6473 | 0 | 0 | 549.788
05/05 19:00:00 | 05 | 05 | 19 | USA_ID_Boise-AP-Gowen-Field-ANGB.726810_AMY_2024EPW | 54.8675 | 60.2285 | 0 | 115.7259 | 0 | 70.0458 | 55.63 | 0 | 1556.7723 | 0 | 0 | 0
05/05 20:00:00 | 05 | 05 | 20 | USA_ID_Boise-AP-Gowen-Field-ANGB.726810_AMY_2024EPW | 52.8875 | 60.2285 | 0 | 90.7447 | 0 | 70.3507 | 46.4535 | 241.0876 | 221.6257 | 0 | 0 | 276.0849
05/05 21:00:00 | 05 | 05 | 21 | USA_ID_Boise-AP-Gowen-Field-ANGB.726810_AMY_2024EPW | 51.4925 | 60.2285 | 0 | 84.5009 | 0 | 70.0981 | 35.3166 | 0 | 973.2681 | 0 | 0 | 696.4849
05/05 22:00:00 | 05 | 05 | 22 | USA_ID_Boise-AP-Gowen-Field-ANGB.726810_AMY_2024EPW | 48.8375 | 60.2285 | 0 | 100.5443 | 0 | 70.1792 | 21.1809 | 0 | 543.1643 | 0 | 119.1614 | 542.0788
05/05 23:00:00 | 05 | 05 | 23 | USA_ID_Boise-AP-Gowen-Field-ANGB.726810_AMY_2024EPW | 47.525 | 60.2285 | 0 | 96.854 | 0 | 70.1781 | 18.7764 | 0 | 501.9939 | 0 | 161.405 | 425.4069
05/05 24:00:00 | 05 | 05 | 24 | USA_ID_Boise-AP-Gowen-Field-ANGB.726810_AMY_2024EPW | 47.435 | 60.2285 | 0 | 84.221 | 0 | 70.1158 | 31.7524 | 0 | 863.5449 | 0 | 131.6814 | 825.8472
05/06 01:00:00 | 05 | 06 | 01 | USA_ID_Boise-AP-Gowen-Field-ANGB.726810_AMY_2024EPW | 46.4525 | 60.4496 | 0 | 77.5219 | 0 | 70.0424 | 40.7647 | 0 | 1192.2262 | 0 | 99.6342 | 1247.4089
05/06 02:00:00 | 05 | 06 | 02 | USA_ID_Boise-AP-Gowen-Field-ANGB.726810_AMY_2024EPW | 45.455 | 60.4496 | 0 | 75.9748 | 0 | 70.0629 | 51.235 | 0 | 1477.2348 | 0 | 87.833 | 1664.1889
05/06 03:00:00 | 05 | 06 | 03 | USA_ID_Boise-AP-Gowen-Field-ANGB.726810_AMY_2024EPW | 43.8875 | 60.4496 | 0 | 71.3425 | 0 | 70.0476 | 51.089 | 0 | 1534.334 | 0 | 83.3563 | 1567.4254
05/06 04:00:00 | 05 | 06 | 04 | USA_ID_Boise-AP-Gowen-Field-ANGB.726810_AMY_2024EPW | 42.98 | 60.4496 | 0 | 69.3003 | 0 | 70.021 | 37.7892 | 0 | 1230.6269 | 0 | 89.5166 | 1129.4745
05/06 05:00:00 | 05 | 06 | 05 | USA_ID_Boise-AP-Gowen-Field-ANGB.726810_AMY_2024EPW | 42.4925 | 60.4496 | 0 | 70.2073 | 0 | 70.0379 | 44.9919 | 0 | 1420.9401 | 0 | 85.6501 | 1360.3427
05/06 06:00:00 | 05 | 06 | 06 | USA_ID_Boise-AP-Gowen-Field-ANGB.726810_AMY_2024EPW | 42.08 | 60.4496 | 0 | 68.2733 | 0 | 70.0821 | 39.8156 | 0 | 1154.6061 | 0 | 108.1896 | 1362.975
05/06 07:00:00 | 05 | 06 | 07 | USA_ID_Boise-AP-Gowen-Field-ANGB.726810_AMY_2024EPW | 42.5675 | 60.4496 | 0 | 68.5149 | 0 | 70.103 | 26.1721 | 0 | 751.6876 | 0 | 138.6351 | 905.821
05/06 08:00:00 | 05 | 06 | 08 | USA_ID_Boise-AP-Gowen-Field-ANGB.726810_AMY_2024EPW | 43.565 | 60.4496 | 0 | 73.2876 | 0 | 70.0822 | 35.7095 | 0 | 1011.8983 | 0 | 118.0377 | 1234.848
05/06 09:00:00 | 05 | 06 | 09 | USA_ID_Boise-AP-Gowen-Field-ANGB.726810_AMY_2024EPW | 44.5475 | 60.4496 | 0 | 81.3519 | 0 | 70.0444 | 33.4068 | 0 | 1069.9242 | 0 | 101.3319 | 1008.8807
05/06 10:00:00 | 05 | 06 | 10 | USA_ID_Boise-AP-Gowen-Field-ANGB.726810_AMY_2024EPW | 47.105 | 60.4496 | 0 | 98.0105 | 0 | 70.0729 | 27.9861 | 0 | 845.8486 | 0 | 122.8302 | 886.8456
05/06 11:00:00 | 05 | 06 | 11 | USA_ID_Boise-AP-Gowen-Field-ANGB.726810_AMY_2024EPW | 50.09 | 60.4496 | 0 | 96.928 | 0 | 70.0612 | 29.4816 | 0 | 930.0346 | 0 | 51.9642 | 883.4555
05/06 12:00:00 | 05 | 06 | 12 | USA_ID_Boise-AP-Gowen-Field-ANGB.726810_AMY_2024EPW | 52.1525 | 60.4496 | 0 | 118.1013 | 0 | 70.0848 | 27.2155 | 0 | 796.8235 | 0 | 0 | 882.969
05/06 13:00:00 | 05 | 06 | 13 | USA_ID_Boise-AP-Gowen-Field-ANGB.726810_AMY_2024EPW | 54.1325 | 60.4496 | 0 | 140.0692 | 0 | 70.1094 | 36.0756 | 0 | 917.7912 | 0 | 0 | 1318.1761
05/06 14:00:00 | 05 | 06 | 14 | USA_ID_Boise-AP-Gowen-Field-ANGB.726810_AMY_2024EPW | 55.04 | 60.4496 | 0 | 116.7903 | 0 | 70.1163 | 35.1896 | 0 | 865.607 | 0 | 0 | 1317.0599
05/06 15:00:00 | 05 | 06 | 15 | USA_ID_Boise-AP-Gowen-Field-ANGB.726810_AMY_2024EPW | 55.5275 | 60.4496 | 0 | 107.6245 | 0 | 70.0963 | 29.7254 | 0 | 744.5665 | 0 | 0 | 1099.5076
05/06 16:00:00 | 05 | 06 | 16 | USA_ID_Boise-AP-Gowen-Field-ANGB.726810_AMY_2024EPW | 56.525 | 60.4496 | 0 | 122.8687 | 0 | 70.0792 | 20.9396 | 0 | 528.7399 | 0 | 0 | 770.0983
05/06 17:00:00 | 05 | 06 | 17 | USA_ID_Boise-AP-Gowen-Field-ANGB.726810_AMY_2024EPW | 58.6775 | 60.4496 | 0 | 149.2284 | 0 | 70.1972 | 21.6447 | 0 | 570.4502 | 0 | 0 | 590.5715
05/06 18:00:00 | 05 | 06 | 18 | USA_ID_Boise-AP-Gowen-Field-ANGB.726810_AMY_2024EPW | 57.8375 | 60.4496 | 0 | 135.3676 | 0 | 70.1256 | 37.3414 | 0 | 982.2214 | 0 | 0 | 465.3427
05/06 19:00:00 | 05 | 06 | 19 | USA_ID_Boise-AP-Gowen-Field-ANGB.726810_AMY_2024EPW | 54.8675 | 60.4496 | 0 | 124.6482 | 0 | 70.1955 | 31.7203 | 0 | 760.976 | 0 | 0 | 431.3526
05/06 20:00:00 | 05 | 06 | 20 | USA_ID_Boise-AP-Gowen-Field-ANGB.726810_AMY_2024EPW | 50.1575 | 60.4496 | 0 | 97.741 | 0 | 70.2813 | 23.2514 | 70.0463 | 289.1243 | 0 | 48.9348 | 236.8065
05/06 21:00:00 | 05 | 06 | 21 | USA_ID_Boise-AP-Gowen-Field-ANGB.726810_AMY_2024EPW | 48.0125 | 60.4496 | 0 | 91.0159 | 0 | 70.1574 | 33.1645 | 0 | 846.2076 | 0 | 140.2117 | 601.2803
05/06 22:00:00 | 05 | 06 | 22 | USA_ID_Boise-AP-Gowen-Field-ANGB.726810_AMY_2024EPW | 47.36 | 60.4496 | 0 | 108.2961 | 0 | 70.0764 | 27.1708 | 0 | 694.5751 | 0 | 150.767 | 581.353
05/06 23:00:00 | 05 | 06 | 23 | USA_ID_Boise-AP-Gowen-Field-ANGB.726810_AMY_2024EPW | 46.04 | 60.4496 | 0 | 104.3213 | 0 | 70.1581 | 26.831 | 0 | 676.8518 | 0 | 153.7275 | 415.495
05/06 24:00:00 | 05 | 06 | 24 | USA_ID_Boise-AP-Gowen-Field-ANGB.726810_AMY_2024EPW | 46.04 | 60.4496 | 0 | 90.7143 | 0 | 70.1339 | 19.4262 | 0 | 542.7451 | 0 | 155.7435 | 661.4814
05/07 01:00:00 | 05 | 07 | 01 | USA_ID_Boise-AP-Gowen-Field-ANGB.726810_AMY_2024EPW | 44.9675 | 60.671 | 0 | 71.9893 | 0 | 70.1028 | 34.0753 | 0 | 906.3205 | 0 | 132.2765 | 1109.2863
05/07 02:00:00 | 05 | 07 | 02 | USA_ID_Boise-AP-Gowen-Field-ANGB.726810_AMY_2024EPW | 44.06 | 60.671 | 0 | 70.5527 | 0 | 69.9923 | 37.5674 | 0 | 1315.004 | 0 | 92.8267 | 895.2605
05/07 03:00:00 | 05 | 07 | 03 | USA_ID_Boise-AP-Gowen-Field-ANGB.726810_AMY_2024EPW | 44.06 | 60.671 | 0 | 66.2509 | 0 | 70.066 | 48.566 | 0 | 1437.4374 | 0 | 86.9164 | 1562.4838
05/07 04:00:00 | 05 | 07 | 04 | USA_ID_Boise-AP-Gowen-Field-ANGB.726810_AMY_2024EPW | 43.475 | 60.671 | 0 | 64.3545 | 0 | 70.046 | 50.7268 | 0 | 1530.3131 | 0 | 80.7538 | 1568.286
05/07 05:00:00 | 05 | 07 | 05 | USA_ID_Boise-AP-Gowen-Field-ANGB.726810_AMY_2024EPW | 42.4925 | 60.671 | 0 | 65.1967 | 0 | 70.0124 | 40.8499 | 0 | 1374.9758 | 0 | 84.1557 | 1128.6675
05/07 06:00:00 | 05 | 07 | 06 | USA_ID_Boise-AP-Gowen-Field-ANGB.726810_AMY_2024EPW | 41.495 | 60.671 | 0 | 63.4007 | 0 | 70.0713 | 63.8856 | 0 | 1877.1173 | 0.19525 | 71.5132 | 1393.236
05/07 07:00:00 | 05 | 07 | 07 | USA_ID_Boise-AP-Gowen-Field-ANGB.726810_AMY_2024EPW | 40.415 | 60.671 | 0 | 63.6251 | 0 | 70.0218 | 68.5266 | 0 | 1909.6921 | 0.086738 | 77.7778 | 1700.5091
05/07 08:00:00 | 05 | 07 | 08 | USA_ID_Boise-AP-Gowen-Field-ANGB.726810_AMY_2024EPW | 41.09 | 60.671 | 0 | 68.0572 | 0 | 70.0909 | 90.4007 | 0 | 2302.8625 | 0.041941 | 63.3402 | 2125.8607
05/07 09:00:00 | 05 | 07 | 09 | USA_ID_Boise-AP-Gowen-Field-ANGB.726810_AMY_2024EPW | 41.495 | 60.671 | 0 | 75.546 | 0 | 70.1156 | 89.1105 | 0 | 2416.3097 | 0.01193 | 54.6147 | 1730.1825
05/07 10:00:00 | 05 | 07 | 10 | USA_ID_Boise-AP-Gowen-Field-ANGB.726810_AMY_2024EPW | 43.145 | 60.671 | 0 | 91.0157 | 0 | 70.0546 | 77.3803 | 0 | 2083.9834 | 0 | 75.8373 | 1579.9791
05/07 11:00:00 | 05 | 07 | 11 | USA_ID_Boise-AP-Gowen-Field-ANGB.726810_AMY_2024EPW | 45.545 | 60.671 | 0 | 90.0104 | 0 | 70.1101 | 81.252 | 0 | 2252.7532 | 0 | 55.7657 | 1404.1123
05/07 12:00:00 | 05 | 07 | 12 | USA_ID_Boise-AP-Gowen-Field-ANGB.726810_AMY_2024EPW | 43.895 | 60.671 | 0 | 109.6727 | 0 | 70.1117 | 94.4219 | 0 | 2594.1802 | 0 | 45.6305 | 2236.8698
05/07 13:00:00 | 05 | 07 | 13 | USA_ID_Boise-AP-Gowen-Field-ANGB.726810_AMY_2024EPW | 44.225 | 60.671 | 0 | 130.0728 | 0 | 70.0588 | 86.4251 | 0 | 2261.6946 | 0 | 67.9357 | 2069.7759
05/07 14:00:00 | 05 | 07 | 14 | USA_ID_Boise-AP-Gowen-Field-ANGB.726810_AMY_2024EPW | 47.1125 | 60.671 | 0 | 108.4552 | 0 | 70.0504 | 91.8048 | 0 | 2196.5703 | 0 | 71.5314 | 2215.3652
05/07 15:00:00 | 05 | 07 | 15 | USA_ID_Boise-AP-Gowen-Field-ANGB.726810_AMY_2024EPW | 50.165 | 60.671 | 0 | 99.9436 | 0 | 70.02 | 47.8112 | 0 | 1540.2647 | 0 | 38.8889 | 875.1502
05/07 16:00:00 | 05 | 07 | 16 | USA_ID_Boise-AP-Gowen-Field-ANGB.726810_AMY_2024EPW | 50.9075 | 60.671 | 0 | 114.0998 | 0 | 70.0223 | 50.1019 | 0 | 1606.5037 | 0 | 0 | 1307.4534
05/07 17:00:00 | 05 | 07 | 17 | USA_ID_Boise-AP-Gowen-Field-ANGB.726810_AMY_2024EPW | 51.0725 | 60.671 | 0 | 138.5783 | 0 | 70.0881 | 42.7713 | 0 | 1196.2072 | 0 | 0 | 1417.7095
05/07 18:00:00 | 05 | 07 | 18 | USA_ID_Boise-AP-Gowen-Field-ANGB.726810_AMY_2024EPW | 51.98 | 60.671 | 0 | 125.7067 | 0 | 70.089 | 34.951 | 0 | 952.0353 | 0 | 0 | 1082.2218
05/07 19:00:00 | 05 | 07 | 19 | USA_ID_Boise-AP-Gowen-Field-ANGB.726810_AMY_2024EPW | 50.9075 | 60.671 | 0 | 115.7523 | 0 | 70.0784 | 22.6053 | 0 | 627.2017 | 0 | 0 | 763.6798
05/07 20:00:00 | 05 | 07 | 20 | USA_ID_Boise-AP-Gowen-Field-ANGB.726810_AMY_2024EPW | 50 | 60.671 | 0 | 90.7654 | 0 | 70.4594 | 74.1981 | 240.9908 | 574.8302 | 0 | 0 | 319.0188
05/07 21:00:00 | 05 | 07 | 21 | USA_ID_Boise-AP-Gowen-Field-ANGB.726810_AMY_2024EPW | 49.415 | 60.671 | 0 | 84.5202 | 0 | 70.1328 | 65.7362 | 0 | 1725.0581 | 0 | 83.2048 | 631.6312
05/07 22:00:00 | 05 | 07 | 22 | USA_ID_Boise-AP-Gowen-Field-ANGB.726810_AMY_2024EPW | 47.8475 | 60.671 | 0 | 100.5672 | 0 | 70.0391 | 39.2246 | 0 | 1246.4542 | 0 | 99.9343 | 1011.483
05/07 23:00:00 | 05 | 07 | 23 | USA_ID_Boise-AP-Gowen-Field-ANGB.726810_AMY_2024EPW | 45.8675 | 60.671 | 0 | 96.8761 | 0 | 70.0552 | 38.108 | 0 | 1137.5109 | 0 | 102.649 | 988.5034
05/07 24:00:00 | 05 | 07 | 24 | USA_ID_Boise-AP-Gowen-Field-ANGB.726810_AMY_2024EPW | 43.8875 | 60.671 | 0 | 84.2402 | 0 | 69.9977 | 35.7816 | 0 | 1266.0479 | 0 | 92.2504 | 892.8352
05/08 01:00:00 | 05 | 08 | 01 | USA_ID_Boise-AP-Gowen-Field-ANGB.726810_AMY_2024EPW | 42.4925 | 60.8926 | 0 | 340.4468 | 0 | 70.0274 | 39.4179 | 0 | 1272.1665 | 0 | 100.7917 | 1117.1501
05/08 02:00:00 | 05 | 08 | 02 | USA_ID_Boise-AP-Gowen-Field-ANGB.726810_AMY_2024EPW | 40.91 | 60.8926 | 0 | 333.6527 | 0 | 70.032 | 48.6131 | 0 | 1540.0131 | 0.037909 | 73.9286 | 1523.8448
05/08 03:00:00 | 05 | 08 | 03 | USA_ID_Boise-AP-Gowen-Field-ANGB.726810_AMY_2024EPW | 39.92 | 60.8926 | 0 | 313.3093 | 0 | 70.0471 | 46.2676 | 0 | 1361.422 | 0.054999 | 85.5867 | 1783.8732
05/08 04:00:00 | 05 | 08 | 04 | USA_ID_Boise-AP-Gowen-Field-ANGB.726810_AMY_2024EPW | 39.4325 | 60.8926 | 0 | 304.3409 | 0 | 70.0985 | 27.6089 | 0 | 807.8954 | 0.03348 | 128.33 | 1100.863
05/08 05:00:00 | 05 | 08 | 05 | USA_ID_Boise-AP-Gowen-Field-ANGB.726810_AMY_2024EPW | 38.435 | 60.8926 | 0 | 308.3238 | 0 | 70.0403 | 49.2514 | 0 | 1446.4778 | 0.055062 | 93.9291 | 1522.3281
05/08 06:00:00 | 05 | 08 | 06 | USA_ID_Boise-AP-Gowen-Field-ANGB.726810_AMY_2024EPW | 37.94 | 60.8926 | 0 | 299.8304 | 0 | 70.0139 | 73.0695 | 0 | 2105.6491 | 0.075522 | 66.6667 | 1688.0469
05/08 07:00:00 | 05 | 08 | 07 | USA_ID_Boise-AP-Gowen-Field-ANGB.726810_AMY_2024EPW | 38.525 | 60.8926 | 0 | 300.8916 | 0 | 70.0322 | 69.7478 | 0 | 1923.2219 | 0.070138 | 75.6404 | 1795.9682
05/08 08:00:00 | 05 | 08 | 08 | USA_ID_Boise-AP-Gowen-Field-ANGB.726810_AMY_2024EPW | 39.5075 | 60.8926 | 0 | 321.8516 | 0 | 70.0312 | 70.1661 | 0 | 1922.4688 | 0.070246 | 75.7422 | 1794.5622
05/08 09:00:00 | 05 | 08 | 09 | USA_ID_Boise-AP-Gowen-Field-ANGB.726810_AMY_2024EPW | 40.505 | 60.8926 | 0 | 357.2669 | 0 | 70.0453 | 72.4341 | 0 | 1864.2618 | 0.068095 | 83.2075 | 1924.8138
05/08 10:00:00 | 05 | 08 | 10 | USA_ID_Boise-AP-Gowen-Field-ANGB.726810_AMY_2024EPW | 42.6575 | 60.8926 | 0 | 430.4253 | 0 | 70.0382 | 56.4947 | 0 | 1700.1928 | 0 | 75.7014 | 1457.3949
05/08 11:00:00 | 05 | 08 | 11 | USA_ID_Boise-AP-Gowen-Field-ANGB.726810_AMY_2024EPW | 46.6925 | 60.8926 | 0 | 425.671 | 0 | 70.013 | 41.3047 | 0 | 1397.0553 | 0 | 80.5556 | 880.2577
05/08 12:00:00 | 05 | 08 | 12 | USA_ID_Boise-AP-Gowen-Field-ANGB.726810_AMY_2024EPW | 50.09 | 60.8926 | 0 | 518.6564 | 0 | 70.0156 | 48.6165 | 0 | 1577.0487 | 0 | 44.4444 | 876.3927
05/08 13:00:00 | 05 | 08 | 13 | USA_ID_Boise-AP-Gowen-Field-ANGB.726810_AMY_2024EPW | 52.1525 | 60.8926 | 0 | 615.1313 | 0 | 70.0363 | 63.0317 | 0 | 1881.3848 | 0 | 0 | 1422.9498
05/08 14:00:00 | 05 | 08 | 14 | USA_ID_Boise-AP-Gowen-Field-ANGB.726810_AMY_2024EPW | 55.205 | 60.8926 | 0 | 512.8989 | 0 | 70.0389 | 34.9442 | 0 | 1170.607 | 0 | 0 | 877.2028
05/08 15:00:00 | 05 | 08 | 15 | USA_ID_Boise-AP-Gowen-Field-ANGB.726810_AMY_2024EPW | 57.5075 | 60.8926 | 0 | 472.6464 | 0 | 70.0943 | 37.4425 | 0 | 998.1042 | 0 | 0 | 1097.2269
05/08 16:00:00 | 05 | 08 | 16 | USA_ID_Boise-AP-Gowen-Field-ANGB.726810_AMY_2024EPW | 58.505 | 60.8926 | 0 | 539.5929 | 0 | 70.0957 | 34.9705 | 0 | 852.2486 | 0 | 0 | 987.926
05/08 17:00:00 | 05 | 08 | 17 | USA_ID_Boise-AP-Gowen-Field-ANGB.726810_AMY_2024EPW | 59.585 | 60.8926 | 0 | 655.3549 | 0 | 70.1161 | 28.4669 | 0 | 766.6156 | 0 | 0 | 927.0218
05/08 18:00:00 | 05 | 08 | 18 | USA_ID_Boise-AP-Gowen-Field-ANGB.726810_AMY_2024EPW | 61.1525 | 60.8926 | 0 | 594.4835 | 0 | 70.149 | 27.6339 | 0 | 721.9425 | 0 | 0 | 607.4621
05/08 19:00:00 | 05 | 08 | 19 | USA_ID_Boise-AP-Gowen-Field-ANGB.726810_AMY_2024EPW | 62.06 | 60.8926 | 0 | 547.408 | 0 | 70.0992 | 25.9745 | 0 | 756.432 | 0 | 0 | 425.5352
05/08 20:00:00 | 05 | 08 | 20 | USA_ID_Boise-AP-Gowen-Field-ANGB.726810_AMY_2024EPW | 60.9875 | 60.8926 | 0 | 429.2416 | 0 | 70.1851 | 19.7641 | 115.0724 | 437.0626 | 0 | 0 | 0
05/08 21:00:00 | 05 | 08 | 21 | USA_ID_Boise-AP-Gowen-Field-ANGB.726810_AMY_2024EPW | 57.8375 | 60.8926 | 0 | 399.7073 | 0 | 70.022 | 72.0508 | 0 | 1848.9294 | 0 | 0 | 21.8141
05/08 22:00:00 | 05 | 08 | 22 | USA_ID_Boise-AP-Gowen-Field-ANGB.726810_AMY_2024EPW | 54.8675 | 60.8926 | 0 | 475.5957 | 0 | 70.0828 | 29.9117 | 0 | 855.7586 | 0 | 0 | 556.994
05/08 23:00:00 | 05 | 08 | 23 | USA_ID_Boise-AP-Gowen-Field-ANGB.726810_AMY_2024EPW | 52.8875 | 60.8926 | 0 | 458.1398 | 0 | 70.1581 | 35.8686 | 0 | 904.8626 | 0 | 0 | 628.3427
05/08 24:00:00 | 05 | 08 | 24 | USA_ID_Boise-AP-Gowen-Field-ANGB.726810_AMY_2024EPW | 50.9075 | 60.8926 | 0 | 398.3831 | 0 | 70.1645 | 24.6546 | 0 | 647.026 | 0 | 0 | 518.6629
05/09 01:00:00 | 05 | 09 | 01 | USA_ID_Boise-AP-Gowen-Field-ANGB.726810_AMY_2024EPW | 48.3425 | 61.1143 | 0 | 68.5201 | 0 | 70.0603 | 25.0011 | 0 | 761.0335 | 0 | 132.6619 | 586.2924
05/09 02:00:00 | 05 | 09 | 02 | USA_ID_Boise-AP-Gowen-Field-ANGB.726810_AMY_2024EPW | 45.8675 | 61.1143 | 0 | 67.1527 | 0 | 70.0779 | 28.2993 | 0 | 866.8205 | 0 | 120.1012 | 887.9377
05/09 03:00:00 | 05 | 09 | 03 | USA_ID_Boise-AP-Gowen-Field-ANGB.726810_AMY_2024EPW | 43.8875 | 61.1143 | 0 | 63.0583 | 0 | 69.9891 | 39.2012 | 0 | 1400.0259 | 0 | 89.3905 | 901.1306
05/09 04:00:00 | 05 | 09 | 04 | USA_ID_Boise-AP-Gowen-Field-ANGB.726810_AMY_2024EPW | 42.4925 | 61.1143 | 0 | 61.2533 | 0 | 70.1027 | 46.1375 | 0 | 1217.5947 | 0 | 116.3024 | 1455.7633
05/09 05:00:00 | 05 | 09 | 05 | USA_ID_Boise-AP-Gowen-Field-ANGB.726810_AMY_2024EPW | 41.495 | 61.1143 | 0 | 62.0549 | 0 | 70.0268 | 38.6776 | 0 | 1256.2439 | 1.7568 | 101.2869 | 1026.0613
05/09 06:00:00 | 05 | 09 | 06 | USA_ID_Boise-AP-Gowen-Field-ANGB.726810_AMY_2024EPW | 40.415 | 61.1143 | 0 | 60.3455 | 0 | 70.0489 | 54.1507 | 0 | 1482.2396 | 64.3536 | 82.6606 | 1948.5499
05/09 07:00:00 | 05 | 09 | 07 | USA_ID_Boise-AP-Gowen-Field-ANGB.726810_AMY_2024EPW | 39.4325 | 61.1143 | 0 | 60.559 | 0 | 70.0231 | 65.7554 | 0 | 1784.3984 | 76.837 | 68.259 | 1822.9176
05/09 08:00:00 | 05 | 09 | 08 | USA_ID_Boise-AP-Gowen-Field-ANGB.726810_AMY_2024EPW | 41.165 | 61.1143 | 0 | 64.7776 | 0 | 70.0337 | 55.16 | 0 | 1617.1665 | 29.1859 | 73.9274 | 1652.5419
05/09 09:00:00 | 05 | 09 | 09 | USA_ID_Boise-AP-Gowen-Field-ANGB.726810_AMY_2024EPW | 44.6375 | 61.1143 | 0 | 71.9054 | 0 | 70.0314 | 36.9771 | 0 | 1163.0189 | 0 | 97.6684 | 1117.1231
05/09 10:00:00 | 05 | 09 | 10 | USA_ID_Boise-AP-Gowen-Field-ANGB.726810_AMY_2024EPW | 49.2575 | 61.1143 | 0 | 86.6297 | 0 | 70.1255 | 24.1955 | 0 | 620.5945 | 0 | 80.9675 | 880.8922
05/09 11:00:00 | 05 | 09 | 11 | USA_ID_Boise-AP-Gowen-Field-ANGB.726810_AMY_2024EPW | 53.6375 | 61.1143 | 0 | 85.6728 | 0 | 70.027 | 41.5415 | 0 | 1156.0147 | 0 | 0 | 1218.4839
05/09 12:00:00 | 05 | 09 | 12 | USA_ID_Boise-AP-Gowen-Field-ANGB.726810_AMY_2024EPW | 57.77 | 61.1143 | 0 | 104.3875 | 0 | 70.0973 | 33.5893 | 0 | 871.34 | 0 | 0 | 1203.2853
05/09 13:00:00 | 05 | 09 | 13 | USA_ID_Boise-AP-Gowen-Field-ANGB.726810_AMY_2024EPW | 62.225 | 61.1143 | 0 | 123.8046 | 0 | 70.0598 | 31.2424 | 0 | 822.1856 | 0 | 0 | 980.0538
05/09 14:00:00 | 05 | 09 | 14 | USA_ID_Boise-AP-Gowen-Field-ANGB.726810_AMY_2024EPW | 65.6 | 61.1143 | 0 | 103.2287 | 0 | 70.094 | 32.6524 | 0 | 816.0624 | 0 | 0 | 1167.6331
05/09 15:00:00 | 05 | 09 | 15 | USA_ID_Boise-AP-Gowen-Field-ANGB.726810_AMY_2024EPW | 69.65 | 61.1143 | 0 | 95.1273 | 0 | 70.2344 | 17.3145 | 0 | 415.7525 | 0 | 0 | 475.8221
05/09 16:00:00 | 05 | 09 | 16 | USA_ID_Boise-AP-Gowen-Field-ANGB.726810_AMY_2024EPW | 72.545 | 61.1143 | 0 | 108.6013 | 0 | 70.211 | 16.9909 | 0 | 396.9335 | 0 | 0 | 299.868
05/09 17:00:00 | 05 | 09 | 17 | USA_ID_Boise-AP-Gowen-Field-ANGB.726810_AMY_2024EPW | 73.5275 | 61.1143 | 0 | 131.9002 | 0 | 70.2191 | 18.1656 | 0 | 465.8447 | 0 | 0 | 164.1998
05/09 18:00:00 | 05 | 09 | 18 | USA_ID_Boise-AP-Gowen-Field-ANGB.726810_AMY_2024EPW | 73.94 | 61.1143 | 0 | 119.6489 | 0 | 70.1501 | 11.311 | 0 | 512.3205 | 0 | 0 | 0
05/09 19:00:00 | 05 | 09 | 19 | USA_ID_Boise-AP-Gowen-Field-ANGB.726810_AMY_2024EPW | 74.525 | 61.1143 | 0 | 110.1742 | 0 | 70.1535 | 4.3334 | 0 | 222.7122 | 0 | 0 | 0
05/09 20:00:00 | 05 | 09 | 20 | USA_ID_Boise-AP-Gowen-Field-ANGB.726810_AMY_2024EPW | 73.3625 | 61.1143 | 0 | 86.3914 | 0 | 70.0701 | 10.2544 | 0 | 480.4205 | 0 | 0 | 0
05/09 21:00:00 | 05 | 09 | 21 | USA_ID_Boise-AP-Gowen-Field-ANGB.726810_AMY_2024EPW | 70.4 | 61.1143 | 0 | 80.4472 | 0 | 70.1316 | 15.0792 | 0 | 498.2308 | 0 | 0 | 103.2549
05/09 22:00:00 | 05 | 09 | 22 | USA_ID_Boise-AP-Gowen-Field-ANGB.726810_AMY_2024EPW | 66.35 | 61.1143 | 0 | 95.7209 | 0 | 70.2141 | 17.2131 | 0 | 409.8572 | 0 | 0 | 162.058
05/09 23:00:00 | 05 | 09 | 23 | USA_ID_Boise-AP-Gowen-Field-ANGB.726810_AMY_2024EPW | 61.895 | 61.1143 | 0 | 92.2076 | 0 | 70.2528 | 17.2691 | 0 | 413.2654 | 0 | 0 | 303.9892
05/09 24:00:00 | 05 | 09 | 24 | USA_ID_Boise-AP-Gowen-Field-ANGB.726810_AMY_2024EPW | 60.08 | 61.1143 | 0 | 80.1807 | 0 | 70.1405 | 19.8358 | 0 | 564.1889 | 0 | 0 | 247.0777
05/10 01:00:00 | 05 | 10 | 01 | USA_ID_Boise-AP-Gowen-Field-ANGB.726810_AMY_2024EPW | 60.08 | 61.3361 | 0 | 70.4931 | 0 | 70.2396 | 23.4376 | 0 | 575.239 | 0 | 0 | 398.3745
05/10 02:00:00 | 05 | 10 | 02 | USA_ID_Boise-AP-Gowen-Field-ANGB.726810_AMY_2024EPW | 58.91 | 61.3361 | 0 | 69.0863 | 0 | 70.1421 | 16.6339 | 0 | 476.2598 | 0 | 0 | 355.0548
05/10 03:00:00 | 05 | 10 | 03 | USA_ID_Boise-AP-Gowen-Field-ANGB.726810_AMY_2024EPW | 55.775 | 61.3361 | 0 | 64.874 | 0 | 70.2455 | 26.3744 | 0 | 647.6004 | 0 | 0 | 697.7214
05/10 04:00:00 | 05 | 10 | 04 | USA_ID_Boise-AP-Gowen-Field-ANGB.726810_AMY_2024EPW | 55.0325 | 61.3361 | 0 | 63.017 | 0 | 70.0965 | 25.9155 | 0 | 721.0907 | 0 | 0 | 770.9064
05/10 05:00:00 | 05 | 10 | 05 | USA_ID_Boise-AP-Gowen-Field-ANGB.726810_AMY_2024EPW | 53.3075 | 61.3361 | 0 | 63.8417 | 0 | 70.0994 | 32.0702 | 0 | 868.487 | 0 | 0 | 951.1061
05/10 06:00:00 | 05 | 10 | 06 | USA_ID_Boise-AP-Gowen-Field-ANGB.726810_AMY_2024EPW | 50.495 | 61.3361 | 0 | 62.0831 | 0 | 70.0696 | 31.6196 | 0 | 943.8954 | 0 | 0 | 907.4965
05/10 07:00:00 | 05 | 10 | 07 | USA_ID_Boise-AP-Gowen-Field-ANGB.726810_AMY_2024EPW | 50.585 | 61.3361 | 0 | 62.3028 | 0 | 70.0335 | 34.014 | 0 | 1076.2354 | 0 | 0 | 997.173
05/10 08:00:00 | 05 | 10 | 08 | USA_ID_Boise-AP-Gowen-Field-ANGB.726810_AMY_2024EPW | 53.7125 | 61.3361 | 0 | 66.6428 | 0 | 70.1042 | 18.7705 | 0 | 500.0721 | 0 | 0 | 659.2841
05/10 09:00:00 | 05 | 10 | 09 | USA_ID_Boise-AP-Gowen-Field-ANGB.726810_AMY_2024EPW | 57.5975 | 61.3361 | 0 | 73.9759 | 0 | 70.1063 | 20.3562 | 0 | 595.0285 | 0 | 0 | 665.3789
05/10 10:00:00 | 05 | 10 | 10 | USA_ID_Boise-AP-Gowen-Field-ANGB.726810_AMY_2024EPW | 60.6575 | 61.3361 | 0 | 89.1241 | 0 | 70.1668 | 18.8462 | 0 | 506.3937 | 0 | 0 | 664.9242
05/10 11:00:00 | 05 | 10 | 11 | USA_ID_Boise-AP-Gowen-Field-ANGB.726810_AMY_2024EPW | 63.62 | 61.3361 | 0 | 88.1397 | 0 | 70.0818 | 13.4968 | 0 | 392.2094 | 0 | 0 | 443.8226
05/10 12:00:00 | 05 | 10 | 12 | USA_ID_Boise-AP-Gowen-Field-ANGB.726810_AMY_2024EPW | 66.5975 | 61.3361 | 0 | 107.3933 | 0 | 70.2039 | 17.1337 | 0 | 405.3324 | 0 | 0 | 665.6268
05/10 13:00:00 | 05 | 10 | 13 | USA_ID_Boise-AP-Gowen-Field-ANGB.726810_AMY_2024EPW | 69.0725 | 61.3361 | 0 | 127.3694 | 0 | 70.0905 | 12.4091 | 0 | 328.1951 | 0 | 0 | 444.181
05/10 14:00:00 | 05 | 10 | 14 | USA_ID_Boise-AP-Gowen-Field-ANGB.726810_AMY_2024EPW | 70.565 | 61.3361 | 0 | 106.2011 | 0 | 70.2508 | 17.5562 | 0 | 430.2044 | 0 | 0 | 667.1567
05/10 15:00:00 | 05 | 10 | 15 | USA_ID_Boise-AP-Gowen-Field-ANGB.726810_AMY_2024EPW | 72.62 | 61.3361 | 0 | 97.8664 | 0 | 70.1466 | 13.9246 | 0 | 316.7797 | 0 | 0 | 391.2223
05/10 16:00:00 | 05 | 10 | 16 | USA_ID_Boise-AP-Gowen-Field-ANGB.726810_AMY_2024EPW | 74.525 | 61.3361 | 0 | 111.7284 | 0 | 70.0754 | 19.5586 | 0 | 447.4009 | 0 | 0 | 781.6727
05/10 17:00:00 | 05 | 10 | 17 | USA_ID_Boise-AP-Gowen-Field-ANGB.726810_AMY_2024EPW | 75.02 | 61.3361 | 0 | 135.6982 | 0 | 70.0124 | 5.9356 | 0 | 148.2117 | 0 | 0 | 223.9865
05/10 18:00:00 | 05 | 10 | 18 | USA_ID_Boise-AP-Gowen-Field-ANGB.726810_AMY_2024EPW | 75.5075 | 61.3361 | 0 | 123.0941 | 0 | 70.3849 | 8.1298 | 0 | 176.8545 | 0 | 0 | 25.8888
05/10 19:00:00 | 05 | 10 | 19 | USA_ID_Boise-AP-Gowen-Field-ANGB.726810_AMY_2024EPW | 75.4325 | 61.3361 | 0 | 113.3466 | 0 | 70.035 | 0 | 0 | 0 | 0 | 0 | 0
05/10 20:00:00 | 05 | 10 | 20 | USA_ID_Boise-AP-Gowen-Field-ANGB.726810_AMY_2024EPW | 74.435 | 61.3361 | 0 | 88.879 | 0 | 69.9313 | 0.17273 | 0 | 10.1586 | 0 | 0 | 0
05/10 21:00:00 | 05 | 10 | 21 | USA_ID_Boise-AP-Gowen-Field-ANGB.726810_AMY_2024EPW | 70.7225 | 61.3361 | 0 | 82.7636 | 0 | 70.0394 | 9.836 | 0 | 470.6855 | 0 | 0 | 0
05/10 22:00:00 | 05 | 10 | 22 | USA_ID_Boise-AP-Gowen-Field-ANGB.726810_AMY_2024EPW | 68 | 61.3361 | 0 | 98.4771 | 0 | 70.294 | 12.7779 | 0 | 401.6763 | 0 | 0 | 67.0133
05/10 23:00:00 | 05 | 10 | 23 | USA_ID_Boise-AP-Gowen-Field-ANGB.726810_AMY_2024EPW | 65.27 | 61.3361 | 0 | 94.8627 | 0 | 70.1722 | 8.6156 | 0 | 205.437 | 0 | 0 | 79.4906
05/10 24:00:00 | 05 | 10 | 24 | USA_ID_Boise-AP-Gowen-Field-ANGB.726810_AMY_2024EPW | 60.23 | 61.3361 | 0 | 82.4894 | 0 | 70.2073 | 17.4016 | 0 | 420.9253 | 0 | 0 | 185.1688
05/11 01:00:00 | 05 | 11 | 01 | USA_ID_Boise-AP-Gowen-Field-ANGB.726810_AMY_2024EPW | 57.4325 | 61.5579 | 0 | 70.9124 | 0 | 70.188 | 17.9583 | 0 | 453.6422 | 0 | 0 | 222.9785
05/11 02:00:00 | 05 | 11 | 02 | USA_ID_Boise-AP-Gowen-Field-ANGB.726810_AMY_2024EPW | 56.435 | 61.5579 | 0 | 69.4972 | 0 | 70.1449 | 16.3255 | 0 | 458.1517 | 0 | 0 | 306.8909
05/11 03:00:00 | 05 | 11 | 03 | USA_ID_Boise-AP-Gowen-Field-ANGB.726810_AMY_2024EPW | 55.4525 | 61.5579 | 0 | 65.2598 | 0 | 70.1761 | 21.3664 | 0 | 553.6875 | 0 | 0 | 670.1431
05/11 04:00:00 | 05 | 11 | 04 | USA_ID_Boise-AP-Gowen-Field-ANGB.726810_AMY_2024EPW | 53.9675 | 61.5579 | 0 | 63.3918 | 0 | 70.1421 | 14.0377 | 0 | 423.9831 | 0 | 0 | 410.8548
05/11 05:00:00 | 05 | 11 | 05 | USA_ID_Boise-AP-Gowen-Field-ANGB.726810_AMY_2024EPW | 53.06 | 61.5579 | 0 | 64.2214 | 0 | 70.1991 | 21.1032 | 0 | 538.2504 | 0 | 0 | 699.0883
05/11 06:00:00 | 05 | 11 | 06 | USA_ID_Boise-AP-Gowen-Field-ANGB.726810_AMY_2024EPW | 51.4025 | 61.5579 | 0 | 62.4523 | 0 | 70.1914 | 18.16 | 0 | 465.8777 | 0 | 0 | 677.9508
05/11 07:00:00 | 05 | 11 | 07 | USA_ID_Boise-AP-Gowen-Field-ANGB.726810_AMY_2024EPW | 51.0725 | 61.5579 | 0 | 62.6733 | 0 | 70.1307 | 19.6324 | 0 | 552.4697 | 0 | 0 | 678.0577
05/11 08:00:00 | 05 | 11 | 08 | USA_ID_Boise-AP-Gowen-Field-ANGB.726810_AMY_2024EPW | 53.6375 | 61.5579 | 0 | 67.0391 | 0 | 70.1365 | 20.3417 | 0 | 594.1227 | 0 | 0 | 678.125
05/11 09:00:00 | 05 | 11 | 09 | USA_ID_Boise-AP-Gowen-Field-ANGB.726810_AMY_2024EPW | 58.2575 | 61.5579 | 0 | 74.4159 | 0 | 70.2073 | 18.5584 | 0 | 489.2683 | 0 | 0 | 652.6364
05/11 10:00:00 | 05 | 11 | 10 | USA_ID_Boise-AP-Gowen-Field-ANGB.726810_AMY_2024EPW | 62.6375 | 61.5579 | 0 | 89.6542 | 0 | 70.1417 | 12.8915 | 0 | 356.6393 | 0 | 0 | 410.5582
05/11 11:00:00 | 05 | 11 | 11 | USA_ID_Boise-AP-Gowen-Field-ANGB.726810_AMY_2024EPW | 66.77 | 61.5579 | 0 | 88.6639 | 0 | 70.1505 | 16.9509 | 0 | 444.6661 | 0 | 0 | 621.5849
05/11 12:00:00 | 05 | 11 | 12 | USA_ID_Boise-AP-Gowen-Field-ANGB.726810_AMY_2024EPW | 71.225 | 61.5579 | 0 | 108.032 | 0 | 70.1538 | 13.6711 | 0 | 352.188 | 0 | 0 | 360.7049
05/11 13:00:00 | 05 | 11 | 13 | USA_ID_Boise-AP-Gowen-Field-ANGB.726810_AMY_2024EPW | 74.6 | 61.5579 | 0 | 128.127 | 0 | 70.0862 | 20.1487 | 0 | 481.9824 | 0 | 0 | 673.435
05/11 14:00:00 | 05 | 11 | 14 | USA_ID_Boise-AP-Gowen-Field-ANGB.726810_AMY_2024EPW | 77.09 | 61.5579 | 0 | 106.8328 | 0 | 70.1222 | 13.9462 | 0 | 318.0289 | 0 | 0 | 354.2601
05/11 15:00:00 | 05 | 11 | 15 | USA_ID_Boise-AP-Gowen-Field-ANGB.726810_AMY_2024EPW | 79.1525 | 61.5579 | 0 | 98.4485 | 0 | 70.2012 | 13.7234 | 0 | 304.9273 | 0 | 0 | 321.3492
05/11 16:00:00 | 05 | 11 | 16 | USA_ID_Boise-AP-Gowen-Field-ANGB.726810_AMY_2024EPW | 80.06 | 61.5579 | 0 | 112.3929 | 0 | 70.2315 | 0 | 0 | 0 | 0 | 0 | 0
05/11 17:00:00 | 05 | 11 | 17 | USA_ID_Boise-AP-Gowen-Field-ANGB.726810_AMY_2024EPW | 80.06 | 61.5579 | 0 | 136.5052 | 0 | 70.1154 | 0 | 0 | 0 | 0 | 0 | 0
05/11 18:00:00 | 05 | 11 | 18 | USA_ID_Boise-AP-Gowen-Field-ANGB.726810_AMY_2024EPW | 80.06 | 61.5579 | 0 | 123.8262 | 0 | 70.2722 | 0 | 0 | 0 | 0 | 0 | 0
05/11 19:00:00 | 05 | 11 | 19 | USA_ID_Boise-AP-Gowen-Field-ANGB.726810_AMY_2024EPW | 80.06 | 61.5579 | 0 | 114.0208 | 0 | 70.5414 | 10.8397 | 164.7564 | 0 | 0 | 0 | 0
05/11 20:00:00 | 05 | 11 | 20 | USA_ID_Boise-AP-Gowen-Field-ANGB.726810_AMY_2024EPW | 78.4025 | 61.5579 | 0 | 89.4076 | 0 | 70.4805 | 11.2489 | 180.9181 | 0 | 0 | 0 | 0
05/11 21:00:00 | 05 | 11 | 21 | USA_ID_Boise-AP-Gowen-Field-ANGB.726810_AMY_2024EPW | 74.855 | 61.5579 | 0 | 83.2559 | 0 | 70.0156 | 0 | 0 | 0 | 0 | 0 | 0
05/11 22:00:00 | 05 | 11 | 22 | USA_ID_Boise-AP-Gowen-Field-ANGB.726810_AMY_2024EPW | 72.455 | 61.5579 | 0 | 99.0628 | 0 | 70.1364 | 4.0076 | 0 | 199.1635 | 0 | 0 | 0
05/11 23:00:00 | 05 | 11 | 23 | USA_ID_Boise-AP-Gowen-Field-ANGB.726810_AMY_2024EPW | 70.4 | 61.5579 | 0 | 95.4269 | 0 | 70.2172 | 8.2349 | 0 | 182.9896 | 0 | 0 | 97.8405
05/11 24:00:00 | 05 | 11 | 24 | USA_ID_Boise-AP-Gowen-Field-ANGB.726810_AMY_2024EPW | 65.2775 | 61.5579 | 0 | 82.98 | 0 | 70.1386 | 8.8097 | 0 | 216.8719 | 0 | 0 | 69.486
05/12 01:00:00 | 05 | 12 | 01 | USA_ID_Boise-AP-Gowen-Field-ANGB.726810_AMY_2024EPW | 60.9875 | 61.7796 | 0 | 85.7015 | 0 | 70.2658 | 16.5062 | 0 | 368.263 | 0 | 0 | 140.1738
05/12 02:00:00 | 05 | 12 | 02 | USA_ID_Boise-AP-Gowen-Field-ANGB.726810_AMY_2024EPW | 58.4225 | 61.7796 | 0 | 83.9913 | 0 | 70.1808 | 15.4591 | 0 | 407.0671 | 0 | 0 | 327.6956
05/12 03:00:00 | 05 | 12 | 03 | USA_ID_Boise-AP-Gowen-Field-ANGB.726810_AMY_2024EPW | 57.02 | 61.7796 | 0 | 78.8701 | 0 | 70.1982 | 12.6481 | 0 | 342.301 | 0 | 0 | 455.5797
05/12 04:00:00 | 05 | 12 | 04 | USA_ID_Boise-AP-Gowen-Field-ANGB.726810_AMY_2024EPW | 56.435 | 61.7796 | 0 | 76.6125 | 0 | 70.1534 | 13.1469 | 0 | 371.5976 | 0 | 0 | 455.4798
05/12 05:00:00 | 05 | 12 | 05 | USA_ID_Boise-AP-Gowen-Field-ANGB.726810_AMY_2024EPW | 55.4525 | 61.7796 | 0 | 77.6151 | 0 | 70.1624 | 19.9144 | 0 | 568.8639 | 0 | 0 | 682.9537
05/12 06:00:00 | 05 | 12 | 06 | USA_ID_Boise-AP-Gowen-Field-ANGB.726810_AMY_2024EPW | 54.455 | 61.7796 | 0 | 75.4771 | 0 | 70.2043 | 13.2596 | 0 | 378.2284 | 0 | 0 | 455.1252
05/12 07:00:00 | 05 | 12 | 07 | USA_ID_Boise-AP-Gowen-Field-ANGB.726810_AMY_2024EPW | 53.4725 | 61.7796 | 0 | 75.7442 | 0 | 70.1523 | 22.2008 | 0 | 602.8852 | 0 | 0 | 718.7129
05/12 08:00:00 | 05 | 12 | 08 | USA_ID_Boise-AP-Gowen-Field-ANGB.726810_AMY_2024EPW | 55.6925 | 61.7796 | 0 | 81.0205 | 0 | 70.1901 | 11.6115 | 0 | 281.411 | 0 | 0 | 454.1713
05/12 09:00:00 | 05 | 12 | 09 | USA_ID_Boise-AP-Gowen-Field-ANGB.726810_AMY_2024EPW | 60.1625 | 61.7796 | 0 | 89.9357 | 0 | 70.1706 | 18.8714 | 0 | 507.613 | 0 | 0 | 681.7994
05/12 10:00:00 | 05 | 12 | 10 | USA_ID_Boise-AP-Gowen-Field-ANGB.726810_AMY_2024EPW | 63.62 | 61.7796 | 0 | 108.3521 | 0 | 70.2078 | 12.0402 | 0 | 306.467 | 0 | 0 | 455.0171
05/12 11:00:00 | 05 | 12 | 11 | USA_ID_Boise-AP-Gowen-Field-ANGB.726810_AMY_2024EPW | 68.255 | 61.7796 | 0 | 107.1552 | 0 | 70.1258 | 16.3397 | 0 | 408.7759 | 0 | 0 | 625.0048
05/12 12:00:00 | 05 | 12 | 12 | USA_ID_Boise-AP-Gowen-Field-ANGB.726810_AMY_2024EPW | 73.205 | 61.7796 | 0 | 130.5627 | 0 | 70.1407 | 18.5654 | 0 | 439.1145 | 0 | 0 | 562.1247
05/12 13:00:00 | 05 | 12 | 13 | USA_ID_Boise-AP-Gowen-Field-ANGB.726810_AMY_2024EPW | 77.165 | 61.7796 | 0 | 154.8486 | 0 | 70.1876 | 17.9531 | 0 | 453.3647 | 0 | 0 | 140.3593
05/12 14:00:00 | 05 | 12 | 14 | USA_ID_Boise-AP-Gowen-Field-ANGB.726810_AMY_2024EPW | 80.0525 | 61.7796 | 0 | 129.1133 | 0 | 70.1612 | 5.633 | 0 | 130.415 | 0 | 0 | 228.1876
05/12 15:00:00 | 05 | 12 | 15 | USA_ID_Boise-AP-Gowen-Field-ANGB.726810_AMY_2024EPW | 80.96 | 61.7796 | 0 | 118.9805 | 0 | 70.0219 | 8.2178 | 0 | 181.9855 | 0 | 0 | 63.5001
05/12 16:00:00 | 05 | 12 | 16 | USA_ID_Boise-AP-Gowen-Field-ANGB.726810_AMY_2024EPW | 82.0325 | 61.7796 | 0 | 135.8331 | 0 | 70.042 | 0 | 0 | 0 | 0 | 0 | 0
05/12 17:00:00 | 05 | 12 | 17 | USA_ID_Boise-AP-Gowen-Field-ANGB.726810_AMY_2024EPW | 82.94 | 61.7796 | 0 | 164.9742 | 0 | 70.4328 | 0 | 0 | 0 | 0 | 0 | 0
05/12 18:00:00 | 05 | 12 | 18 | USA_ID_Boise-AP-Gowen-Field-ANGB.726810_AMY_2024EPW | 82.94 | 61.7796 | 0 | 149.6508 | 0 | 70.5393 | 12.1102 | 234.488 | 0 | 0 | 0 | 0
05/12 19:00:00 | 05 | 12 | 19 | USA_ID_Boise-AP-Gowen-Field-ANGB.726810_AMY_2024EPW | 82.4525 | 61.7796 | 0 | 137.8004 | 0 | 70.5685 | 12.3537 | 252.8818 | 0 | 0 | 0 | 0
05/12 20:00:00 | 05 | 12 | 20 | USA_ID_Boise-AP-Gowen-Field-ANGB.726810_AMY_2024EPW | 80.9675 | 61.7796 | 0 | 108.0541 | 0 | 70.5552 | 28.9385 | 516.4792 | 0 | 0 | 0 | 0
05/12 21:00:00 | 05 | 12 | 21 | USA_ID_Boise-AP-Gowen-Field-ANGB.726810_AMY_2024EPW | 77.8175 | 61.7796 | 0 | 100.6193 | 0 | 70.2282 | 0 | 0 | 0 | 0 | 0 | 0
05/12 22:00:00 | 05 | 12 | 22 | USA_ID_Boise-AP-Gowen-Field-ANGB.726810_AMY_2024EPW | 73.775 | 61.7796 | 0 | 119.7229 | 0 | 70.1012 | 0 | 0 | 0 | 0 | 0 | 0
05/12 23:00:00 | 05 | 12 | 23 | USA_ID_Boise-AP-Gowen-Field-ANGB.726810_AMY_2024EPW | 68.7425 | 61.7796 | 0 | 115.3287 | 0 | 70.0358 | 8.1298 | 0 | 176.7753 | 0 | 0 | 113.5288
05/12 24:00:00 | 05 | 12 | 24 | USA_ID_Boise-AP-Gowen-Field-ANGB.726810_AMY_2024EPW | 65.435 | 61.7796 | 0 | 100.286 | 0 | 70.1929 | 8.7717 | 0 | 214.605 | 0 | 0 | 80.3799
05/13 01:00:00 | 05 | 13 | 01 | USA_ID_Boise-AP-Gowen-Field-ANGB.726810_AMY_2024EPW | 63.8675 | 62.0011 | 0 | 120.1548 | 0 | 70.2094 | 8.4705 | 0 | 196.9182 | 0 | 0 | 69.0563
05/13 02:00:00 | 05 | 13 | 02 | USA_ID_Boise-AP-Gowen-Field-ANGB.726810_AMY_2024EPW | 62.4725 | 62.0011 | 0 | 117.7569 | 0 | 70.2091 | 16.9024 | 0 | 391.5631 | 0 | 0 | 195.6843
05/13 03:00:00 | 05 | 13 | 03 | USA_ID_Boise-AP-Gowen-Field-ANGB.726810_AMY_2024EPW | 60.9875 | 62.0011 | 0 | 110.5771 | 0 | 70.1919 | 6.2727 | 0 | 168.0789 | 0 | 0 | 229.6373
05/13 04:00:00 | 05 | 13 | 04 | USA_ID_Boise-AP-Gowen-Field-ANGB.726810_AMY_2024EPW | 58.91 | 62.0011 | 0 | 107.4119 | 0 | 70.1916 | 17.4611 | 0 | 424.4839 | 0 | 0 | 296.9203
05/13 05:00:00 | 05 | 13 | 05 | USA_ID_Boise-AP-Gowen-Field-ANGB.726810_AMY_2024EPW | 57.92 | 62.0011 | 0 | 108.8175 | 0 | 70.1874 | 16.1186 | 0 | 445.8801 | 0 | 0 | 351.3367
05/13 06:00:00 | 05 | 13 | 06 | USA_ID_Boise-AP-Gowen-Field-ANGB.726810_AMY_2024EPW | 57.92 | 62.0011 | 0 | 105.8199 | 0 | 70.2042 | 17.5645 | 0 | 430.5398 | 0 | 0 | 688.0873
05/13 07:00:00 | 05 | 13 | 07 | USA_ID_Boise-AP-Gowen-Field-ANGB.726810_AMY_2024EPW | 57.92 | 62.0011 | 0 | 106.1945 | 0 | 70.1541 | 12.0196 | 0 | 305.2292 | 0 | 0 | 458.5138
05/13 08:00:00 | 05 | 13 | 08 | USA_ID_Boise-AP-Gowen-Field-ANGB.726810_AMY_2024EPW | 57.4325 | 62.0011 | 0 | 113.5919 | 0 | 70.1089 | 12.352 | 0 | 324.8804 | 0 | 0 | 457.4924
05/13 09:00:00 | 05 | 13 | 09 | USA_ID_Boise-AP-Gowen-Field-ANGB.726810_AMY_2024EPW | 60.8225 | 62.0011 | 0 | 126.0912 | 0 | 70.1585 | 17.3432 | 0 | 417.424 | 0 | 0 | 687.1898
05/13 10:00:00 | 05 | 13 | 10 | USA_ID_Boise-AP-Gowen-Field-ANGB.726810_AMY_2024EPW | 66.77 | 62.0011 | 0 | 151.9111 | 0 | 70.1994 | 12.1161 | 0 | 310.966 | 0 | 0 | 457.7378
05/13 11:00:00 | 05 | 13 | 11 | USA_ID_Boise-AP-Gowen-Field-ANGB.726810_AMY_2024EPW | 71.225 | 62.0011 | 0 | 150.2332 | 0 | 70.1771 | 11.3309 | 0 | 264.715 | 0 | 0 | 457.7354
05/13 12:00:00 | 05 | 13 | 12 | USA_ID_Boise-AP-Gowen-Field-ANGB.726810_AMY_2024EPW | 73.5275 | 62.0011 | 0 | 183.0508 | 0 | 70.0766 | 14.2873 | 0 | 338.0729 | 0 | 0 | 408.9182
05/13 13:00:00 | 05 | 13 | 13 | USA_ID_Boise-AP-Gowen-Field-ANGB.726810_AMY_2024EPW | 74.525 | 62.0011 | 0 | 217.0999 | 0 | 70.1812 | 17.1404 | 0 | 405.6003 | 0 | 0 | 196.8758
05/13 14:00:00 | 05 | 13 | 14 | USA_ID_Boise-AP-Gowen-Field-ANGB.726810_AMY_2024EPW | 75.5075 | 62.0011 | 0 | 181.0188 | 0 | 70.1129 | 16.9779 | 0 | 426.2738 | 0 | 0 | 375.5609
05/13 15:00:00 | 05 | 13 | 15 | USA_ID_Boise-AP-Gowen-Field-ANGB.726810_AMY_2024EPW | 75.4325 | 62.0011 | 0 | 166.8123 | 0 | 70.1037 | 12.3206 | 0 | 272.6669 | 0 | 0 | 295.9569
05/13 16:00:00 | 05 | 13 | 16 | USA_ID_Boise-AP-Gowen-Field-ANGB.726810_AMY_2024EPW | 76.0925 | 62.0011 | 0 | 190.4399 | 0 | 70.2072 | 5.4874 | 0 | 121.8647 | 0 | 0 | 228.0346
05/13 17:00:00 | 05 | 13 | 17 | USA_ID_Boise-AP-Gowen-Field-ANGB.726810_AMY_2024EPW | 78.0725 | 62.0011 | 0 | 231.2961 | 0 | 70.1943 | 8.1298 | 116.5866 | 0 | 0 | 0 | 0
05/13 18:00:00 | 05 | 13 | 18 | USA_ID_Boise-AP-Gowen-Field-ANGB.726810_AMY_2024EPW | 78.4925 | 62.0011 | 0 | 209.8126 | 0 | 70.2111 | 0 | 0 | 0 | 0 | 0 | 0
05/13 19:00:00 | 05 | 13 | 19 | USA_ID_Boise-AP-Gowen-Field-ANGB.726810_AMY_2024EPW | 78.08 | 62.0011 | 0 | 193.1982 | 0 | 70.4588 | 0 | 0 | 0 | 0 | 0 | 0
05/13 20:00:00 | 05 | 13 | 20 | USA_ID_Boise-AP-Gowen-Field-ANGB.726810_AMY_2024EPW | 76.91 | 62.0011 | 0 | 151.4934 | 0 | 70.3473 | 11.224 | 177.932 | 0 | 0 | 0 | 0
05/13 21:00:00 | 05 | 13 | 21 | USA_ID_Boise-AP-Gowen-Field-ANGB.726810_AMY_2024EPW | 74.36 | 62.0011 | 0 | 141.0698 | 0 | 70.0585 | 0 | 0 | 0 | 0 | 0 | 0
05/13 22:00:00 | 05 | 13 | 22 | USA_ID_Boise-AP-Gowen-Field-ANGB.726810_AMY_2024EPW | 69.2375 | 62.0011 | 0 | 167.8532 | 0 | 70.0572 | 11.7446 | 0 | 365.5801 | 0 | 0 | 82.0815
05/13 23:00:00 | 05 | 13 | 23 | USA_ID_Boise-AP-Gowen-Field-ANGB.726810_AMY_2024EPW | 66.02 | 62.0011 | 0 | 161.6925 | 0 | 70.1742 | 0.39744 | 0 | 23.3763 | 0 | 0 | 0
05/13 24:00:00 | 05 | 13 | 24 | USA_ID_Boise-AP-Gowen-Field-ANGB.726810_AMY_2024EPW | 64.3625 | 62.0011 | 0 | 140.6024 | 0 | 70.2058 | 16.9137 | 0 | 392.2035 | 0 | 0 | 162.2613
05/14 01:00:00 | 05 | 14 | 01 | USA_ID_Boise-AP-Gowen-Field-ANGB.726810_AMY_2024EPW | 62.96 | 62.2225 | 0 | 79.8155 | 0 | 70.2734 | 5.8024 | 0 | 140.4384 | 0 | 0 | 226.2279
05/14 02:00:00 | 05 | 14 | 02 | USA_ID_Boise-AP-Gowen-Field-ANGB.726810_AMY_2024EPW | 61.4 | 62.2225 | 0 | 78.2226 | 0 | 70.2526 | 6.2258 | 0 | 165.3497 | 0 | 0 | 226.0663
05/14 03:00:00 | 05 | 14 | 03 | USA_ID_Boise-AP-Gowen-Field-ANGB.726810_AMY_2024EPW | 58.91 | 62.2225 | 0 | 73.4533 | 0 | 70.1919 | 12.8196 | 0 | 352.3231 | 0 | 0 | 452.0036
05/14 04:00:00 | 05 | 14 | 04 | USA_ID_Boise-AP-Gowen-Field-ANGB.726810_AMY_2024EPW | 56.8475 | 62.2225 | 0 | 71.3507 | 0 | 70.1848 | 12.0311 | 0 | 305.96 | 0 | 0 | 451.8109
05/14 05:00:00 | 05 | 14 | 05 | USA_ID_Boise-AP-Gowen-Field-ANGB.726810_AMY_2024EPW | 54.8675 | 62.2225 | 0 | 72.2844 | 0 | 70.1118 | 13.1729 | 0 | 373.0484 | 0 | 0 | 451.9197
05/14 06:00:00 | 05 | 14 | 06 | USA_ID_Boise-AP-Gowen-Field-ANGB.726810_AMY_2024EPW | 53.4725 | 62.2225 | 0 | 70.2932 | 0 | 70.2033 | 21.671 | 0 | 571.7312 | 0 | 0 | 709.1187
05/14 07:00:00 | 05 | 14 | 07 | USA_ID_Boise-AP-Gowen-Field-ANGB.726810_AMY_2024EPW | 53.06 | 62.2225 | 0 | 70.542 | 0 | 70.1666 | 21.6874 | 0 | 572.691 | 0 | 0 | 697.5679
05/14 08:00:00 | 05 | 14 | 08 | USA_ID_Boise-AP-Gowen-Field-ANGB.726810_AMY_2024EPW | 54.62 | 62.2225 | 0 | 75.4559 | 0 | 70.1338 | 20.8713 | 0 | 524.6385 | 0 | 0 | 648.4397
05/14 09:00:00 | 05 | 14 | 09 | USA_ID_Boise-AP-Gowen-Field-ANGB.726810_AMY_2024EPW | 57.5975 | 62.2225 | 0 | 83.7588 | 0 | 70.1497 | 12.3383 | 0 | 324.0654 | 0 | 0 | 450.3266
05/14 10:00:00 | 05 | 14 | 10 | USA_ID_Boise-AP-Gowen-Field-ANGB.726810_AMY_2024EPW | 60.6575 | 62.2225 | 0 | 100.9103 | 0 | 70.1138 | 18.0771 | 0 | 460.6935 | 0 | 0 | 674.6268
05/14 11:00:00 | 05 | 14 | 11 | USA_ID_Boise-AP-Gowen-Field-ANGB.726810_AMY_2024EPW | 64.6925 | 62.2225 | 0 | 99.7957 | 0 | 70.1512 | 11.8075 | 0 | 292.7443 | 0 | 0 | 449.5315
05/14 12:00:00 | 05 | 14 | 12 | USA_ID_Boise-AP-Gowen-Field-ANGB.726810_AMY_2024EPW | 67.505 | 62.2225 | 0 | 121.5955 | 0 | 70.215 | 17.2643 | 0 | 412.9527 | 0 | 0 | 226.2549
05/14 13:00:00 | 05 | 14 | 13 | USA_ID_Boise-AP-Gowen-Field-ANGB.726810_AMY_2024EPW | 69.6575 | 62.2225 | 0 | 144.2134 | 0 | 70.2148 | 17.3234 | 0 | 416.4209 | 0 | 0 | 275.9642
05/14 14:00:00 | 05 | 14 | 14 | USA_ID_Boise-AP-Gowen-Field-ANGB.726810_AMY_2024EPW | 72.62 | 62.2225 | 0 | 120.2457 | 0 | 70.1461 | 5.7517 | 0 | 137.416 | 0 | 0 | 224.4155
05/14 15:00:00 | 05 | 14 | 15 | USA_ID_Boise-AP-Gowen-Field-ANGB.726810_AMY_2024EPW | 74.525 | 62.2225 | 0 | 110.8088 | 0 | 70.2642 | 5.4854 | 0 | 121.7493 | 0 | 0 | 224.2606
05/14 16:00:00 | 05 | 14 | 16 | USA_ID_Boise-AP-Gowen-Field-ANGB.726810_AMY_2024EPW | 75.02 | 62.2225 | 0 | 126.5039 | 0 | 70.2502 | 8.369 | 0 | 190.9503 | 0 | 0 | 31.8116
05/14 17:00:00 | 05 | 14 | 17 | USA_ID_Boise-AP-Gowen-Field-ANGB.726810_AMY_2024EPW | 75.5075 | 62.2225 | 0 | 153.6436 | 0 | 70.1453 | 0 | 0 | 0 | 0 | 0 | 0
05/14 18:00:00 | 05 | 14 | 18 | USA_ID_Boise-AP-Gowen-Field-ANGB.726810_AMY_2024EPW | 75.4325 | 62.2225 | 0 | 139.3727 | 0 | 70.223 | 0 | 0 | 0 | 0 | 0 | 0
05/14 19:00:00 | 05 | 14 | 19 | USA_ID_Boise-AP-Gowen-Field-ANGB.726810_AMY_2024EPW | 75.02 | 62.2225 | 0 | 128.3361 | 0 | 70.4137 | 0 | 0 | 0 | 0 | 0 | 0
05/14 20:00:00 | 05 | 14 | 20 | USA_ID_Boise-AP-Gowen-Field-ANGB.726810_AMY_2024EPW | 73.9475 | 62.2225 | 0 | 100.6328 | 0 | 70.6875 | 0 | 0 | 0 | 0 | 0 | 0
05/14 21:00:00 | 05 | 14 | 21 | USA_ID_Boise-AP-Gowen-Field-ANGB.726810_AMY_2024EPW | 71.3825 | 62.2225 | 0 | 93.7087 | 0 | 70.1967 | 0 | 0 | 0 | 0 | 0 | 0
05/14 22:00:00 | 05 | 14 | 22 | USA_ID_Boise-AP-Gowen-Field-ANGB.726810_AMY_2024EPW | 67.835 | 62.2225 | 0 | 111.5002 | 0 | 70.0772 | 4.0994 | 0 | 215.9715 | 0 | 0 | 0
05/14 23:00:00 | 05 | 14 | 23 | USA_ID_Boise-AP-Gowen-Field-ANGB.726810_AMY_2024EPW | 64.9475 | 62.2225 | 0 | 107.4078 | 0 | 70.2588 | 16.6007 | 0 | 373.798 | 0 | 0 | 151.5545
05/14 24:00:00 | 05 | 14 | 24 | USA_ID_Boise-AP-Gowen-Field-ANGB.726810_AMY_2024EPW | 62.9675 | 62.2225 | 0 | 93.3982 | 0 | 70.1936 | 8.8564 | 0 | 219.6083 | 0 | 0 | 95.7972
05/15 01:00:00 | 05 | 15 | 01 | USA_ID_Boise-AP-Gowen-Field-ANGB.726810_AMY_2024EPW | 59.8175 | 62.4436 | 0 | 81.7473 | 0 | 70.1906 | 18.1354 | 0 | 464.0669 | 0 | 0 | 220.5711
05/15 02:00:00 | 05 | 15 | 02 | USA_ID_Boise-AP-Gowen-Field-ANGB.726810_AMY_2024EPW | 57.4325 | 62.4436 | 0 | 80.116 | 0 | 70.1853 | 17.8567 | 0 | 447.7935 | 0 | 0 | 178.1573
05/15 03:00:00 | 05 | 15 | 03 | USA_ID_Boise-AP-Gowen-Field-ANGB.726810_AMY_2024EPW | 55.9475 | 62.4436 | 0 | 75.2312 | 0 | 70.1833 | 26.9797 | 0 | 683.1999 | 0 | 0 | 285.422
05/15 04:00:00 | 05 | 15 | 04 | USA_ID_Boise-AP-Gowen-Field-ANGB.726810_AMY_2024EPW | 53.3825 | 62.4436 | 0 | 73.0777 | 0 | 70.1748 | 13.6983 | 0 | 403.9328 | 0 | 0 | 445.2837
05/15 05:00:00 | 05 | 15 | 05 | USA_ID_Boise-AP-Gowen-Field-ANGB.726810_AMY_2024EPW | 50.9075 | 62.4436 | 0 | 74.034 | 0 | 70.1867 | 21.4901 | 0 | 561.21 | 0 | 0 | 704.8212
05/15 06:00:00 | 05 | 15 | 06 | USA_ID_Boise-AP-Gowen-Field-ANGB.726810_AMY_2024EPW | 49.415 | 62.4436 | 0 | 71.9946 | 0 | 70.199 | 17.9251 | 0 | 452.0938 | 0 | 168.8225 | 666.5366
05/15 07:00:00 | 05 | 15 | 07 | USA_ID_Boise-AP-Gowen-Field-ANGB.726810_AMY_2024EPW | 48.92 | 62.4436 | 0 | 72.2494 | 0 | 70.1778 | 18.6378 | 0 | 494.0505 | 0 | 162.6128 | 666.4382
05/15 08:00:00 | 05 | 15 | 08 | USA_ID_Boise-AP-Gowen-Field-ANGB.726810_AMY_2024EPW | 51.1625 | 62.4436 | 0 | 77.2823 | 0 | 70.1095 | 13.5697 | 0 | 396.6128 | 0 | 41.5802 | 444.2067
05/15 09:00:00 | 05 | 15 | 09 | USA_ID_Boise-AP-Gowen-Field-ANGB.726810_AMY_2024EPW | 55.6925 | 62.4436 | 0 | 85.7862 | 0 | 70.1175 | 19.2481 | 0 | 479.5879 | 0 | 0 | 721.745
05/15 10:00:00 | 05 | 15 | 10 | USA_ID_Boise-AP-Gowen-Field-ANGB.726810_AMY_2024EPW | 59.5775 | 62.4436 | 0 | 103.3528 | 0 | 70.1658 | 16.5181 | 0 | 419.416 | 0 | 0 | 610.474
05/15 11:00:00 | 05 | 15 | 11 | USA_ID_Boise-AP-Gowen-Field-ANGB.726810_AMY_2024EPW | 63.125 | 62.4436 | 0 | 102.2112 | 0 | 70.1804 | 11.1861 | 0 | 256.3484 | 0 | 0 | 443.3458
05/15 12:00:00 | 05 | 15 | 12 | USA_ID_Boise-AP-Gowen-Field-ANGB.726810_AMY_2024EPW | 66.5975 | 62.4436 | 0 | 124.5387 | 0 | 70.184 | 12.6456 | 0 | 342.2794 | 0 | 0 | 443.8646
05/15 13:00:00 | 05 | 15 | 13 | USA_ID_Boise-AP-Gowen-Field-ANGB.726810_AMY_2024EPW | 70.145 | 62.4436 | 0 | 147.704 | 0 | 70.1645 | 11.4743 | 0 | 273.1441 | 0 | 0 | 444.2943
05/15 14:00:00 | 05 | 15 | 14 | USA_ID_Boise-AP-Gowen-Field-ANGB.726810_AMY_2024EPW | 73.6175 | 62.4436 | 0 | 123.1562 | 0 | 70.2405 | 13.9138 | 0 | 316.1957 | 0 | 0 | 350.4508
05/15 15:00:00 | 05 | 15 | 15 | USA_ID_Boise-AP-Gowen-Field-ANGB.726810_AMY_2024EPW | 75.02 | 62.4436 | 0 | 113.4908 | 0 | 70.2472 | 8.2596 | 0 | 184.4605 | 0 | 0 | 120.4701
05/15 16:00:00 | 05 | 15 | 16 | USA_ID_Boise-AP-Gowen-Field-ANGB.726810_AMY_2024EPW | 75.5075 | 62.4436 | 0 | 129.5659 | 0 | 70.1293 | 11.2776 | 0 | 348.5576 | 0 | 0 | 102.8391
05/15 17:00:00 | 05 | 15 | 17 | USA_ID_Boise-AP-Gowen-Field-ANGB.726810_AMY_2024EPW | 76.505 | 62.4436 | 0 | 157.3624 | 0 | 70.2491 | 0 | 0 | 0 | 0 | 0 | 0
05/15 18:00:00 | 05 | 15 | 18 | USA_ID_Boise-AP-Gowen-Field-ANGB.726810_AMY_2024EPW | 77.585 | 62.4436 | 0 | 142.7461 | 0 | 70.3835 | 0 | 0 | 0 | 0 | 0 | 0
05/15 19:00:00 | 05 | 15 | 19 | USA_ID_Boise-AP-Gowen-Field-ANGB.726810_AMY_2024EPW | 77.495 | 62.4436 | 0 | 131.4424 | 0 | 70.4937 | 8.3491 | 127.9678 | 0 | 0 | 0 | 0
05/15 20:00:00 | 05 | 15 | 20 | USA_ID_Boise-AP-Gowen-Field-ANGB.726810_AMY_2024EPW | 75.9275 | 62.4436 | 0 | 103.0686 | 0 | 70.441 | 7.0049 | 126.1455 | 0 | 0 | 0 | 0
05/15 21:00:00 | 05 | 15 | 21 | USA_ID_Boise-AP-Gowen-Field-ANGB.726810_AMY_2024EPW | 72.29 | 62.4436 | 0 | 95.9769 | 0 | 70.0781 | 0 | 0 | 0 | 0 | 0 | 0
05/15 22:00:00 | 05 | 15 | 22 | USA_ID_Boise-AP-Gowen-Field-ANGB.726810_AMY_2024EPW | 69.4925 | 62.4436 | 0 | 114.199 | 0 | 70.1848 | 8.1298 | 0 | 176.7813 | 0 | 0 | 97.7585
05/15 23:00:00 | 05 | 15 | 23 | USA_ID_Boise-AP-Gowen-Field-ANGB.726810_AMY_2024EPW | 67.4225 | 62.4436 | 0 | 110.0075 | 0 | 70.09 | 0 | 0 | 0 | 0 | 0 | 0
05/15 24:00:00 | 05 | 15 | 24 | USA_ID_Boise-AP-Gowen-Field-ANGB.726810_AMY_2024EPW | 62.2175 | 62.4436 | 0 | 95.6589 | 0 | 70.1758 | 9.0825 | 0 | 232.8958 | 0 | 0 | 67.4761
05/16 01:00:00 | 05 | 16 | 01 | USA_ID_Boise-AP-Gowen-Field-ANGB.726810_AMY_2024EPW | 58.415 | 62.6644 | 0 | 84.1149 | 0 | 70.278 | 16.7032 | 0 | 379.8435 | 0 | 0 | 178.4083
05/16 02:00:00 | 05 | 16 | 02 | USA_ID_Boise-AP-Gowen-Field-ANGB.726810_AMY_2024EPW | 57.92 | 62.6644 | 0 | 82.4363 | 0 | 70.0942 | 7.3655 | 0 | 232.3083 | 0 | 0 | 226.5109
05/16 03:00:00 | 05 | 16 | 03 | USA_ID_Boise-AP-Gowen-Field-ANGB.726810_AMY_2024EPW | 56.8475 | 62.6644 | 0 | 77.41 | 0 | 70.2252 | 14.4043 | 0 | 345.1126 | 0 | 0 | 315.739
05/16 04:00:00 | 05 | 16 | 04 | USA_ID_Boise-AP-Gowen-Field-ANGB.726810_AMY_2024EPW | 54.8675 | 62.6644 | 0 | 75.1942 | 0 | 70.2016 | 18.7627 | 0 | 501.2125 | 0 | 0 | 679.3549
05/16 05:00:00 | 05 | 16 | 05 | USA_ID_Boise-AP-Gowen-Field-ANGB.726810_AMY_2024EPW | 54.545 | 62.6644 | 0 | 76.1782 | 0 | 70.2657 | 11.8691 | 0 | 296.5252 | 0 | 0 | 452.7557
05/16 06:00:00 | 05 | 16 | 06 | USA_ID_Boise-AP-Gowen-Field-ANGB.726810_AMY_2024EPW | 53.9675 | 62.6644 | 0 | 74.0797 | 0 | 70.1695 | 26.9636 | 0 | 682.2256 | 0 | 0 | 533.8655
05/16 07:00:00 | 05 | 16 | 07 | USA_ID_Boise-AP-Gowen-Field-ANGB.726810_AMY_2024EPW | 52.475 | 62.6644 | 0 | 74.3419 | 0 | 70.1856 | 15.9981 | 0 | 438.9344 | 0 | 0 | 521.1501
05/16 08:00:00 | 05 | 16 | 08 | USA_ID_Boise-AP-Gowen-Field-ANGB.726810_AMY_2024EPW | 54.125 | 62.6644 | 0 | 79.5206 | 0 | 70.1841 | 17.4011 | 0 | 420.9732 | 0 | 0 | 679.1255
05/16 09:00:00 | 05 | 16 | 09 | USA_ID_Boise-AP-Gowen-Field-ANGB.726810_AMY_2024EPW | 60.3275 | 62.6644 | 0 | 88.2707 | 0 | 70.1479 | 11.8311 | 0 | 294.1104 | 0 | 0 | 453.3035
05/16 10:00:00 | 05 | 16 | 10 | USA_ID_Boise-AP-Gowen-Field-ANGB.726810_AMY_2024EPW | 66.77 | 62.6644 | 0 | 106.3461 | 0 | 70.1526 | 11.6808 | 0 | 285.2841 | 0 | 0 | 453.2177
05/16 11:00:00 | 05 | 16 | 11 | USA_ID_Boise-AP-Gowen-Field-ANGB.726810_AMY_2024EPW | 70.64 | 62.6644 | 0 | 105.1715 | 0 | 70.1329 | 16.6002 | 0 | 424.1472 | 0 | 0 | 622.6348
05/16 12:00:00 | 05 | 16 | 12 | USA_ID_Boise-AP-Gowen-Field-ANGB.726810_AMY_2024EPW | 74.105 | 62.6644 | 0 | 128.1456 | 0 | 70.1881 | 14.0738 | 0 | 325.5355 | 0 | 0 | 374.5393
05/16 13:00:00 | 05 | 16 | 13 | USA_ID_Boise-AP-Gowen-Field-ANGB.726810_AMY_2024EPW | 77.09 | 62.6644 | 0 | 151.9818 | 0 | 70.1845 | 11.4374 | 0 | 271.001 | 0 | 0 | 453.5526
05/16 14:00:00 | 05 | 16 | 14 | USA_ID_Boise-AP-Gowen-Field-ANGB.726810_AMY_2024EPW | 79.64 | 62.6644 | 0 | 126.723 | 0 | 70.0397 | 4.1071 | 0 | 90.9174 | 0 | 0 | 170.1347
05/16 15:00:00 | 05 | 16 | 15 | USA_ID_Boise-AP-Gowen-Field-ANGB.726810_AMY_2024EPW | 82.0325 | 62.6644 | 0 | 116.7778 | 0 | 69.8981 | 0 | 0 | 0 | 0 | 0 | 0
05/16 16:00:00 | 05 | 16 | 16 | USA_ID_Boise-AP-Gowen-Field-ANGB.726810_AMY_2024EPW | 82.94 | 62.6644 | 0 | 133.3184 | 0 | 70.0186 | 0 | 0 | 0 | 0 | 0 | 0
05/16 17:00:00 | 05 | 16 | 17 | USA_ID_Boise-AP-Gowen-Field-ANGB.726810_AMY_2024EPW | 84.0125 | 62.6644 | 0 | 161.92 | 0 | 70.2723 | 0 | 0 | 0 | 0 | 0 | 0
05/16 18:00:00 | 05 | 16 | 18 | USA_ID_Boise-AP-Gowen-Field-ANGB.726810_AMY_2024EPW | 84.92 | 62.6644 | 0 | 146.8803 | 0 | 70.5669 | 12.5102 | 248.2687 | 0 | 0 | 0 | 0
05/16 19:00:00 | 05 | 16 | 19 | USA_ID_Boise-AP-Gowen-Field-ANGB.726810_AMY_2024EPW | 84.92 | 62.6644 | 0 | 135.2493 | 0 | 70.5423 | 22.5487 | 423.5255 | 0 | 0 | 0 | 0
05/16 20:00:00 | 05 | 16 | 20 | USA_ID_Boise-AP-Gowen-Field-ANGB.726810_AMY_2024EPW | 83.36 | 62.6644 | 0 | 106.0537 | 0 | 70.4797 | 21.887 | 371.8897 | 0 | 0 | 0 | 0
05/16 21:00:00 | 05 | 16 | 21 | USA_ID_Boise-AP-Gowen-Field-ANGB.726810_AMY_2024EPW | 79.31 | 62.6644 | 0 | 98.7566 | 0 | 70.4536 | 0 | 0 | 0 | 0 | 0 | 0
05/16 22:00:00 | 05 | 16 | 22 | USA_ID_Boise-AP-Gowen-Field-ANGB.726810_AMY_2024EPW | 75.3425 | 62.6644 | 0 | 117.5065 | 0 | 70.4217 | 0 | 0 | 0 | 0 | 0 | 0
05/16 23:00:00 | 05 | 16 | 23 | USA_ID_Boise-AP-Gowen-Field-ANGB.726810_AMY_2024EPW | 71.795 | 62.6644 | 0 | 113.1936 | 0 | 70.315 | 0 | 0 | 0 | 0 | 0 | 0
05/16 24:00:00 | 05 | 16 | 24 | USA_ID_Boise-AP-Gowen-Field-ANGB.726810_AMY_2024EPW | 68.3225 | 62.6644 | 0 | 98.4294 | 0 | 70.0162 | 0 | 0 | 0 | 0 | 0 | 0
05/17 01:00:00 | 05 | 17 | 01 | USA_ID_Boise-AP-Gowen-Field-ANGB.726810_AMY_2024EPW | 65.8475 | 62.8848 | 0 | 187.2363 | 0 | 70.3474 | 8.1298 | 0 | 176.7636 | 0 | 0 | 124.8832
05/17 02:00:00 | 05 | 17 | 02 | USA_ID_Boise-AP-Gowen-Field-ANGB.726810_AMY_2024EPW | 63.38 | 62.8848 | 0 | 183.4997 | 0 | 70.1517 | 8.7369 | 0 | 212.5752 | 0 | 0 | 78.4555
05/17 03:00:00 | 05 | 17 | 03 | USA_ID_Boise-AP-Gowen-Field-ANGB.726810_AMY_2024EPW | 61.475 | 62.8848 | 0 | 172.3114 | 0 | 70.1483 | 17.3117 | 0 | 415.6338 | 0 | 0 | 160.7724
05/17 04:00:00 | 05 | 17 | 04 | USA_ID_Boise-AP-Gowen-Field-ANGB.726810_AMY_2024EPW | 59.9075 | 62.8848 | 0 | 167.3791 | 0 | 70.2205 | 9.1019 | 0 | 234.0272 | 0 | 0 | 113.0875
05/17 05:00:00 | 05 | 17 | 05 | USA_ID_Boise-AP-Gowen-Field-ANGB.726810_AMY_2024EPW | 57.9275 | 62.8848 | 0 | 169.5695 | 0 | 70.1624 | 15.0622 | 0 | 383.7378 | 0 | 0 | 406.8626
05/17 06:00:00 | 05 | 17 | 06 | USA_ID_Boise-AP-Gowen-Field-ANGB.726810_AMY_2024EPW | 56.435 | 62.8848 | 0 | 164.8984 | 0 | 70.169 | 28.0272 | 0 | 744.8077 | 0 | 0 | 331.1027
05/17 07:00:00 | 05 | 17 | 07 | USA_ID_Boise-AP-Gowen-Field-ANGB.726810_AMY_2024EPW | 55.94 | 62.8848 | 0 | 165.482 | 0 | 70.2052 | 16.2668 | 0 | 454.7175 | 0 | 0 | 351.7157
05/17 08:00:00 | 05 | 17 | 08 | USA_ID_Boise-AP-Gowen-Field-ANGB.726810_AMY_2024EPW | 58.1825 | 62.8848 | 0 | 177.0094 | 0 | 70.1665 | 12.5251 | 0 | 335.2274 | 0 | 0 | 452.7337
05/17 09:00:00 | 05 | 17 | 09 | USA_ID_Boise-AP-Gowen-Field-ANGB.726810_AMY_2024EPW | 60.5675 | 62.8848 | 0 | 196.4869 | 0 | 70.2737 | 17.4694 | 0 | 425.1728 | 0 | 0 | 678.8963
05/17 10:00:00 | 05 | 17 | 10 | USA_ID_Boise-AP-Gowen-Field-ANGB.726810_AMY_2024EPW | 62.0525 | 62.8848 | 0 | 236.722 | 0 | 70.1411 | 14.9824 | 0 | 379.0009 | 0 | 0 | 433.0035
05/17 11:00:00 | 05 | 17 | 11 | USA_ID_Boise-AP-Gowen-Field-ANGB.726810_AMY_2024EPW | 64.6175 | 62.8848 | 0 | 234.1072 | 0 | 70.1595 | 17.2258 | 0 | 410.6148 | 0 | 0 | 420.5495
05/17 12:00:00 | 05 | 17 | 12 | USA_ID_Boise-AP-Gowen-Field-ANGB.726810_AMY_2024EPW | 66.5075 | 62.8848 | 0 | 285.2466 | 0 | 70.1965 | 17.9247 | 0 | 451.7386 | 0 | 0 | 167.3042
05/17 13:00:00 | 05 | 17 | 13 | USA_ID_Boise-AP-Gowen-Field-ANGB.726810_AMY_2024EPW | 67.505 | 62.8848 | 0 | 338.3051 | 0 | 70.2334 | 17.7881 | 0 | 443.7311 | 0 | 0 | 158.484
05/17 14:00:00 | 05 | 17 | 14 | USA_ID_Boise-AP-Gowen-Field-ANGB.726810_AMY_2024EPW | 69.0725 | 62.8848 | 0 | 282.0801 | 0 | 70.2805 | 16.9037 | 0 | 391.6742 | 0 | 0 | 105.4815
05/17 15:00:00 | 05 | 17 | 15 | USA_ID_Boise-AP-Gowen-Field-ANGB.726810_AMY_2024EPW | 69.4925 | 62.8848 | 0 | 259.9424 | 0 | 70.1924 | 8.8345 | 0 | 218.2994 | 0 | 0 | 83.1383
05/17 16:00:00 | 05 | 17 | 16 | USA_ID_Boise-AP-Gowen-Field-ANGB.726810_AMY_2024EPW | 70.1525 | 62.8848 | 0 | 296.7611 | 0 | 70.2721 | 8.634 | 0 | 206.5099 | 0 | 0 | 65.7535
05/17 17:00:00 | 05 | 17 | 17 | USA_ID_Boise-AP-Gowen-Field-ANGB.726810_AMY_2024EPW | 71.06 | 62.8848 | 0 | 360.427 | 0 | 70.1199 | 0 | 0 | 0 | 0 | 0 | 0
05/17 18:00:00 | 05 | 17 | 18 | USA_ID_Boise-AP-Gowen-Field-ANGB.726810_AMY_2024EPW | 70.475 | 62.8848 | 0 | 326.9494 | 0 | 70.2144 | 0 | 0 | 0 | 0 | 0 | 0
05/17 19:00:00 | 05 | 17 | 19 | USA_ID_Boise-AP-Gowen-Field-ANGB.726810_AMY_2024EPW | 69.4925 | 62.8848 | 0 | 301.0592 | 0 | 70.084 | 0 | 0 | 0 | 0 | 0 | 0
05/17 20:00:00 | 05 | 17 | 20 | USA_ID_Boise-AP-Gowen-Field-ANGB.726810_AMY_2024EPW | 67.91 | 62.8848 | 0 | 236.071 | 0 | 69.9551 | 4.9145 | 0 | 233.381 | 0 | 0 | 0
05/17 21:00:00 | 05 | 17 | 21 | USA_ID_Boise-AP-Gowen-Field-ANGB.726810_AMY_2024EPW | 65.36 | 62.8848 | 0 | 219.8279 | 0 | 70.1485 | 14.5583 | 0 | 465.7168 | 0 | 0 | 82.9926
05/17 22:00:00 | 05 | 17 | 22 | USA_ID_Boise-AP-Gowen-Field-ANGB.726810_AMY_2024EPW | 60.2375 | 62.8848 | 0 | 261.5644 | 0 | 70.2065 | 8.7444 | 0 | 213.0424 | 0 | 0 | 89.3984
05/17 23:00:00 | 05 | 17 | 23 | USA_ID_Boise-AP-Gowen-Field-ANGB.726810_AMY_2024EPW | 55.9475 | 62.8848 | 0 | 251.9642 | 0 | 70.2051 | 17.8611 | 0 | 447.9609 | 0 | 0 | 209.7475
05/17 24:00:00 | 05 | 17 | 24 | USA_ID_Boise-AP-Gowen-Field-ANGB.726810_AMY_2024EPW | 55.5275 | 62.8848 | 0 | 219.0996 | 0 | 70.1942 | 15.2766 | 0 | 396.4275 | 0 | 0 | 331.6651
05/18 01:00:00 | 05 | 18 | 01 | USA_ID_Boise-AP-Gowen-Field-ANGB.726810_AMY_2024EPW | 53.3075 | 63.1047 | 0 | 151.5828 | 0 | 70.1677 | 13.7424 | 0 | 406.6858 | 0 | 0 | 447.3359
05/18 02:00:00 | 05 | 18 | 02 | USA_ID_Boise-AP-Gowen-Field-ANGB.726810_AMY_2024EPW | 49.4225 | 63.1047 | 0 | 148.5578 | 0 | 70.2177 | 18.5355 | 0 | 487.7236 | 0 | 102.3933 | 670.9177
05/18 03:00:00 | 05 | 18 | 03 | USA_ID_Boise-AP-Gowen-Field-ANGB.726810_AMY_2024EPW | 46.9475 | 63.1047 | 0 | 139.4999 | 0 | 70.1406 | 24.0382 | 0 | 610.5314 | 0 | 157.9309 | 703.8132
05/18 04:00:00 | 05 | 18 | 04 | USA_ID_Boise-AP-Gowen-Field-ANGB.726810_AMY_2024EPW | 44.9675 | 63.1047 | 0 | 135.5068 | 0 | 70.1608 | 17.5837 | 0 | 486.2832 | 0 | 161.3807 | 622.1181
05/18 05:00:00 | 05 | 18 | 05 | USA_ID_Boise-AP-Gowen-Field-ANGB.726810_AMY_2024EPW | 42.4025 | 63.1047 | 0 | 137.2801 | 0 | 70.1015 | 29.3749 | 0 | 874.4736 | 5.2151 | 130.7453 | 402.3429
05/18 06:00:00 | 05 | 18 | 06 | USA_ID_Boise-AP-Gowen-Field-ANGB.726810_AMY_2024EPW | 41.585 | 63.1047 | 0 | 133.4985 | 0 | 70.0665 | 33.6656 | 0 | 1072.7074 | 0 | 112.1411 | 1041.9918
05/18 07:00:00 | 05 | 18 | 07 | USA_ID_Boise-AP-Gowen-Field-ANGB.726810_AMY_2024EPW | 42.5675 | 63.1047 | 0 | 133.971 | 0 | 70.0865 | 42.896 | 0 | 1136.5083 | 0 | 117.9236 | 1335.0798
05/18 08:00:00 | 05 | 18 | 08 | USA_ID_Boise-AP-Gowen-Field-ANGB.726810_AMY_2024EPW | 44.6375 | 63.1047 | 0 | 143.3033 | 0 | 70.0983 | 30.7588 | 0 | 799.4802 | 0 | 147.1462 | 1075.1505
05/18 09:00:00 | 05 | 18 | 09 | USA_ID_Boise-AP-Gowen-Field-ANGB.726810_AMY_2024EPW | 49.2575 | 63.1047 | 0 | 159.0719 | 0 | 70.0917 | 17.4992 | 0 | 566.3097 | 0 | 87.6488 | 503.5409
05/18 10:00:00 | 05 | 18 | 10 | USA_ID_Boise-AP-Gowen-Field-ANGB.726810_AMY_2024EPW | 54.71 | 63.1047 | 0 | 191.6454 | 0 | 70.164 | 13.36 | 0 | 384.2064 | 0 | 0 | 429.9782
05/18 11:00:00 | 05 | 18 | 11 | USA_ID_Boise-AP-Gowen-Field-ANGB.726810_AMY_2024EPW | 59.165 | 63.1047 | 0 | 189.5286 | 0 | 70.1809 | 18.1262 | 0 | 463.5761 | 0 | 0 | 670.9491
05/18 12:00:00 | 05 | 18 | 12 | USA_ID_Boise-AP-Gowen-Field-ANGB.726810_AMY_2024EPW | 62.6375 | 63.1047 | 0 | 230.93 | 0 | 70.1677 | 12.4081 | 0 | 328.2097 | 0 | 0 | 447.0964
05/18 13:00:00 | 05 | 18 | 13 | USA_ID_Boise-AP-Gowen-Field-ANGB.726810_AMY_2024EPW | 65.6 | 63.1047 | 0 | 273.8851 | 0 | 70.1218 | 20.2071 | 0 | 535.8388 | 0 | 0 | 612.2539
05/18 14:00:00 | 05 | 18 | 14 | USA_ID_Boise-AP-Gowen-Field-ANGB.726810_AMY_2024EPW | 68.09 | 63.1047 | 0 | 228.3665 | 0 | 70.0682 | 8.0597 | 0 | 202.9744 | 0 | 0 | 302.0693
05/18 15:00:00 | 05 | 18 | 15 | USA_ID_Boise-AP-Gowen-Field-ANGB.726810_AMY_2024EPW | 70.1525 | 63.1047 | 0 | 210.4442 | 0 | 70.0828 | 21.303 | 0 | 479.8366 | 0 | 0 | 861.5998
05/18 16:00:00 | 05 | 18 | 16 | USA_ID_Boise-AP-Gowen-Field-ANGB.726810_AMY_2024EPW | 72.62 | 63.1047 | 0 | 240.2519 | 0 | 69.9839 | 16.4491 | 0 | 364.7815 | 0 | 0 | 187.7577
05/18 17:00:00 | 05 | 18 | 17 | USA_ID_Boise-AP-Gowen-Field-ANGB.726810_AMY_2024EPW | 73.4525 | 63.1047 | 0 | 291.7946 | 0 | 70.1472 | 3.0274 | 0 | 166.3234 | 0 | 0 | 0
05/18 18:00:00 | 05 | 18 | 18 | USA_ID_Boise-AP-Gowen-Field-ANGB.726810_AMY_2024EPW | 74.1125 | 63.1047 | 0 | 264.6918 | 0 | 70.231 | 0 | 0 | 0 | 0 | 0 | 0
05/18 19:00:00 | 05 | 18 | 19 | USA_ID_Boise-AP-Gowen-Field-ANGB.726810_AMY_2024EPW | 74.435 | 63.1047 | 0 | 243.7316 | 0 | 70.5035 | 10.8397 | 142.0507 | 0 | 0 | 0 | 0
05/18 20:00:00 | 05 | 18 | 20 | USA_ID_Boise-AP-Gowen-Field-ANGB.726810_AMY_2024EPW | 72.8675 | 63.1047 | 0 | 191.1184 | 0 | 70.495 | 20.3191 | 360.3244 | 0 | 0 | 0 | 0
05/18 21:00:00 | 05 | 18 | 21 | USA_ID_Boise-AP-Gowen-Field-ANGB.726810_AMY_2024EPW | 70.8875 | 63.1047 | 0 | 177.9683 | 0 | 70.1025 | 0 | 0 | 0 | 0 | 0 | 0
05/18 22:00:00 | 05 | 18 | 22 | USA_ID_Boise-AP-Gowen-Field-ANGB.726810_AMY_2024EPW | 68.3225 | 63.1047 | 0 | 211.7574 | 0 | 69.9268 | 0 | 0 | 0 | 0 | 0 | 0
05/18 23:00:00 | 05 | 18 | 23 | USA_ID_Boise-AP-Gowen-Field-ANGB.726810_AMY_2024EPW | 63.7025 | 63.1047 | 0 | 203.9852 | 0 | 70.0428 | 8.1298 | 0 | 176.7687 | 0 | 0 | 121.7899
05/18 24:00:00 | 05 | 18 | 24 | USA_ID_Boise-AP-Gowen-Field-ANGB.726810_AMY_2024EPW | 61.565 | 63.1047 | 0 | 177.3787 | 0 | 70.2082 | 8.4854 | 0 | 197.7912 | 0 | 0 | 65.1612
05/19 01:00:00 | 05 | 19 | 01 | USA_ID_Boise-AP-Gowen-Field-ANGB.726810_AMY_2024EPW | 59.8175 | 63.3241 | 0 | 82.2488 | 0 | 70.1197 | 14.4756 | 0 | 482.7523 | 0 | 0 | 117.325
05/19 02:00:00 | 05 | 19 | 02 | USA_ID_Boise-AP-Gowen-Field-ANGB.726810_AMY_2024EPW | 56.36 | 63.3241 | 0 | 80.6074 | 0 | 70.121 | 20.1054 | 0 | 580.0017 | 0 | 0 | 229.7562
05/19 03:00:00 | 05 | 19 | 03 | USA_ID_Boise-AP-Gowen-Field-ANGB.726810_AMY_2024EPW | 53.9675 | 63.3241 | 0 | 75.6926 | 0 | 70.1673 | 36.8416 | 0 | 944.6724 | 0 | 0 | 977.6067
05/19 04:00:00 | 05 | 19 | 04 | USA_ID_Boise-AP-Gowen-Field-ANGB.726810_AMY_2024EPW | 51.4025 | 63.3241 | 0 | 73.526 | 0 | 70.106 | 38.8598 | 0 | 1059.2357 | 0 | 0 | 1030.9135
05/19 05:00:00 | 05 | 19 | 05 | USA_ID_Boise-AP-Gowen-Field-ANGB.726810_AMY_2024EPW | 48.3425 | 63.3241 | 0 | 74.4882 | 0 | 70.0515 | 28.8221 | 0 | 891.9815 | 0 | 115.5467 | 705.8862
05/19 06:00:00 | 05 | 19 | 06 | USA_ID_Boise-AP-Gowen-Field-ANGB.726810_AMY_2024EPW | 45.8675 | 63.3241 | 0 | 72.4363 | 0 | 70.0474 | 40.7086 | 0 | 1253.3715 | 0 | 102.1079 | 1032.2019
05/19 07:00:00 | 05 | 19 | 07 | USA_ID_Boise-AP-Gowen-Field-ANGB.726810_AMY_2024EPW | 44.96 | 63.3241 | 0 | 72.6926 | 0 | 70.1128 | 42.4524 | 0 | 1100.448 | 0 | 121.7878 | 1599.1868
05/19 08:00:00 | 05 | 19 | 08 | USA_ID_Boise-AP-Gowen-Field-ANGB.726810_AMY_2024EPW | 46.0325 | 63.3241 | 0 | 77.7564 | 0 | 70.1252 | 34.4421 | 0 | 823.9508 | 0 | 149.9135 | 1356.2512
05/19 09:00:00 | 05 | 19 | 09 | USA_ID_Boise-AP-Gowen-Field-ANGB.726810_AMY_2024EPW | 48.0125 | 63.3241 | 0 | 86.3124 | 0 | 70.0838 | 27.9035 | 0 | 820.7451 | 0 | 135.3285 | 807.9968
05/19 10:00:00 | 05 | 19 | 10 | USA_ID_Boise-AP-Gowen-Field-ANGB.726810_AMY_2024EPW | 50.09 | 63.3241 | 0 | 103.9868 | 0 | 70.1151 | 27.058 | 0 | 687.9974 | 0 | 69.1921 | 976.5724
05/19 11:00:00 | 05 | 19 | 11 | USA_ID_Boise-AP-Gowen-Field-ANGB.726810_AMY_2024EPW | 52.1525 | 63.3241 | 0 | 102.8382 | 0 | 70.0892 | 25.4463 | 0 | 693.8688 | 0 | 0 | 898.1015
05/19 12:00:00 | 05 | 19 | 12 | USA_ID_Boise-AP-Gowen-Field-ANGB.726810_AMY_2024EPW | 54.1325 | 63.3241 | 0 | 125.3026 | 0 | 70.1664 | 18.8226 | 0 | 505.0416 | 0 | 0 | 674.6655
05/19 13:00:00 | 05 | 19 | 13 | USA_ID_Boise-AP-Gowen-Field-ANGB.726810_AMY_2024EPW | 56.6 | 63.3241 | 0 | 148.6101 | 0 | 70.1661 | 18.9097 | 0 | 510.1746 | 0 | 0 | 674.175
05/19 14:00:00 | 05 | 19 | 14 | USA_ID_Boise-AP-Gowen-Field-ANGB.726810_AMY_2024EPW | 59.09 | 63.3241 | 0 | 123.9117 | 0 | 70.1744 | 16.9232 | 0 | 392.9153 | 0 | 0 | 674.1938
05/19 15:00:00 | 05 | 19 | 15 | USA_ID_Boise-AP-Gowen-Field-ANGB.726810_AMY_2024EPW | 61.1525 | 63.3241 | 0 | 114.187 | 0 | 70.0558 | 15.5812 | 0 | 364.126 | 0 | 0 | 617.484
05/19 16:00:00 | 05 | 19 | 16 | USA_ID_Boise-AP-Gowen-Field-ANGB.726810_AMY_2024EPW | 62.5475 | 63.3241 | 0 | 130.3607 | 0 | 70.1586 | 19.2313 | 0 | 716.7394 | 0 | 0 | 224.4177
05/19 17:00:00 | 05 | 19 | 17 | USA_ID_Boise-AP-Gowen-Field-ANGB.726810_AMY_2024EPW | 62.96 | 63.3241 | 0 | 158.3277 | 0 | 70.1703 | 15.2426 | 0 | 593.7761 | 0 | 0 | 0
05/19 18:00:00 | 05 | 19 | 18 | USA_ID_Boise-AP-Gowen-Field-ANGB.726810_AMY_2024EPW | 62.96 | 63.3241 | 0 | 143.6217 | 0 | 70.2211 | 16.9578 | 0 | 394.8126 | 0 | 0 | 122.5053
05/19 19:00:00 | 05 | 19 | 19 | USA_ID_Boise-AP-Gowen-Field-ANGB.726810_AMY_2024EPW | 62.96 | 63.3241 | 0 | 132.2487 | 0 | 70.1862 | 5.0607 | 0 | 241.9689 | 0 | 0 | 0
05/19 20:00:00 | 05 | 19 | 20 | USA_ID_Boise-AP-Gowen-Field-ANGB.726810_AMY_2024EPW | 61.8875 | 63.3241 | 0 | 103.7008 | 0 | 70.1872 | 14.1706 | 0 | 452.1136 | 0 | 0 | 92.8062
05/19 21:00:00 | 05 | 19 | 21 | USA_ID_Boise-AP-Gowen-Field-ANGB.726810_AMY_2024EPW | 59.3225 | 63.3241 | 0 | 96.5656 | 0 | 70.0872 | 16.285 | 0 | 558.5587 | 0 | 0 | 107.516
05/19 22:00:00 | 05 | 19 | 22 | USA_ID_Boise-AP-Gowen-Field-ANGB.726810_AMY_2024EPW | 56.8475 | 63.3241 | 0 | 114.8995 | 0 | 70.1521 | 27.356 | 0 | 705.0064 | 0 | 0 | 380.8801
05/19 23:00:00 | 05 | 19 | 23 | USA_ID_Boise-AP-Gowen-Field-ANGB.726810_AMY_2024EPW | 54.8675 | 63.3241 | 0 | 110.6824 | 0 | 70.1514 | 18.9487 | 0 | 512.0027 | 0 | 0 | 170.3642
05/19 24:00:00 | 05 | 19 | 24 | USA_ID_Boise-AP-Gowen-Field-ANGB.726810_AMY_2024EPW | 52.8875 | 63.3241 | 0 | 96.2457 | 0 | 70.1851 | 34.9843 | 0 | 852.7109 | 0 | 0 | 929.9465
05/20 01:00:00 | 05 | 20 | 01 | USA_ID_Boise-AP-Gowen-Field-ANGB.726810_AMY_2024EPW | 51.4925 | 63.5429 | 0 | 68.405 | 0 | 70.1936 | 21.5258 | 0 | 563.4038 | 0 | 0 | 577.236
05/20 02:00:00 | 05 | 20 | 02 | USA_ID_Boise-AP-Gowen-Field-ANGB.726810_AMY_2024EPW | 49.91 | 63.5429 | 0 | 67.0399 | 0 | 70.1886 | 21.1854 | 0 | 543.2529 | 0 | 84.698 | 580.4429
05/20 03:00:00 | 05 | 20 | 03 | USA_ID_Boise-AP-Gowen-Field-ANGB.726810_AMY_2024EPW | 48.4325 | 63.5429 | 0 | 62.9524 | 0 | 70.1947 | 18.0852 | 0 | 461.4905 | 0 | 167.4274 | 649.3844
05/20 04:00:00 | 05 | 20 | 04 | USA_ID_Boise-AP-Gowen-Field-ANGB.726810_AMY_2024EPW | 46.9475 | 63.5429 | 0 | 61.1504 | 0 | 70.0716 | 25.0035 | 0 | 760.7335 | 0 | 133.3058 | 643.6793
05/20 05:00:00 | 05 | 20 | 05 | USA_ID_Boise-AP-Gowen-Field-ANGB.726810_AMY_2024EPW | 45.455 | 63.5429 | 0 | 61.9506 | 0 | 70.0205 | 29.9968 | 0 | 970.4984 | 0 | 105.6686 | 908.5051
05/20 06:00:00 | 05 | 20 | 06 | USA_ID_Boise-AP-Gowen-Field-ANGB.726810_AMY_2024EPW | 44.4725 | 63.5429 | 0 | 60.2441 | 0 | 70.0026 | 34.012 | 0 | 1185.0795 | 0 | 93.3982 | 914.8242
05/20 07:00:00 | 05 | 20 | 07 | USA_ID_Boise-AP-Gowen-Field-ANGB.726810_AMY_2024EPW | 43.475 | 63.5429 | 0 | 60.4573 | 0 | 69.9911 | 38.2867 | 0 | 1368.0217 | 0 | 89.9365 | 920.1631
05/20 08:00:00 | 05 | 20 | 08 | USA_ID_Boise-AP-Gowen-Field-ANGB.726810_AMY_2024EPW | 45.125 | 63.5429 | 0 | 64.6688 | 0 | 70.0636 | 32.6687 | 0 | 1045.0074 | 0 | 122.0384 | 911.3691
05/20 09:00:00 | 05 | 20 | 09 | USA_ID_Boise-AP-Gowen-Field-ANGB.726810_AMY_2024EPW | 49.1825 | 63.5429 | 0 | 71.7847 | 0 | 70.1041 | 39.7931 | 0 | 935.2452 | 0 | 95.0326 | 1490.6759
05/20 10:00:00 | 05 | 20 | 10 | USA_ID_Boise-AP-Gowen-Field-ANGB.726810_AMY_2024EPW | 53.225 | 63.5429 | 0 | 86.4842 | 0 | 70.0869 | 26.4334 | 0 | 651.4526 | 0 | 0 | 985.4636
05/20 11:00:00 | 05 | 20 | 11 | USA_ID_Boise-AP-Gowen-Field-ANGB.726810_AMY_2024EPW | 57.185 | 63.5429 | 0 | 85.5289 | 0 | 70.0532 | 23.541 | 0 | 670.244 | 0 | 0 | 785.3148
05/20 12:00:00 | 05 | 20 | 12 | USA_ID_Boise-AP-Gowen-Field-ANGB.726810_AMY_2024EPW | 59.585 | 63.5429 | 0 | 104.2122 | 0 | 70.1004 | 22.9183 | 0 | 640.8097 | 0 | 0 | 736.1763
05/20 13:00:00 | 05 | 20 | 13 | USA_ID_Boise-AP-Gowen-Field-ANGB.726810_AMY_2024EPW | 62.7125 | 63.5429 | 0 | 123.5966 | 0 | 70.1509 | 17.696 | 0 | 438.5585 | 0 | 0 | 670.7847
05/20 14:00:00 | 05 | 20 | 14 | USA_ID_Boise-AP-Gowen-Field-ANGB.726810_AMY_2024EPW | 64.4525 | 63.5429 | 0 | 103.0554 | 0 | 70.1202 | 23.149 | 0 | 558.1316 | 0 | 0 | 774.008
05/20 15:00:00 | 05 | 20 | 15 | USA_ID_Boise-AP-Gowen-Field-ANGB.726810_AMY_2024EPW | 65.1125 | 63.5429 | 0 | 94.9675 | 0 | 70.1969 | 25.522 | 0 | 597.3188 | 0 | 0 | 607.9336
05/20 16:00:00 | 05 | 20 | 16 | USA_ID_Boise-AP-Gowen-Field-ANGB.726810_AMY_2024EPW | 63.29 | 63.5429 | 0 | 108.4189 | 0 | 70.1739 | 17.4224 | 0 | 422.2029 | 0 | 0 | 299.8786
05/20 17:00:00 | 05 | 20 | 17 | USA_ID_Boise-AP-Gowen-Field-ANGB.726810_AMY_2024EPW | 64.1975 | 63.5429 | 0 | 131.6787 | 0 | 70.141 | 15.6014 | 0 | 534.0339 | 0 | 0 | 145.1101
05/20 18:00:00 | 05 | 20 | 18 | USA_ID_Boise-AP-Gowen-Field-ANGB.726810_AMY_2024EPW | 66.4325 | 63.5429 | 0 | 119.4479 | 0 | 70.1682 | 13.8577 | 0 | 538.6597 | 0 | 0 | 0
05/20 19:00:00 | 05 | 20 | 19 | USA_ID_Boise-AP-Gowen-Field-ANGB.726810_AMY_2024EPW | 64.9475 | 63.5429 | 0 | 109.9892 | 0 | 70.1745 | 21.3358 | 0 | 798.7775 | 0 | 0 | 0
05/20 20:00:00 | 05 | 20 | 20 | USA_ID_Boise-AP-Gowen-Field-ANGB.726810_AMY_2024EPW | 63.455 | 63.5429 | 0 | 86.2463 | 0 | 70.5828 | 82.4284 | 783.2105 | 0 | 0 | 0 | 0
05/20 21:00:00 | 05 | 20 | 21 | USA_ID_Boise-AP-Gowen-Field-ANGB.726810_AMY_2024EPW | 61.4 | 63.5429 | 0 | 80.3121 | 0 | 70.0893 | 24.4304 | 0 | 825.716 | 0 | 0 | 111.4667
05/20 22:00:00 | 05 | 20 | 22 | USA_ID_Boise-AP-Gowen-Field-ANGB.726810_AMY_2024EPW | 58.4225 | 63.5429 | 0 | 95.5601 | 0 | 70.1741 | 18.5172 | 0 | 486.4293 | 0 | 0 | 287.4538
05/20 23:00:00 | 05 | 20 | 23 | USA_ID_Boise-AP-Gowen-Field-ANGB.726810_AMY_2024EPW | 55.9475 | 63.5429 | 0 | 92.0528 | 0 | 70.1973 | 17.7825 | 0 | 443.3705 | 0 | 0 | 170.8756
05/20 24:00:00 | 05 | 20 | 24 | USA_ID_Boise-AP-Gowen-Field-ANGB.726810_AMY_2024EPW | 52.895 | 63.5429 | 0 | 80.046 | 0 | 70.2157 | 14.8275 | 0 | 370.0051 | 0 | 0 | 328.7535
05/21 01:00:00 | 05 | 21 | 01 | USA_ID_Boise-AP-Gowen-Field-ANGB.726810_AMY_2024EPW | 51.08 | 63.761 | 0 | 67.698 | 0 | 70.1887 | 17.8694 | 0 | 448.5082 | 0 | 0 | 201.4816
05/21 02:00:00 | 05 | 21 | 02 | USA_ID_Boise-AP-Gowen-Field-ANGB.726810_AMY_2024EPW | 49.91 | 63.761 | 0 | 66.347 | 0 | 70.1471 | 13.5834 | 0 | 397.3659 | 0 | 81.7734 | 446.7545
05/21 03:00:00 | 05 | 21 | 03 | USA_ID_Boise-AP-Gowen-Field-ANGB.726810_AMY_2024EPW | 46.2875 | 63.761 | 0 | 62.3017 | 0 | 70.239 | 17.8144 | 0 | 446.4858 | 0 | 169.7873 | 672.9709
05/21 04:00:00 | 05 | 21 | 04 | USA_ID_Boise-AP-Gowen-Field-ANGB.726810_AMY_2024EPW | 42.4025 | 63.761 | 0 | 60.5184 | 0 | 70.1659 | 17.4101 | 0 | 480.7601 | 0 | 162.8929 | 630.8041
05/21 05:00:00 | 05 | 21 | 05 | USA_ID_Boise-AP-Gowen-Field-ANGB.726810_AMY_2024EPW | 41.585 | 63.761 | 0 | 61.3104 | 0 | 70.1113 | 19.9958 | 0 | 588.3932 | 0 | 150.7815 | 694.2845
05/21 06:00:00 | 05 | 21 | 06 | USA_ID_Boise-AP-Gowen-Field-ANGB.726810_AMY_2024EPW | 40.91 | 63.761 | 0 | 59.6215 | 0 | 70.0744 | 26.7965 | 0 | 739.5491 | 35.6046 | 133.3096 | 751.6143
05/21 07:00:00 | 05 | 21 | 07 | USA_ID_Boise-AP-Gowen-Field-ANGB.726810_AMY_2024EPW | 40.505 | 63.761 | 0 | 59.8325 | 0 | 70.0638 | 28.1185 | 0 | 845.5531 | 73.3493 | 116.7503 | 967.6466
05/21 08:00:00 | 05 | 21 | 08 | USA_ID_Boise-AP-Gowen-Field-ANGB.726810_AMY_2024EPW | 43.73 | 63.761 | 0 | 64.0004 | 0 | 70.092 | 22.0944 | 0 | 712.4789 | 0 | 132.4971 | 685.8067
05/21 09:00:00 | 05 | 21 | 09 | USA_ID_Boise-AP-Gowen-Field-ANGB.726810_AMY_2024EPW | 48.185 | 63.761 | 0 | 71.0427 | 0 | 70.1385 | 19.609 | 0 | 551.4766 | 0 | 137.4845 | 670.324
05/21 10:00:00 | 05 | 21 | 10 | USA_ID_Boise-AP-Gowen-Field-ANGB.726810_AMY_2024EPW | 52.73 | 63.761 | 0 | 85.5903 | 0 | 70.2244 | 17.948 | 0 | 453.3288 | 0 | 0 | 629.9908
05/21 11:00:00 | 05 | 21 | 11 | USA_ID_Boise-AP-Gowen-Field-ANGB.726810_AMY_2024EPW | 57.77 | 63.761 | 0 | 84.6449 | 0 | 70.1115 | 12.9889 | 0 | 362.42 | 0 | 0 | 446.3538
05/21 12:00:00 | 05 | 21 | 12 | USA_ID_Boise-AP-Gowen-Field-ANGB.726810_AMY_2024EPW | 62.225 | 63.761 | 0 | 103.1351 | 0 | 70.1614 | 16.9597 | 0 | 394.9935 | 0 | 0 | 669.9166
05/21 13:00:00 | 05 | 21 | 13 | USA_ID_Boise-AP-Gowen-Field-ANGB.726810_AMY_2024EPW | 64.04 | 63.761 | 0 | 122.3192 | 0 | 70.2355 | 15.2898 | 0 | 397.3346 | 0 | 0 | 311.7345
05/21 14:00:00 | 05 | 21 | 14 | USA_ID_Boise-AP-Gowen-Field-ANGB.726810_AMY_2024EPW | 64.5275 | 63.761 | 0 | 101.9903 | 0 | 70.1583 | 11.735 | 0 | 288.4238 | 0 | 0 | 447.8774
05/21 15:00:00 | 05 | 21 | 15 | USA_ID_Boise-AP-Gowen-Field-ANGB.726810_AMY_2024EPW | 65.525 | 63.761 | 0 | 93.986 | 0 | 70.1937 | 14.2177 | 0 | 334.0463 | 0 | 0 | 361.5066
05/21 16:00:00 | 05 | 21 | 16 | USA_ID_Boise-AP-Gowen-Field-ANGB.726810_AMY_2024EPW | 66.5075 | 63.761 | 0 | 107.2984 | 0 | 70.1714 | 16.488 | 0 | 367.1248 | 0 | 0 | 276.7259
05/21 17:00:00 | 05 | 21 | 17 | USA_ID_Boise-AP-Gowen-Field-ANGB.726810_AMY_2024EPW | 66.92 | 63.761 | 0 | 130.3177 | 0 | 70.2323 | 8.3552 | 0 | 190.0952 | 0 | 0 | 86.9053
05/21 18:00:00 | 05 | 21 | 18 | USA_ID_Boise-AP-Gowen-Field-ANGB.726810_AMY_2024EPW | 68.09 | 63.761 | 0 | 118.2134 | 0 | 70.2269 | 8.2864 | 0 | 186.0554 | 0 | 0 | 41.5709
05/21 19:00:00 | 05 | 21 | 19 | USA_ID_Boise-AP-Gowen-Field-ANGB.726810_AMY_2024EPW | 67.91 | 63.761 | 0 | 108.8524 | 0 | 70.2915 | 0 | 0 | 0 | 0 | 0 | 0
05/21 20:00:00 | 05 | 21 | 20 | USA_ID_Boise-AP-Gowen-Field-ANGB.726810_AMY_2024EPW | 66.92 | 63.761 | 0 | 85.3549 | 0 | 70.1511 | 0 | 0 | 0 | 0 | 0 | 0
05/21 21:00:00 | 05 | 21 | 21 | USA_ID_Boise-AP-Gowen-Field-ANGB.726810_AMY_2024EPW | 65.8475 | 63.761 | 0 | 79.482 | 0 | 69.9902 | 5.3666 | 0 | 261.3644 | 0 | 0 | 0
05/21 22:00:00 | 05 | 21 | 22 | USA_ID_Boise-AP-Gowen-Field-ANGB.726810_AMY_2024EPW | 64.4525 | 63.761 | 0 | 94.5725 | 0 | 70.2218 | 12.4689 | 0 | 397.1076 | 0 | 0 | 85.6617
05/21 23:00:00 | 05 | 21 | 23 | USA_ID_Boise-AP-Gowen-Field-ANGB.726810_AMY_2024EPW | 62.9675 | 63.761 | 0 | 91.1014 | 0 | 70.15 | 8.4046 | 0 | 193.0465 | 0 | 0 | 62.2456
05/21 24:00:00 | 05 | 21 | 24 | USA_ID_Boise-AP-Gowen-Field-ANGB.726810_AMY_2024EPW | 61.475 | 63.761 | 0 | 79.2187 | 0 | 70.2395 | 16.8375 | 0 | 387.7724 | 0 | 0 | 146.573
05/22 01:00:00 | 05 | 22 | 01 | USA_ID_Boise-AP-Gowen-Field-ANGB.726810_AMY_2024EPW | 59.3225 | 63.9784 | 0 | 71.94 | 0 | 70.163 | 18.002 | 0 | 456.27 | 0 | 0 | 184.4252
05/22 02:00:00 | 05 | 22 | 02 | USA_ID_Boise-AP-Gowen-Field-ANGB.726810_AMY_2024EPW | 56.36 | 63.9784 | 0 | 70.5043 | 0 | 70.1609 | 28.173 | 0 | 753.1324 | 0 | 0 | 388.7783
05/22 03:00:00 | 05 | 22 | 03 | USA_ID_Boise-AP-Gowen-Field-ANGB.726810_AMY_2024EPW | 53.9675 | 63.9784 | 0 | 66.2055 | 0 | 70.2092 | 17.9629 | 0 | 454.0623 | 0 | 0 | 428.3881
05/22 04:00:00 | 05 | 22 | 04 | USA_ID_Boise-AP-Gowen-Field-ANGB.726810_AMY_2024EPW | 52.475 | 63.9784 | 0 | 64.3104 | 0 | 70.1097 | 19.0806 | 0 | 519.6213 | 0 | 0 | 676.3899
05/22 05:00:00 | 05 | 22 | 05 | USA_ID_Boise-AP-Gowen-Field-ANGB.726810_AMY_2024EPW | 51.4925 | 63.9784 | 0 | 65.152 | 0 | 70.1687 | 14.4047 | 0 | 395.5709 | 0 | 0 | 412.9391
05/22 06:00:00 | 05 | 22 | 06 | USA_ID_Boise-AP-Gowen-Field-ANGB.726810_AMY_2024EPW | 50.495 | 63.9784 | 0 | 63.3573 | 0 | 70.2314 | 16.9849 | 0 | 396.6241 | 0 | 0 | 577.0071
05/22 07:00:00 | 05 | 22 | 07 | USA_ID_Boise-AP-Gowen-Field-ANGB.726810_AMY_2024EPW | 50 | 63.9784 | 0 | 63.5815 | 0 | 70.2327 | 17.0638 | 0 | 401.3437 | 0 | 0 | 548.5062
05/22 08:00:00 | 05 | 22 | 08 | USA_ID_Boise-AP-Gowen-Field-ANGB.726810_AMY_2024EPW | 51.0725 | 63.9784 | 0 | 68.0106 | 0 | 70.2245 | 17.7629 | 0 | 442.4516 | 0 | 0 | 586.7106
05/22 09:00:00 | 05 | 22 | 09 | USA_ID_Boise-AP-Gowen-Field-ANGB.726810_AMY_2024EPW | 52.565 | 63.9784 | 0 | 75.4942 | 0 | 70.2163 | 17.8404 | 0 | 447.0292 | 0 | 0 | 669.6844
05/22 10:00:00 | 05 | 22 | 10 | USA_ID_Boise-AP-Gowen-Field-ANGB.726810_AMY_2024EPW | 54.62 | 63.9784 | 0 | 90.9534 | 0 | 70.1941 | 17.1567 | 0 | 406.6409 | 0 | 0 | 674.3526
05/22 11:00:00 | 05 | 22 | 11 | USA_ID_Boise-AP-Gowen-Field-ANGB.726810_AMY_2024EPW | 57.5975 | 63.9784 | 0 | 89.9487 | 0 | 70.1249 | 11.6798 | 0 | 285.3371 | 0 | 0 | 449.206
05/22 12:00:00 | 05 | 22 | 12 | USA_ID_Boise-AP-Gowen-Field-ANGB.726810_AMY_2024EPW | 59 | 63.9784 | 0 | 109.5975 | 0 | 70.0587 | 33.7207 | 0 | 778.1541 | 0 | 0 | 1048.6173
05/22 13:00:00 | 05 | 22 | 13 | USA_ID_Boise-AP-Gowen-Field-ANGB.726810_AMY_2024EPW | 61.145 | 63.9784 | 0 | 129.9837 | 0 | 70.1131 | 20.8466 | 0 | 523.1755 | 0 | 0 | 596.4453
05/22 14:00:00 | 05 | 22 | 14 | USA_ID_Boise-AP-Gowen-Field-ANGB.726810_AMY_2024EPW | 59.7425 | 63.9784 | 0 | 108.3809 | 0 | 70.0994 | 29.2945 | 0 | 880.457 | 0 | 0 | 356.5112
05/22 15:00:00 | 05 | 22 | 15 | USA_ID_Boise-AP-Gowen-Field-ANGB.726810_AMY_2024EPW | 57.02 | 63.9784 | 0 | 99.8751 | 0 | 70.1408 | 29.7962 | 0 | 848.0126 | 0 | 0 | 571.2253
05/22 16:00:00 | 05 | 22 | 16 | USA_ID_Boise-AP-Gowen-Field-ANGB.726810_AMY_2024EPW | 57.02 | 63.9784 | 0 | 114.0216 | 0 | 70.1759 | 24.0176 | 0 | 609.5226 | 0 | 0 | 580.2547
05/22 17:00:00 | 05 | 22 | 17 | USA_ID_Boise-AP-Gowen-Field-ANGB.726810_AMY_2024EPW | 55.3625 | 63.9784 | 0 | 138.4833 | 0 | 70.0453 | 72.4472 | 0 | 1856.3921 | 0 | 0 | 121.7975
05/22 18:00:00 | 05 | 22 | 18 | USA_ID_Boise-AP-Gowen-Field-ANGB.726810_AMY_2024EPW | 55.6175 | 63.9784 | 0 | 125.6206 | 0 | 70.1596 | 24.76 | 0 | 697.4302 | 0 | 0 | 693.7481
05/22 19:00:00 | 05 | 22 | 19 | USA_ID_Boise-AP-Gowen-Field-ANGB.726810_AMY_2024EPW | 54.29 | 63.9784 | 0 | 115.673 | 0 | 70.1921 | 17.8886 | 0 | 449.7865 | 0 | 0 | 169.7976
05/22 20:00:00 | 05 | 22 | 20 | USA_ID_Boise-AP-Gowen-Field-ANGB.726810_AMY_2024EPW | 51.4925 | 63.9784 | 0 | 90.7032 | 0 | 70.6517 | 87.8758 | 380.0081 | 242.5825 | 0 | 0 | 75.4945
05/22 21:00:00 | 05 | 22 | 21 | USA_ID_Boise-AP-Gowen-Field-ANGB.726810_AMY_2024EPW | 50.495 | 63.9784 | 0 | 84.4623 | 0 | 70.2507 | 46.4324 | 110.4333 | 515.013 | 0 | 0 | 197.7303
05/22 22:00:00 | 05 | 22 | 22 | USA_ID_Boise-AP-Gowen-Field-ANGB.726810_AMY_2024EPW | 49.415 | 63.9784 | 0 | 100.4983 | 0 | 70.1169 | 26.5483 | 0 | 745.0221 | 0 | 147.3291 | 512.3708
05/22 23:00:00 | 05 | 22 | 23 | USA_ID_Boise-AP-Gowen-Field-ANGB.726810_AMY_2024EPW | 47.36 | 63.9784 | 0 | 96.8097 | 0 | 70.1468 | 32.1673 | 0 | 788.0079 | 0 | 148.9001 | 849.729
05/22 24:00:00 | 05 | 22 | 24 | USA_ID_Boise-AP-Gowen-Field-ANGB.726810_AMY_2024EPW | 45.455 | 63.9784 | 0 | 84.1825 | 0 | 70.1714 | 18.734 | 0 | 502.8106 | 0 | 161.7748 | 479.5857
05/23 01:00:00 | 05 | 23 | 01 | USA_ID_Boise-AP-Gowen-Field-ANGB.726810_AMY_2024EPW | 43.8875 | 64.1951 | 0 | 75.3516 | 0 | 70.1601 | 22.0479 | 0 | 602.1197 | 0 | 153.7349 | 609.3803
05/23 02:00:00 | 05 | 23 | 02 | USA_ID_Boise-AP-Gowen-Field-ANGB.726810_AMY_2024EPW | 42.98 | 64.1951 | 0 | 73.8478 | 0 | 70.1944 | 17.6619 | 0 | 442.0805 | 0 | 171.1154 | 681.8705
05/23 03:00:00 | 05 | 23 | 03 | USA_ID_Boise-AP-Gowen-Field-ANGB.726810_AMY_2024EPW | 42.98 | 64.1951 | 0 | 69.3452 | 0 | 70.1537 | 19.1022 | 0 | 530.0956 | 0 | 158.5665 | 682.2504
05/23 04:00:00 | 05 | 23 | 04 | USA_ID_Boise-AP-Gowen-Field-ANGB.726810_AMY_2024EPW | 42.4925 | 64.1951 | 0 | 67.3602 | 0 | 70.1559 | 19.2299 | 0 | 538.9428 | 0 | 157.4542 | 683.8274
05/23 05:00:00 | 05 | 23 | 05 | USA_ID_Boise-AP-Gowen-Field-ANGB.726810_AMY_2024EPW | 42.08 | 64.1951 | 0 | 68.2417 | 0 | 70.0614 | 28.8001 | 0 | 914.4865 | 0 | 115.738 | 915.6211
05/23 06:00:00 | 05 | 23 | 06 | USA_ID_Boise-AP-Gowen-Field-ANGB.726810_AMY_2024EPW | 41.495 | 64.1951 | 0 | 66.3619 | 0 | 70.0117 | 40.8411 | 0 | 1379.436 | 11.341 | 92.4613 | 1120.7509
05/23 07:00:00 | 05 | 23 | 07 | USA_ID_Boise-AP-Gowen-Field-ANGB.726810_AMY_2024EPW | 40.415 | 64.1951 | 0 | 66.5968 | 0 | 70.0993 | 30.2638 | 0 | 757.5977 | 60.6794 | 126.3241 | 1423.1031
05/23 08:00:00 | 05 | 23 | 08 | USA_ID_Boise-AP-Gowen-Field-ANGB.726810_AMY_2024EPW | 41.5775 | 64.1951 | 0 | 71.2359 | 0 | 70.1478 | 23.7199 | 0 | 572.8939 | 12.906 | 159.9296 | 948.9172
05/23 09:00:00 | 05 | 23 | 09 | USA_ID_Boise-AP-Gowen-Field-ANGB.726810_AMY_2024EPW | 43.565 | 64.1951 | 0 | 79.0744 | 0 | 70.1534 | 22.928 | 0 | 551.0423 | 0 | 166.8996 | 776.9179
05/23 10:00:00 | 05 | 23 | 10 | USA_ID_Boise-AP-Gowen-Field-ANGB.726810_AMY_2024EPW | 46.6925 | 64.1951 | 0 | 95.2667 | 0 | 70.1129 | 31.5871 | 0 | 755.1986 | 0 | 153.9545 | 1147.4336
05/23 11:00:00 | 05 | 23 | 11 | USA_ID_Boise-AP-Gowen-Field-ANGB.726810_AMY_2024EPW | 50.5775 | 64.1951 | 0 | 94.2144 | 0 | 70.0747 | 24.0178 | 0 | 668.5922 | 0 | 48.4506 | 778.1931
05/23 12:00:00 | 05 | 23 | 12 | USA_ID_Boise-AP-Gowen-Field-ANGB.726810_AMY_2024EPW | 53.6375 | 64.1951 | 0 | 114.795 | 0 | 70.0628 | 22.5773 | 0 | 600.772 | 0 | 0 | 778.6236
05/23 13:00:00 | 05 | 23 | 13 | USA_ID_Boise-AP-Gowen-Field-ANGB.726810_AMY_2024EPW | 55.04 | 64.1951 | 0 | 136.1479 | 0 | 70.0793 | 20.2434 | 0 | 584.9709 | 0 | 0 | 667.6025
05/23 14:00:00 | 05 | 23 | 14 | USA_ID_Boise-AP-Gowen-Field-ANGB.726810_AMY_2024EPW | 55.04 | 64.1951 | 0 | 113.5207 | 0 | 70.0873 | 20.9023 | 0 | 626.9526 | 0 | 0 | 668.2112
05/23 15:00:00 | 05 | 23 | 15 | USA_ID_Boise-AP-Gowen-Field-ANGB.726810_AMY_2024EPW | 57.185 | 64.1951 | 0 | 104.6115 | 0 | 70.0542 | 24.3537 | 0 | 629.0911 | 0 | 0 | 889.7281
05/23 16:00:00 | 05 | 23 | 16 | USA_ID_Boise-AP-Gowen-Field-ANGB.726810_AMY_2024EPW | 60.0725 | 64.1951 | 0 | 119.4289 | 0 | 70.1692 | 18.0226 | 0 | 457.6315 | 0 | 0 | 325.437
05/23 17:00:00 | 05 | 23 | 17 | USA_ID_Boise-AP-Gowen-Field-ANGB.726810_AMY_2024EPW | 61.565 | 64.1951 | 0 | 145.0507 | 0 | 70.1817 | 17.227 | 0 | 410.684 | 0 | 0 | 227.7731
05/23 18:00:00 | 05 | 23 | 18 | USA_ID_Boise-AP-Gowen-Field-ANGB.726810_AMY_2024EPW | 62.06 | 64.1951 | 0 | 131.5779 | 0 | 70.2516 | 18.0355 | 0 | 458.2133 | 0 | 0 | 185.7165
05/23 19:00:00 | 05 | 23 | 19 | USA_ID_Boise-AP-Gowen-Field-ANGB.726810_AMY_2024EPW | 62.06 | 64.1951 | 0 | 121.1586 | 0 | 70.1283 | 14.1232 | 0 | 443.1916 | 0 | 0 | 115.8204
05/23 20:00:00 | 05 | 23 | 20 | USA_ID_Boise-AP-Gowen-Field-ANGB.726810_AMY_2024EPW | 62.06 | 64.1951 | 0 | 95.0047 | 0 | 71.0329 | 108.9344 | 956.1086 | 0 | 0 | 0 | 0
05/23 21:00:00 | 05 | 23 | 21 | USA_ID_Boise-AP-Gowen-Field-ANGB.726810_AMY_2024EPW | 60.4025 | 64.1951 | 0 | 88.4678 | 0 | 70.6064 | 63.4896 | 490.8494 | 247.9051 | 0 | 0 | 0
05/23 22:00:00 | 05 | 23 | 22 | USA_ID_Boise-AP-Gowen-Field-ANGB.726810_AMY_2024EPW | 57.9275 | 64.1951 | 0 | 105.2643 | 0 | 70.1733 | 14.7847 | 0 | 477.7795 | 0 | 0 | 86.803
05/23 23:00:00 | 05 | 23 | 23 | USA_ID_Boise-AP-Gowen-Field-ANGB.726810_AMY_2024EPW | 54.875 | 64.1951 | 0 | 101.4008 | 0 | 70.1899 | 8.8032 | 0 | 216.4782 | 0 | 0 | 99.2024
05/23 24:00:00 | 05 | 23 | 24 | USA_ID_Boise-AP-Gowen-Field-ANGB.726810_AMY_2024EPW | 52.475 | 64.1951 | 0 | 88.1747 | 0 | 70.1409 | 6.0205 | 0 | 153.2515 | 0 | 0 | 223.8511
05/24 01:00:00 | 05 | 24 | 01 | USA_ID_Boise-AP-Gowen-Field-ANGB.726810_AMY_2024EPW | 50.3225 | 64.4108 | 0 | 68.5283 | 0 | 70.2092 | 15.0963 | 0 | 385.8087 | 0 | 69.2962 | 300.1319
05/24 02:00:00 | 05 | 24 | 02 | USA_ID_Boise-AP-Gowen-Field-ANGB.726810_AMY_2024EPW | 47.36 | 64.4108 | 0 | 67.1608 | 0 | 70.1708 | 12.4944 | 0 | 333.3741 | 0 | 174.4723 | 447.8574
05/24 03:00:00 | 05 | 24 | 03 | USA_ID_Boise-AP-Gowen-Field-ANGB.726810_AMY_2024EPW | 46.5275 | 64.4108 | 0 | 63.0659 | 0 | 70.1138 | 23.4713 | 0 | 578.2429 | 0 | 162.1663 | 840.9523
05/24 04:00:00 | 05 | 24 | 04 | USA_ID_Boise-AP-Gowen-Field-ANGB.726810_AMY_2024EPW | 46.94 | 64.4108 | 0 | 61.2606 | 0 | 70.1358 | 19.275 | 0 | 531.5882 | 0 | 157.0613 | 671.8445
05/24 05:00:00 | 05 | 24 | 05 | USA_ID_Boise-AP-Gowen-Field-ANGB.726810_AMY_2024EPW | 45.8675 | 64.4108 | 0 | 62.0623 | 0 | 70.0574 | 28.4746 | 0 | 876.7925 | 0 | 118.5741 | 903.7947
05/24 06:00:00 | 05 | 24 | 06 | USA_ID_Boise-AP-Gowen-Field-ANGB.726810_AMY_2024EPW | 44.96 | 64.4108 | 0 | 60.3527 | 0 | 70.0729 | 25.7032 | 0 | 765.5257 | 0 | 138.937 | 752.2769
05/24 07:00:00 | 05 | 24 | 07 | USA_ID_Boise-AP-Gowen-Field-ANGB.726810_AMY_2024EPW | 44.96 | 64.4108 | 0 | 60.5663 | 0 | 70.0609 | 40.2233 | 0 | 1187.5832 | 0 | 111.0545 | 1150.1576
05/24 08:00:00 | 05 | 24 | 08 | USA_ID_Boise-AP-Gowen-Field-ANGB.726810_AMY_2024EPW | 48.275 | 64.4108 | 0 | 64.7853 | 0 | 70.0543 | 31.4051 | 0 | 936.8355 | 0 | 88.4743 | 972.3778
05/24 09:00:00 | 05 | 24 | 09 | USA_ID_Boise-AP-Gowen-Field-ANGB.726810_AMY_2024EPW | 53.225 | 64.4108 | 0 | 71.9141 | 0 | 70.1223 | 19.8713 | 0 | 566.653 | 0 | 0 | 672.6676
05/24 10:00:00 | 05 | 24 | 10 | USA_ID_Boise-AP-Gowen-Field-ANGB.726810_AMY_2024EPW | 57.185 | 64.4108 | 0 | 86.6401 | 0 | 70.1532 | 12.9405 | 0 | 359.7216 | 0 | 0 | 448.1291
05/24 11:00:00 | 05 | 24 | 11 | USA_ID_Boise-AP-Gowen-Field-ANGB.726810_AMY_2024EPW | 61.145 | 64.4108 | 0 | 85.6831 | 0 | 70.2172 | 17.0894 | 0 | 402.7685 | 0 | 0 | 672.4589
05/24 12:00:00 | 05 | 24 | 12 | USA_ID_Boise-AP-Gowen-Field-ANGB.726810_AMY_2024EPW | 64.0325 | 64.4108 | 0 | 104.4001 | 0 | 70.14 | 15.1235 | 0 | 387.6186 | 0 | 0 | 500.3393
05/24 13:00:00 | 05 | 24 | 13 | USA_ID_Boise-AP-Gowen-Field-ANGB.726810_AMY_2024EPW | 66.0125 | 64.4108 | 0 | 123.8194 | 0 | 70.2355 | 16.916 | 0 | 392.5174 | 0 | 0 | 672.7786
05/24 14:00:00 | 05 | 24 | 14 | USA_ID_Boise-AP-Gowen-Field-ANGB.726810_AMY_2024EPW | 68.5775 | 64.4108 | 0 | 103.2411 | 0 | 70.051 | 19.5723 | 0 | 448.2167 | 0 | 0 | 785.2645
05/24 15:00:00 | 05 | 24 | 15 | USA_ID_Boise-AP-Gowen-Field-ANGB.726810_AMY_2024EPW | 70.565 | 64.4108 | 0 | 95.1387 | 0 | 70.0775 | 16.2559 | 0 | 363.6668 | 0 | 0 | 661.4516
05/24 16:00:00 | 05 | 24 | 16 | USA_ID_Boise-AP-Gowen-Field-ANGB.726810_AMY_2024EPW | 71.06 | 64.4108 | 0 | 108.6144 | 0 | 70.1324 | 13.8011 | 0 | 309.5733 | 0 | 0 | 303.7506
05/24 17:00:00 | 05 | 24 | 17 | USA_ID_Boise-AP-Gowen-Field-ANGB.726810_AMY_2024EPW | 70.475 | 64.4108 | 0 | 131.916 | 0 | 70.2069 | 3.2463 | 0 | 173.8282 | 0 | 0 | 0
05/24 18:00:00 | 05 | 24 | 18 | USA_ID_Boise-AP-Gowen-Field-ANGB.726810_AMY_2024EPW | 70.565 | 64.4108 | 0 | 119.6633 | 0 | 70.1976 | 0 | 0 | 0 | 0 | 0 | 0
05/24 19:00:00 | 05 | 24 | 19 | USA_ID_Boise-AP-Gowen-Field-ANGB.726810_AMY_2024EPW | 71.06 | 64.4108 | 0 | 110.1875 | 0 | 70.3738 | 0 | 0 | 0 | 0 | 0 | 0
05/24 20:00:00 | 05 | 24 | 20 | USA_ID_Boise-AP-Gowen-Field-ANGB.726810_AMY_2024EPW | 69.9875 | 64.4108 | 0 | 86.4018 | 0 | 70.5891 | 25.862 | 325.4126 | 0 | 0 | 0 | 0
05/24 21:00:00 | 05 | 24 | 21 | USA_ID_Boise-AP-Gowen-Field-ANGB.726810_AMY_2024EPW | 65.765 | 64.4108 | 0 | 80.4569 | 0 | 70.1651 | 16.5573 | 104.6364 | 176.7522 | 0 | 0 | 150.5191
05/24 22:00:00 | 05 | 24 | 22 | USA_ID_Boise-AP-Gowen-Field-ANGB.726810_AMY_2024EPW | 62.4725 | 64.4108 | 0 | 95.7324 | 0 | 70.2066 | 8.4227 | 0 | 194.1007 | 0 | 0 | 64.3973
05/24 23:00:00 | 05 | 24 | 23 | USA_ID_Boise-AP-Gowen-Field-ANGB.726810_AMY_2024EPW | 61.475 | 64.4108 | 0 | 92.2187 | 0 | 70.1906 | 8.6121 | 0 | 205.2376 | 0 | 0 | 74.6959
05/24 24:00:00 | 05 | 24 | 24 | USA_ID_Boise-AP-Gowen-Field-ANGB.726810_AMY_2024EPW | 59.9075 | 64.4108 | 0 | 80.1903 | 0 | 70.1349 | 18.1253 | 0 | 463.4794 | 0 | 0 | 220.5497
05/25 01:00:00 | 05 | 25 | 01 | USA_ID_Boise-AP-Gowen-Field-ANGB.726810_AMY_2024EPW | 56.855 | 64.6257 | 0 | 71.6111 | 0 | 70.2235 | 16.9783 | 0 | 396.1283 | 0 | 0 | 111.7641
05/25 02:00:00 | 05 | 25 | 02 | USA_ID_Boise-AP-Gowen-Field-ANGB.726810_AMY_2024EPW | 53.9675 | 64.6257 | 0 | 70.182 | 0 | 70.1864 | 12.6287 | 0 | 341.1423 | 0 | 0 | 448.8016
05/25 03:00:00 | 05 | 25 | 03 | USA_ID_Boise-AP-Gowen-Field-ANGB.726810_AMY_2024EPW | 53.06 | 64.6257 | 0 | 65.9029 | 0 | 70.1871 | 12.7143 | 0 | 346.1697 | 0 | 0 | 448.6842
05/25 04:00:00 | 05 | 25 | 04 | USA_ID_Boise-AP-Gowen-Field-ANGB.726810_AMY_2024EPW | 52.475 | 64.6257 | 0 | 64.0165 | 0 | 70.2102 | 18.4523 | 0 | 482.901 | 0 | 0 | 672.7551
05/25 05:00:00 | 05 | 25 | 05 | USA_ID_Boise-AP-Gowen-Field-ANGB.726810_AMY_2024EPW | 50.9075 | 64.6257 | 0 | 64.8542 | 0 | 70.2002 | 13.4227 | 0 | 387.8236 | 0 | 0 | 448.7186
05/25 06:00:00 | 05 | 25 | 06 | USA_ID_Boise-AP-Gowen-Field-ANGB.726810_AMY_2024EPW | 49.415 | 64.6257 | 0 | 63.0677 | 0 | 70.1941 | 21.2731 | 0 | 548.4628 | 0 | 160.4851 | 718.0394
05/25 07:00:00 | 05 | 25 | 07 | USA_ID_Boise-AP-Gowen-Field-ANGB.726810_AMY_2024EPW | 48.92 | 64.6257 | 0 | 63.2909 | 0 | 70.2261 | 17.827 | 0 | 446.2024 | 0 | 169.6775 | 642.5478
05/25 08:00:00 | 05 | 25 | 08 | USA_ID_Boise-AP-Gowen-Field-ANGB.726810_AMY_2024EPW | 50.09 | 64.6257 | 0 | 67.6997 | 0 | 70.1123 | 19.4972 | 0 | 542.2012 | 0 | 72.3073 | 673.362
05/25 09:00:00 | 05 | 25 | 09 | USA_ID_Boise-AP-Gowen-Field-ANGB.726810_AMY_2024EPW | 52.64 | 64.6257 | 0 | 75.1492 | 0 | 70.1349 | 19.2858 | 0 | 532.2325 | 0 | 0 | 672.0908
05/25 10:00:00 | 05 | 25 | 10 | USA_ID_Boise-AP-Gowen-Field-ANGB.726810_AMY_2024EPW | 55.6175 | 64.6257 | 0 | 90.5376 | 0 | 70.1461 | 13.2456 | 0 | 377.6972 | 0 | 0 | 448.0308
05/25 11:00:00 | 05 | 25 | 11 | USA_ID_Boise-AP-Gowen-Field-ANGB.726810_AMY_2024EPW | 59.165 | 64.6257 | 0 | 89.5376 | 0 | 70.1979 | 17.3785 | 0 | 419.7621 | 0 | 0 | 672.1535
05/25 12:00:00 | 05 | 25 | 12 | USA_ID_Boise-AP-Gowen-Field-ANGB.726810_AMY_2024EPW | 60.98 | 64.6257 | 0 | 109.0966 | 0 | 70.1431 | 20.383 | 0 | 496.0738 | 0 | 0 | 736.7919
05/25 13:00:00 | 05 | 25 | 13 | USA_ID_Boise-AP-Gowen-Field-ANGB.726810_AMY_2024EPW | 62.6375 | 64.6257 | 0 | 129.3895 | 0 | 70.1764 | 11.8829 | 0 | 297.2538 | 0 | 0 | 447.6747
05/25 14:00:00 | 05 | 25 | 14 | USA_ID_Boise-AP-Gowen-Field-ANGB.726810_AMY_2024EPW | 65.6 | 64.6257 | 0 | 107.8855 | 0 | 70.1585 | 11.5202 | 0 | 275.8699 | 0 | 0 | 447.5829
05/25 15:00:00 | 05 | 25 | 15 | USA_ID_Boise-AP-Gowen-Field-ANGB.726810_AMY_2024EPW | 65.8475 | 64.6257 | 0 | 99.4186 | 0 | 70.0852 | 16.8023 | 0 | 385.6485 | 0 | 0 | 361.1426
05/25 16:00:00 | 05 | 25 | 16 | USA_ID_Boise-AP-Gowen-Field-ANGB.726810_AMY_2024EPW | 67.1825 | 64.6257 | 0 | 113.5004 | 0 | 70.2278 | 16.9725 | 0 | 395.6694 | 0 | 0 | 187.7479
05/25 17:00:00 | 05 | 25 | 17 | USA_ID_Boise-AP-Gowen-Field-ANGB.726810_AMY_2024EPW | 69.08 | 64.6257 | 0 | 137.8503 | 0 | 70.254 | 8.6718 | 0 | 208.7439 | 0 | 0 | 63.187
05/25 18:00:00 | 05 | 25 | 18 | USA_ID_Boise-AP-Gowen-Field-ANGB.726810_AMY_2024EPW | 69.08 | 64.6257 | 0 | 125.0464 | 0 | 69.9395 | 0 | 0 | 0 | 0 | 0 | 0
05/25 19:00:00 | 05 | 25 | 19 | USA_ID_Boise-AP-Gowen-Field-ANGB.726810_AMY_2024EPW | 69.5675 | 64.6257 | 0 | 115.1443 | 0 | 70.09 | 0 | 0 | 0 | 0 | 0 | 0
05/25 20:00:00 | 05 | 25 | 20 | USA_ID_Boise-AP-Gowen-Field-ANGB.726810_AMY_2024EPW | 68.9075 | 64.6257 | 0 | 90.2886 | 0 | 70.8341 | 99.6005 | 1170.3784 | 0 | 0 | 0 | 0
05/25 21:00:00 | 05 | 25 | 21 | USA_ID_Boise-AP-Gowen-Field-ANGB.726810_AMY_2024EPW | 65.27 | 64.6257 | 0 | 84.0763 | 0 | 71.3948 | 90.0659 | 941.0609 | 0 | 0 | 0 | 0
05/25 22:00:00 | 05 | 25 | 22 | USA_ID_Boise-AP-Gowen-Field-ANGB.726810_AMY_2024EPW | 61.8875 | 64.6257 | 0 | 100.039 | 0 | 70.0894 | 0 | 0 | 0 | 0 | 0 | 0
05/25 23:00:00 | 05 | 25 | 23 | USA_ID_Boise-AP-Gowen-Field-ANGB.726810_AMY_2024EPW | 59.3225 | 64.6257 | 0 | 96.3672 | 0 | 69.9293 | 0 | 0 | 0 | 0 | 0 | 0
05/25 24:00:00 | 05 | 25 | 24 | USA_ID_Boise-AP-Gowen-Field-ANGB.726810_AMY_2024EPW | 56.8475 | 64.6257 | 0 | 83.7977 | 0 | 69.9953 | 0 | 0 | 0 | 0 | 0 | 0
05/26 01:00:00 | 05 | 26 | 01 | USA_ID_Boise-AP-Gowen-Field-ANGB.726810_AMY_2024EPW | 54.8675 | 64.8396 | 0 | 74.2747 | 0 | 70.1031 | 8.1298 | 0 | 176.815 | 0 | 0 | 114.1214
05/26 02:00:00 | 05 | 26 | 02 | USA_ID_Boise-AP-Gowen-Field-ANGB.726810_AMY_2024EPW | 52.8875 | 64.8396 | 0 | 72.7924 | 0 | 70.1995 | 8.4726 | 0 | 197.0662 | 0 | 0 | 77.1661
05/26 03:00:00 | 05 | 26 | 03 | USA_ID_Boise-AP-Gowen-Field-ANGB.726810_AMY_2024EPW | 50.9075 | 64.8396 | 0 | 68.3541 | 0 | 70.1184 | 9.7749 | 0 | 273.6616 | 0 | 0 | 110.7895
05/26 04:00:00 | 05 | 26 | 04 | USA_ID_Boise-AP-Gowen-Field-ANGB.726810_AMY_2024EPW | 47.855 | 64.8396 | 0 | 66.3975 | 0 | 70.2038 | 11.723 | 0 | 288.0247 | 0 | 181.1934 | 443.522
05/26 05:00:00 | 05 | 26 | 05 | USA_ID_Boise-AP-Gowen-Field-ANGB.726810_AMY_2024EPW | 46.5275 | 64.8396 | 0 | 67.2664 | 0 | 70.2471 | 17.9147 | 0 | 452.0814 | 0 | 168.9132 | 667.0767
05/26 06:00:00 | 05 | 26 | 06 | USA_ID_Boise-AP-Gowen-Field-ANGB.726810_AMY_2024EPW | 45.8675 | 64.8396 | 0 | 65.4135 | 0 | 70.1558 | 11.9422 | 0 | 353.5204 | 0 | 168.8667 | 390.5188
05/26 07:00:00 | 05 | 26 | 07 | USA_ID_Boise-AP-Gowen-Field-ANGB.726810_AMY_2024EPW | 45.545 | 64.8396 | 0 | 65.645 | 0 | 70.2263 | 18.1967 | 0 | 470.4611 | 0 | 166.4557 | 668.3463
05/26 08:00:00 | 05 | 26 | 08 | USA_ID_Boise-AP-Gowen-Field-ANGB.726810_AMY_2024EPW | 47.6 | 64.8396 | 0 | 70.2178 | 0 | 70.1546 | 19.2337 | 0 | 529.293 | 0 | 157.4215 | 651.1046
05/26 09:00:00 | 05 | 26 | 09 | USA_ID_Boise-AP-Gowen-Field-ANGB.726810_AMY_2024EPW | 51.1625 | 64.8396 | 0 | 77.9443 | 0 | 70.197 | 10.5533 | 0 | 269.3982 | 0 | 50 | 388.0483
05/26 10:00:00 | 05 | 26 | 10 | USA_ID_Boise-AP-Gowen-Field-ANGB.726810_AMY_2024EPW | 55.205 | 64.8396 | 0 | 93.9051 | 0 | 70.1466 | 12.0316 | 0 | 305.9432 | 0 | 0 | 444.6747
05/26 11:00:00 | 05 | 26 | 11 | USA_ID_Boise-AP-Gowen-Field-ANGB.726810_AMY_2024EPW | 58.0925 | 64.8396 | 0 | 92.8679 | 0 | 70.1583 | 11.7746 | 0 | 290.7817 | 0 | 0 | 444.8934
05/26 12:00:00 | 05 | 26 | 12 | USA_ID_Boise-AP-Gowen-Field-ANGB.726810_AMY_2024EPW | 60.6575 | 64.8396 | 0 | 113.1543 | 0 | 70.234 | 11.6953 | 0 | 286.2713 | 0 | 0 | 444.4437
05/26 13:00:00 | 05 | 26 | 13 | USA_ID_Boise-AP-Gowen-Field-ANGB.726810_AMY_2024EPW | 63.1325 | 64.8396 | 0 | 134.2021 | 0 | 70.223 | 11.6788 | 0 | 285.2429 | 0 | 0 | 445.0994
05/26 14:00:00 | 05 | 26 | 14 | USA_ID_Boise-AP-Gowen-Field-ANGB.726810_AMY_2024EPW | 65.6 | 64.8396 | 0 | 111.8982 | 0 | 70.0085 | 14.036 | 0 | 323.3083 | 0 | 0 | 385.6102
05/26 15:00:00 | 05 | 26 | 15 | USA_ID_Boise-AP-Gowen-Field-ANGB.726810_AMY_2024EPW | 67.505 | 64.8396 | 0 | 103.1164 | 0 | 70.0174 | 17.8979 | 0 | 399.8174 | 0 | 0 | 511.098
05/26 16:00:00 | 05 | 26 | 16 | USA_ID_Boise-AP-Gowen-Field-ANGB.726810_AMY_2024EPW | 69.0725 | 64.8396 | 0 | 117.722 | 0 | 70.2847 | 0 | 0 | 0 | 0 | 0 | 0
05/26 17:00:00 | 05 | 26 | 17 | USA_ID_Boise-AP-Gowen-Field-ANGB.726810_AMY_2024EPW | 71.0525 | 64.8396 | 0 | 142.9776 | 0 | 69.9333 | 0 | 0 | 0 | 0 | 0 | 0
05/26 18:00:00 | 05 | 26 | 18 | USA_ID_Boise-AP-Gowen-Field-ANGB.726810_AMY_2024EPW | 71.96 | 64.8396 | 0 | 129.6974 | 0 | 70.1957 | 0 | 0 | 0 | 0 | 0 | 0
05/26 19:00:00 | 05 | 26 | 19 | USA_ID_Boise-AP-Gowen-Field-ANGB.726810_AMY_2024EPW | 71.96 | 64.8396 | 0 | 119.427 | 0 | 70.5722 | 8.3082 | 109.5231 | 0 | 0 | 0 | 0
05/26 20:00:00 | 05 | 26 | 20 | USA_ID_Boise-AP-Gowen-Field-ANGB.726810_AMY_2024EPW | 71.4725 | 64.8396 | 0 | 93.6469 | 0 | 70.5105 | 0.26917 | 14.0515 | 0 | 0 | 0 | 0
05/26 21:00:00 | 05 | 26 | 21 | USA_ID_Boise-AP-Gowen-Field-ANGB.726810_AMY_2024EPW | 68.8175 | 64.8396 | 0 | 87.2034 | 0 | 70.0685 | 8.3391 | 107.4723 | 0 | 0 | 0 | 0
05/26 22:00:00 | 05 | 26 | 22 | USA_ID_Boise-AP-Gowen-Field-ANGB.726810_AMY_2024EPW | 64.775 | 64.8396 | 0 | 103.7599 | 0 | 70.1008 | 8.1298 | 0 | 176.7912 | 0 | 0 | 107.8448
05/26 23:00:00 | 05 | 26 | 23 | USA_ID_Boise-AP-Gowen-Field-ANGB.726810_AMY_2024EPW | 61.4 | 64.8396 | 0 | 99.9515 | 0 | 70.1132 | 0.3015 | 0 | 17.7365 | 0 | 0 | 0
05/26 24:00:00 | 05 | 26 | 24 | USA_ID_Boise-AP-Gowen-Field-ANGB.726810_AMY_2024EPW | 58.4225 | 64.8396 | 0 | 86.9145 | 0 | 70.2127 | 16.8997 | 0 | 391.3789 | 0 | 0 | 171.182
05/27 01:00:00 | 05 | 27 | 01 | USA_ID_Boise-AP-Gowen-Field-ANGB.726810_AMY_2024EPW | 56.435 | 65.0525 | 0 | 80.802 | 0 | 70.2606 | 8.4755 | 0 | 197.2297 | 0 | 0 | 79.5424
05/27 02:00:00 | 05 | 27 | 02 | USA_ID_Boise-AP-Gowen-Field-ANGB.726810_AMY_2024EPW | 56.525 | 65.0525 | 0 | 79.1895 | 0 | 70.1683 | 15.1393 | 0 | 388.329 | 0 | 0 | 301.8487
05/27 03:00:00 | 05 | 27 | 03 | USA_ID_Boise-AP-Gowen-Field-ANGB.726810_AMY_2024EPW | 54.29 | 65.0525 | 0 | 74.3611 | 0 | 70.2004 | 17.7525 | 0 | 441.6107 | 0 | 0 | 213.1905
05/27 04:00:00 | 05 | 27 | 04 | USA_ID_Boise-AP-Gowen-Field-ANGB.726810_AMY_2024EPW | 51.98 | 65.0525 | 0 | 72.2326 | 0 | 70.1809 | 12.2175 | 0 | 316.896 | 0 | 0 | 452.9806
05/27 05:00:00 | 05 | 27 | 05 | USA_ID_Boise-AP-Gowen-Field-ANGB.726810_AMY_2024EPW | 51.4925 | 65.0525 | 0 | 73.1778 | 0 | 70.1631 | 12.0707 | 0 | 308.2809 | 0 | 0 | 452.8141
05/27 06:00:00 | 05 | 27 | 06 | USA_ID_Boise-AP-Gowen-Field-ANGB.726810_AMY_2024EPW | 50.495 | 65.0525 | 0 | 71.162 | 0 | 70.1969 | 18.3372 | 0 | 476.1734 | 0 | 0 | 678.5905
05/27 07:00:00 | 05 | 27 | 07 | USA_ID_Boise-AP-Gowen-Field-ANGB.726810_AMY_2024EPW | 50.585 | 65.0525 | 0 | 71.4139 | 0 | 70.1831 | 13.6226 | 0 | 399.5325 | 0 | 0 | 452.534
05/27 08:00:00 | 05 | 27 | 08 | USA_ID_Boise-AP-Gowen-Field-ANGB.726810_AMY_2024EPW | 53.7125 | 65.0525 | 0 | 76.3886 | 0 | 70.1624 | 12.3074 | 0 | 322.2846 | 0 | 0 | 452.2704
05/27 09:00:00 | 05 | 27 | 09 | USA_ID_Boise-AP-Gowen-Field-ANGB.726810_AMY_2024EPW | 59.255 | 65.0525 | 0 | 84.7941 | 0 | 70.15 | 10.2051 | 0 | 248.7426 | 0 | 0 | 395.8992
05/27 10:00:00 | 05 | 27 | 10 | USA_ID_Boise-AP-Gowen-Field-ANGB.726810_AMY_2024EPW | 64.205 | 65.0525 | 0 | 102.1575 | 0 | 70.1718 | 9.3569 | 0 | 249.1531 | 0 | 0 | 339.5922
05/27 11:00:00 | 05 | 27 | 11 | USA_ID_Boise-AP-Gowen-Field-ANGB.726810_AMY_2024EPW | 68.75 | 65.0525 | 0 | 101.0292 | 0 | 70.2319 | 11.988 | 0 | 303.4787 | 0 | 0 | 449.5427
05/27 12:00:00 | 05 | 27 | 12 | USA_ID_Boise-AP-Gowen-Field-ANGB.726810_AMY_2024EPW | 72.62 | 65.0525 | 0 | 123.0984 | 0 | 70.2344 | 11.9109 | 0 | 298.9046 | 0 | 0 | 452.3895
05/27 13:00:00 | 05 | 27 | 13 | USA_ID_Boise-AP-Gowen-Field-ANGB.726810_AMY_2024EPW | 76.1825 | 65.0525 | 0 | 145.9958 | 0 | 70.129 | 10.1517 | 0 | 245.5992 | 0 | 0 | 395.9998
05/27 14:00:00 | 05 | 27 | 14 | USA_ID_Boise-AP-Gowen-Field-ANGB.726810_AMY_2024EPW | 78.5675 | 65.0525 | 0 | 121.7319 | 0 | 69.9976 | 8.2968 | 0 | 186.6676 | 0 | 0 | 339.7074
05/27 15:00:00 | 05 | 27 | 15 | USA_ID_Boise-AP-Gowen-Field-ANGB.726810_AMY_2024EPW | 80.6375 | 65.0525 | 0 | 112.1783 | 0 | 70.0921 | 0 | 0 | 0 | 0 | 0 | 0
05/27 16:00:00 | 05 | 27 | 16 | USA_ID_Boise-AP-Gowen-Field-ANGB.726810_AMY_2024EPW | 82.04 | 65.0525 | 0 | 128.0675 | 0 | 70.2527 | 0 | 0 | 0 | 0 | 0 | 0
05/27 17:00:00 | 05 | 27 | 17 | USA_ID_Boise-AP-Gowen-Field-ANGB.726810_AMY_2024EPW | 82.5275 | 65.0525 | 0 | 155.5425 | 0 | 70.5609 | 11.4754 | 213.1278 | 0 | 0 | 0 | 0
05/27 18:00:00 | 05 | 27 | 18 | USA_ID_Boise-AP-Gowen-Field-ANGB.726810_AMY_2024EPW | 83.525 | 65.0525 | 0 | 141.0953 | 0 | 70.577 | 25.7359 | 525.9341 | 0 | 0 | 0 | 0
05/27 19:00:00 | 05 | 27 | 19 | USA_ID_Boise-AP-Gowen-Field-ANGB.726810_AMY_2024EPW | 84.02 | 65.0525 | 0 | 129.9223 | 0 | 70.5757 | 31.108 | 578.0827 | 0 | 0 | 0 | 0
05/27 20:00:00 | 05 | 27 | 20 | USA_ID_Boise-AP-Gowen-Field-ANGB.726810_AMY_2024EPW | 83.435 | 65.0525 | 0 | 101.8766 | 0 | 70.5928 | 26.1974 | 496.7185 | 0 | 0 | 0 | 0
05/27 21:00:00 | 05 | 27 | 21 | USA_ID_Boise-AP-Gowen-Field-ANGB.726810_AMY_2024EPW | 80.3075 | 65.0525 | 0 | 94.8669 | 0 | 70.6203 | 26.5437 | 435.0243 | 0 | 0 | 0 | 0
05/27 22:00:00 | 05 | 27 | 22 | USA_ID_Boise-AP-Gowen-Field-ANGB.726810_AMY_2024EPW | 75.35 | 65.0525 | 0 | 112.8783 | 0 | 70.4891 | 16.9065 | 254.3607 | 0 | 0 | 0 | 0
05/27 23:00:00 | 05 | 27 | 23 | USA_ID_Boise-AP-Gowen-Field-ANGB.726810_AMY_2024EPW | 69.725 | 65.0525 | 0 | 108.7353 | 0 | 70.5345 | 11.1489 | 136.4528 | 0 | 0 | 0 | 0
05/27 24:00:00 | 05 | 27 | 24 | USA_ID_Boise-AP-Gowen-Field-ANGB.726810_AMY_2024EPW | 66.4325 | 65.0525 | 0 | 94.5526 | 0 | 70.37 | 0 | 0 | 0 | 0 | 0 | 0
05/28 01:00:00 | 05 | 28 | 01 | USA_ID_Boise-AP-Gowen-Field-ANGB.726810_AMY_2024EPW | 65.435 | 65.2642 | 0 | 403.6481 | 0 | 70.3065 | 0 | 0 | 0 | 0 | 0 | 0
05/28 02:00:00 | 05 | 28 | 02 | USA_ID_Boise-AP-Gowen-Field-ANGB.726810_AMY_2024EPW | 64.4525 | 65.2642 | 0 | 395.5928 | 0 | 70.0283 | 8.1298 | 0 | 176.8056 | 0 | 0 | 97.6821
05/28 03:00:00 | 05 | 28 | 03 | USA_ID_Boise-AP-Gowen-Field-ANGB.726810_AMY_2024EPW | 62.9675 | 65.2642 | 0 | 371.4727 | 0 | 70.2141 | 8.5565 | 0 | 201.9654 | 0 | 0 | 73.0941
05/28 04:00:00 | 05 | 28 | 04 | USA_ID_Boise-AP-Gowen-Field-ANGB.726810_AMY_2024EPW | 62.06 | 65.2642 | 0 | 360.8394 | 0 | 70.2686 | 8.4728 | 0 | 197.048 | 0 | 0 | 69.9449
05/28 05:00:00 | 05 | 28 | 05 | USA_ID_Boise-AP-Gowen-Field-ANGB.726810_AMY_2024EPW | 60.4025 | 65.2642 | 0 | 365.5617 | 0 | 70.1435 | 17.803 | 0 | 444.5401 | 0 | 0 | 191.3737
05/28 06:00:00 | 05 | 28 | 06 | USA_ID_Boise-AP-Gowen-Field-ANGB.726810_AMY_2024EPW | 60.0725 | 65.2642 | 0 | 355.4916 | 0 | 70.2053 | 9.5488 | 0 | 260.3508 | 0 | 0 | 100.3388
05/28 07:00:00 | 05 | 28 | 07 | USA_ID_Boise-AP-Gowen-Field-ANGB.726810_AMY_2024EPW | 60.4925 | 65.2642 | 0 | 356.7498 | 0 | 70.2979 | 14.3149 | 0 | 339.8382 | 0 | 0 | 302.3778
05/28 08:00:00 | 05 | 28 | 08 | USA_ID_Boise-AP-Gowen-Field-ANGB.726810_AMY_2024EPW | 60.5675 | 65.2642 | 0 | 381.6008 | 0 | 70.2374 | 17.2911 | 0 | 414.4682 | 0 | 0 | 142.7761
05/28 09:00:00 | 05 | 28 | 09 | USA_ID_Boise-AP-Gowen-Field-ANGB.726810_AMY_2024EPW | 65.3675 | 65.2642 | 0 | 423.5908 | 0 | 70.185 | 5.7338 | 0 | 136.3422 | 0 | 0 | 229.6027
05/28 10:00:00 | 05 | 28 | 10 | USA_ID_Boise-AP-Gowen-Field-ANGB.726810_AMY_2024EPW | 70.64 | 65.2642 | 0 | 510.3304 | 0 | 70.2582 | 8.5836 | 0 | 203.5953 | 0 | 0 | 39.9317
05/28 11:00:00 | 05 | 28 | 11 | USA_ID_Boise-AP-Gowen-Field-ANGB.726810_AMY_2024EPW | 74.69 | 65.2642 | 0 | 504.6935 | 0 | 69.9398 | 0 | 0 | 0 | 0 | 0 | 0
05/28 12:00:00 | 05 | 28 | 12 | USA_ID_Boise-AP-Gowen-Field-ANGB.726810_AMY_2024EPW | 78.0725 | 65.2642 | 0 | 614.941 | 0 | 69.8758 | 0 | 0 | 0 | 0 | 0 | 0
05/28 13:00:00 | 05 | 28 | 13 | USA_ID_Boise-AP-Gowen-Field-ANGB.726810_AMY_2024EPW | 80.6375 | 65.2642 | 0 | 729.3256 | 0 | 69.8492 | 0 | 0 | 0 | 0 | 0 | 0
05/28 14:00:00 | 05 | 28 | 14 | USA_ID_Boise-AP-Gowen-Field-ANGB.726810_AMY_2024EPW | 83.1125 | 65.2642 | 0 | 608.1145 | 0 | 70.0353 | 0 | 0 | 0 | 0 | 0 | 0
05/28 15:00:00 | 05 | 28 | 15 | USA_ID_Boise-AP-Gowen-Field-ANGB.726810_AMY_2024EPW | 84.5075 | 65.2642 | 0 | 560.3895 | 0 | 70.5624 | 17.8244 | 374.5283 | 0 | 0 | 0 | 0
05/28 16:00:00 | 05 | 28 | 16 | USA_ID_Boise-AP-Gowen-Field-ANGB.726810_AMY_2024EPW | 86.5775 | 65.2642 | 0 | 639.7641 | 0 | 70.5335 | 38.7751 | 895.249 | 0 | 0 | 0 | 0
05/28 17:00:00 | 05 | 28 | 17 | USA_ID_Boise-AP-Gowen-Field-ANGB.726810_AMY_2024EPW | 88.565 | 65.2642 | 0 | 777.0164 | 0 | 70.5609 | 52.606 | 1177.298 | 0 | 0 | 0 | 0
05/28 18:00:00 | 05 | 28 | 18 | USA_ID_Boise-AP-Gowen-Field-ANGB.726810_AMY_2024EPW | 79.7975 | 65.2642 | 0 | 704.8447 | 0 | 70.5356 | 57.4442 | 970.1556 | 0 | 0 | 0 | 0
05/28 19:00:00 | 05 | 28 | 19 | USA_ID_Boise-AP-Gowen-Field-ANGB.726810_AMY_2024EPW | 73.0325 | 65.2642 | 0 | 649.03 | 0 | 70.5412 | 36.5035 | 631.972 | 0 | 0 | 0 | 0
05/28 20:00:00 | 05 | 28 | 20 | USA_ID_Boise-AP-Gowen-Field-ANGB.726810_AMY_2024EPW | 72.38 | 65.2642 | 0 | 508.9269 | 0 | 70.6457 | 89.5078 | 1353.0712 | 0 | 0 | 0 | 0
05/28 21:00:00 | 05 | 28 | 21 | USA_ID_Boise-AP-Gowen-Field-ANGB.726810_AMY_2024EPW | 69.4025 | 65.2642 | 0 | 473.9098 | 0 | 70.6391 | 49.024 | 594.2182 | 0 | 0 | 0 | 0
05/28 22:00:00 | 05 | 28 | 22 | USA_ID_Boise-AP-Gowen-Field-ANGB.726810_AMY_2024EPW | 66.9275 | 65.2642 | 0 | 563.8863 | 0 | 70.5327 | 8.7433 | 115.324 | 0 | 0 | 0 | 0
05/28 23:00:00 | 05 | 28 | 23 | USA_ID_Boise-AP-Gowen-Field-ANGB.726810_AMY_2024EPW | 64.9475 | 65.2642 | 0 | 543.1899 | 0 | 70.5778 | 0 | 0 | 0 | 0 | 0 | 0
05/28 24:00:00 | 05 | 28 | 24 | USA_ID_Boise-AP-Gowen-Field-ANGB.726810_AMY_2024EPW | 62.3825 | 65.2642 | 0 | 472.3398 | 0 | 70.4071 | 0 | 0 | 0 | 0 | 0 | 0
05/29 01:00:00 | 05 | 29 | 01 | USA_ID_Boise-AP-Gowen-Field-ANGB.726810_AMY_2024EPW | 59.9075 | 65.4748 | 0 | 158.1759 | 0 | 70.1624 | 8.368 | 0 | 190.7994 | 0 | 0 | 142.8557
05/29 02:00:00 | 05 | 29 | 02 | USA_ID_Boise-AP-Gowen-Field-ANGB.726810_AMY_2024EPW | 58.415 | 65.4748 | 0 | 155.0193 | 0 | 70.1718 | 17.7363 | 0 | 440.64 | 0 | 0 | 193.2581
05/29 03:00:00 | 05 | 29 | 03 | USA_ID_Boise-AP-Gowen-Field-ANGB.726810_AMY_2024EPW | 57.4325 | 65.4748 | 0 | 145.5674 | 0 | 70.2102 | 18.2021 | 0 | 468.0272 | 0 | 0 | 209.925
05/29 04:00:00 | 05 | 29 | 04 | USA_ID_Boise-AP-Gowen-Field-ANGB.726810_AMY_2024EPW | 56.435 | 65.4748 | 0 | 141.4006 | 0 | 70.2616 | 17.1964 | 0 | 408.9806 | 0 | 0 | 120.5806
05/29 05:00:00 | 05 | 29 | 05 | USA_ID_Boise-AP-Gowen-Field-ANGB.726810_AMY_2024EPW | 54.38 | 65.4748 | 0 | 143.2511 | 0 | 70.1 | 20.285 | 0 | 590.5481 | 0 | 0 | 243.4434
05/29 06:00:00 | 05 | 29 | 06 | USA_ID_Boise-AP-Gowen-Field-ANGB.726810_AMY_2024EPW | 52.475 | 65.4748 | 0 | 139.305 | 0 | 70.1341 | 35.4068 | 0 | 877.3569 | 0 | 0 | 679.5036
05/29 07:00:00 | 05 | 29 | 07 | USA_ID_Boise-AP-Gowen-Field-ANGB.726810_AMY_2024EPW | 51.4925 | 65.4748 | 0 | 139.798 | 0 | 70.2121 | 16.1743 | 0 | 449.2987 | 0 | 0 | 359.1166
05/29 08:00:00 | 05 | 29 | 08 | USA_ID_Boise-AP-Gowen-Field-ANGB.726810_AMY_2024EPW | 51.5675 | 65.4748 | 0 | 149.5363 | 0 | 70.1059 | 22.2968 | 0 | 608.5865 | 0 | 0 | 588.5701
05/29 09:00:00 | 05 | 29 | 09 | USA_ID_Boise-AP-Gowen-Field-ANGB.726810_AMY_2024EPW | 53.0525 | 65.4748 | 0 | 165.9907 | 0 | 70.1709 | 18.6918 | 0 | 497.3361 | 0 | 0 | 679.8578
05/29 10:00:00 | 05 | 29 | 10 | USA_ID_Boise-AP-Gowen-Field-ANGB.726810_AMY_2024EPW | 55.6175 | 65.4748 | 0 | 199.981 | 0 | 70.1242 | 13.2209 | 0 | 376.119 | 0 | 0 | 452.923
05/29 11:00:00 | 05 | 29 | 11 | USA_ID_Boise-AP-Gowen-Field-ANGB.726810_AMY_2024EPW | 58.0925 | 65.4748 | 0 | 197.7721 | 0 | 70.2072 | 17.3918 | 0 | 420.5709 | 0 | 0 | 677.6336
05/29 12:00:00 | 05 | 29 | 12 | USA_ID_Boise-AP-Gowen-Field-ANGB.726810_AMY_2024EPW | 60.6575 | 65.4748 | 0 | 240.9743 | 0 | 70.1672 | 18.0666 | 0 | 460.1175 | 0 | 0 | 308.3056
05/29 13:00:00 | 05 | 29 | 13 | USA_ID_Boise-AP-Gowen-Field-ANGB.726810_AMY_2024EPW | 63.1325 | 65.4748 | 0 | 285.7977 | 0 | 70.2419 | 17.0404 | 0 | 399.806 | 0 | 0 | 304.1295
05/29 14:00:00 | 05 | 29 | 14 | USA_ID_Boise-AP-Gowen-Field-ANGB.726810_AMY_2024EPW | 64.5275 | 65.4748 | 0 | 238.2993 | 0 | 70.2001 | 11.5158 | 0 | 275.5693 | 0 | 0 | 450.763
05/29 15:00:00 | 05 | 29 | 15 | USA_ID_Boise-AP-Gowen-Field-ANGB.726810_AMY_2024EPW | 65.525 | 65.4748 | 0 | 219.5974 | 0 | 70.1739 | 8.7812 | 0 | 215.2358 | 0 | 0 | 55.6198
05/29 16:00:00 | 05 | 29 | 16 | USA_ID_Boise-AP-Gowen-Field-ANGB.726810_AMY_2024EPW | 65.435 | 65.4748 | 0 | 250.7016 | 0 | 70.1951 | 8.8852 | 0 | 221.302 | 0 | 0 | 73.7268
05/29 17:00:00 | 05 | 29 | 17 | USA_ID_Boise-AP-Gowen-Field-ANGB.726810_AMY_2024EPW | 66.0125 | 65.4748 | 0 | 304.4861 | 0 | 70.3759 | 8.1298 | 0 | 176.8665 | 0 | 0 | 63.9569
05/29 18:00:00 | 05 | 29 | 18 | USA_ID_Boise-AP-Gowen-Field-ANGB.726810_AMY_2024EPW | 67.505 | 65.4748 | 0 | 276.2045 | 0 | 70.0934 | 0 | 0 | 0 | 0 | 0 | 0
05/29 19:00:00 | 05 | 29 | 19 | USA_ID_Boise-AP-Gowen-Field-ANGB.726810_AMY_2024EPW | 68 | 65.4748 | 0 | 254.3326 | 0 | 70.4399 | 0 | 0 | 0 | 0 | 0 | 0
05/29 20:00:00 | 05 | 29 | 20 | USA_ID_Boise-AP-Gowen-Field-ANGB.726810_AMY_2024EPW | 67.415 | 65.4748 | 0 | 199.431 | 0 | 70.7417 | 0 | 0 | 0 | 0 | 0 | 0
05/29 21:00:00 | 05 | 29 | 21 | USA_ID_Boise-AP-Gowen-Field-ANGB.726810_AMY_2024EPW | 65.36 | 65.4748 | 0 | 185.709 | 0 | 70.3887 | 0 | 0 | 0 | 0 | 0 | 0
05/29 22:00:00 | 05 | 29 | 22 | USA_ID_Boise-AP-Gowen-Field-ANGB.726810_AMY_2024EPW | 61.895 | 65.4748 | 0 | 220.9677 | 0 | 70.1012 | 4.1334 | 0 | 209.1188 | 0 | 0 | 0
05/29 23:00:00 | 05 | 29 | 23 | USA_ID_Boise-AP-Gowen-Field-ANGB.726810_AMY_2024EPW | 59.495 | 65.4748 | 0 | 212.8575 | 0 | 70.1491 | 8.6918 | 0 | 209.8928 | 0 | 0 | 110.2319
05/29 24:00:00 | 05 | 29 | 24 | USA_ID_Boise-AP-Gowen-Field-ANGB.726810_AMY_2024EPW | 57.3425 | 65.4748 | 0 | 185.0938 | 0 | 70.2442 | 17.3767 | 0 | 419.4911 | 0 | 0 | 180.2
05/30 01:00:00 | 05 | 30 | 01 | USA_ID_Boise-AP-Gowen-Field-ANGB.726810_AMY_2024EPW | 54.8675 | 65.6841 | 0 | 79.6428 | 0 | 70.2063 | 14.6394 | 0 | 359.0115 | 0 | 0 | 283.4335
05/30 02:00:00 | 05 | 30 | 02 | USA_ID_Boise-AP-Gowen-Field-ANGB.726810_AMY_2024EPW | 52.8875 | 65.6841 | 0 | 78.0535 | 0 | 70.1986 | 12.4722 | 0 | 331.9624 | 0 | 0 | 448.0293
05/30 03:00:00 | 05 | 30 | 03 | USA_ID_Boise-AP-Gowen-Field-ANGB.726810_AMY_2024EPW | 51.4925 | 65.6841 | 0 | 73.2944 | 0 | 70.1511 | 15.3853 | 0 | 402.859 | 0 | 0 | 332.9996
05/30 04:00:00 | 05 | 30 | 04 | USA_ID_Boise-AP-Gowen-Field-ANGB.726810_AMY_2024EPW | 49.91 | 65.6841 | 0 | 71.1964 | 0 | 70.1401 | 22.7667 | 0 | 636.0168 | 0 | 75.5601 | 695.5081
05/30 05:00:00 | 05 | 30 | 05 | USA_ID_Boise-AP-Gowen-Field-ANGB.726810_AMY_2024EPW | 48.4325 | 65.6841 | 0 | 72.1281 | 0 | 70.1775 | 13.1438 | 0 | 371.4761 | 0 | 168.8147 | 424.5554
05/30 06:00:00 | 05 | 30 | 06 | USA_ID_Boise-AP-Gowen-Field-ANGB.726810_AMY_2024EPW | 46.9475 | 65.6841 | 0 | 70.1412 | 0 | 70.1702 | 29.2604 | 0 | 717.4648 | 0 | 153.3941 | 847.1646
05/30 07:00:00 | 05 | 30 | 07 | USA_ID_Boise-AP-Gowen-Field-ANGB.726810_AMY_2024EPW | 46.04 | 65.6841 | 0 | 70.3894 | 0 | 70.187 | 18.7897 | 0 | 504.9909 | 0 | 161.2894 | 675.3004
05/30 08:00:00 | 05 | 30 | 08 | USA_ID_Boise-AP-Gowen-Field-ANGB.726810_AMY_2024EPW | 47.1125 | 65.6841 | 0 | 75.2927 | 0 | 70.088 | 23.2874 | 0 | 667.2986 | 0 | 142.9355 | 771.7968
05/30 09:00:00 | 05 | 30 | 09 | USA_ID_Boise-AP-Gowen-Field-ANGB.726810_AMY_2024EPW | 49.6775 | 65.6841 | 0 | 83.5777 | 0 | 70.0973 | 21.003 | 0 | 632.887 | 0 | 77.6207 | 672.4412
05/30 10:00:00 | 05 | 30 | 10 | USA_ID_Boise-AP-Gowen-Field-ANGB.726810_AMY_2024EPW | 52.64 | 65.6841 | 0 | 100.6921 | 0 | 70.1397 | 19.7528 | 0 | 559.464 | 0 | 0 | 671.4467
05/30 11:00:00 | 05 | 30 | 11 | USA_ID_Boise-AP-Gowen-Field-ANGB.726810_AMY_2024EPW | 55.6175 | 65.6841 | 0 | 99.5799 | 0 | 70.0729 | 21.2449 | 0 | 546.6275 | 0 | 0 | 764.7126
05/30 12:00:00 | 05 | 30 | 12 | USA_ID_Boise-AP-Gowen-Field-ANGB.726810_AMY_2024EPW | 58.0925 | 65.6841 | 0 | 121.3325 | 0 | 70.098 | 20.5501 | 0 | 505.713 | 0 | 0 | 748.3233
05/30 13:00:00 | 05 | 30 | 13 | USA_ID_Boise-AP-Gowen-Field-ANGB.726810_AMY_2024EPW | 60.6575 | 65.6841 | 0 | 143.9015 | 0 | 70.0575 | 20.8202 | 0 | 521.4225 | 0 | 0 | 739.9591
05/30 14:00:00 | 05 | 30 | 14 | USA_ID_Boise-AP-Gowen-Field-ANGB.726810_AMY_2024EPW | 63.1325 | 65.6841 | 0 | 119.9856 | 0 | 70.0706 | 14.2026 | 0 | 333.1795 | 0 | 0 | 441.7096
05/30 15:00:00 | 05 | 30 | 15 | USA_ID_Boise-AP-Gowen-Field-ANGB.726810_AMY_2024EPW | 64.5275 | 65.6841 | 0 | 110.5691 | 0 | 70.2603 | 14.1273 | 0 | 328.7345 | 0 | 0 | 395.3215
05/30 16:00:00 | 05 | 30 | 16 | USA_ID_Boise-AP-Gowen-Field-ANGB.726810_AMY_2024EPW | 66.0125 | 65.6841 | 0 | 126.2303 | 0 | 70.1762 | 8.8959 | 0 | 221.9213 | 0 | 0 | 83.779
05/30 17:00:00 | 05 | 30 | 17 | USA_ID_Boise-AP-Gowen-Field-ANGB.726810_AMY_2024EPW | 66.92 | 65.6841 | 0 | 153.3112 | 0 | 70.1486 | 9.296 | 0 | 459.0216 | 0 | 0 | 0
05/30 18:00:00 | 05 | 30 | 18 | USA_ID_Boise-AP-Gowen-Field-ANGB.726810_AMY_2024EPW | 66.92 | 65.6841 | 0 | 139.0712 | 0 | 70.1576 | 3.9765 | 0 | 205.4906 | 0 | 0 | 0
05/30 19:00:00 | 05 | 30 | 19 | USA_ID_Boise-AP-Gowen-Field-ANGB.726810_AMY_2024EPW | 67.505 | 65.6841 | 0 | 128.0586 | 0 | 70.1478 | 0 | 0 | 0 | 0 | 0 | 0
05/30 20:00:00 | 05 | 30 | 20 | USA_ID_Boise-AP-Gowen-Field-ANGB.726810_AMY_2024EPW | 66.9275 | 65.6841 | 0 | 100.4151 | 0 | 70.1325 | 0 | 0 | 0 | 0 | 0 | 0
05/30 21:00:00 | 05 | 30 | 21 | USA_ID_Boise-AP-Gowen-Field-ANGB.726810_AMY_2024EPW | 64.3625 | 65.6841 | 0 | 93.506 | 0 | 70.1267 | 4.5346 | 0 | 222.2108 | 0 | 0 | 0
05/30 22:00:00 | 05 | 30 | 22 | USA_ID_Boise-AP-Gowen-Field-ANGB.726810_AMY_2024EPW | 62.4725 | 65.6841 | 0 | 111.259 | 0 | 70.1927 | 8.3399 | 0 | 189.209 | 0 | 0 | 81.1324
05/30 23:00:00 | 05 | 30 | 23 | USA_ID_Boise-AP-Gowen-Field-ANGB.726810_AMY_2024EPW | 60.4025 | 65.6841 | 0 | 107.1755 | 0 | 70.1973 | 8.5438 | 0 | 201.2218 | 0 | 0 | 84.0838
05/30 24:00:00 | 05 | 30 | 24 | USA_ID_Boise-AP-Gowen-Field-ANGB.726810_AMY_2024EPW | 55.7825 | 65.6841 | 0 | 93.1962 | 0 | 70.1251 | 15.2305 | 0 | 393.6434 | 0 | 0 | 328.6927
05/31 01:00:00 | 05 | 31 | 01 | USA_ID_Boise-AP-Gowen-Field-ANGB.726810_AMY_2024EPW | 52.475 | 65.8922 | 0 | 90.3792 | 0 | 70.1939 | 12.6841 | 0 | 344.4549 | 0 | 0 | 445.5185
05/31 02:00:00 | 05 | 31 | 02 | USA_ID_Boise-AP-Gowen-Field-ANGB.726810_AMY_2024EPW | 51.4925 | 65.8922 | 0 | 88.5755 | 0 | 70.2223 | 12.5886 | 0 | 338.8127 | 0 | 0 | 445.5324
05/31 03:00:00 | 05 | 31 | 03 | USA_ID_Boise-AP-Gowen-Field-ANGB.726810_AMY_2024EPW | 49.91 | 65.8922 | 0 | 83.1749 | 0 | 70.147 | 12.3408 | 0 | 324.1816 | 0 | 87.7589 | 441.4512
05/31 04:00:00 | 05 | 31 | 04 | USA_ID_Boise-AP-Gowen-Field-ANGB.726810_AMY_2024EPW | 47.36 | 65.8922 | 0 | 80.7941 | 0 | 70.1851 | 18.8795 | 0 | 508.9906 | 0 | 160.5068 | 634.2391
05/31 05:00:00 | 05 | 31 | 05 | USA_ID_Boise-AP-Gowen-Field-ANGB.726810_AMY_2024EPW | 47.1125 | 65.8922 | 0 | 81.8514 | 0 | 70.1512 | 19.1939 | 0 | 527.1001 | 0 | 157.7677 | 670.0111
05/31 06:00:00 | 05 | 31 | 06 | USA_ID_Boise-AP-Gowen-Field-ANGB.726810_AMY_2024EPW | 46.9475 | 65.8922 | 0 | 79.5966 | 0 | 70.1709 | 19.041 | 0 | 518.7161 | 0 | 159.1 | 669.1503
05/31 07:00:00 | 05 | 31 | 07 | USA_ID_Boise-AP-Gowen-Field-ANGB.726810_AMY_2024EPW | 46.04 | 65.8922 | 0 | 79.8784 | 0 | 70.1141 | 20.5409 | 0 | 608.944 | 0 | 146.0319 | 673.0384
05/31 08:00:00 | 05 | 31 | 08 | USA_ID_Boise-AP-Gowen-Field-ANGB.726810_AMY_2024EPW | 48.185 | 65.8922 | 0 | 85.4426 | 0 | 70.1043 | 19.4255 | 0 | 614.558 | 0 | 138.409 | 558.7493
05/31 09:00:00 | 05 | 31 | 09 | USA_ID_Boise-AP-Gowen-Field-ANGB.726810_AMY_2024EPW | 52.145 | 65.8922 | 0 | 94.8444 | 0 | 70.2137 | 17.3314 | 0 | 417.0301 | 0 | 0 | 659.4991
05/31 10:00:00 | 05 | 31 | 10 | USA_ID_Boise-AP-Gowen-Field-ANGB.726810_AMY_2024EPW | 56.105 | 65.8922 | 0 | 114.266 | 0 | 70.1435 | 24.3711 | 0 | 630.0661 | 0 | 0 | 702.2633
05/31 11:00:00 | 05 | 31 | 11 | USA_ID_Boise-AP-Gowen-Field-ANGB.726810_AMY_2024EPW | 60.1625 | 65.8922 | 0 | 113.0038 | 0 | 70.1116 | 21.6108 | 0 | 618.3009 | 0 | 0 | 592.4133
05/31 12:00:00 | 05 | 31 | 12 | USA_ID_Boise-AP-Gowen-Field-ANGB.726810_AMY_2024EPW | 64.205 | 65.8922 | 0 | 137.6889 | 0 | 70.1451 | 22.4366 | 0 | 544.4943 | 0 | 0 | 761.9766
05/31 13:00:00 | 05 | 31 | 13 | USA_ID_Boise-AP-Gowen-Field-ANGB.726810_AMY_2024EPW | 68.165 | 65.8922 | 0 | 163.3002 | 0 | 70.1106 | 20.3679 | 0 | 494.8685 | 0 | 0 | 645.9442
05/31 14:00:00 | 05 | 31 | 14 | USA_ID_Boise-AP-Gowen-Field-ANGB.726810_AMY_2024EPW | 71.0525 | 65.8922 | 0 | 136.1604 | 0 | 70.0727 | 18.2268 | 0 | 419.4888 | 0 | 0 | 723.5306
05/31 15:00:00 | 05 | 31 | 15 | USA_ID_Boise-AP-Gowen-Field-ANGB.726810_AMY_2024EPW | 72.545 | 65.8922 | 0 | 125.4745 | 0 | 70.2272 | 16.6448 | 0 | 376.3389 | 0 | 0 | 257.8228
05/31 16:00:00 | 05 | 31 | 16 | USA_ID_Boise-AP-Gowen-Field-ANGB.726810_AMY_2024EPW | 73.5275 | 65.8922 | 0 | 143.2469 | 0 | 70.0661 | 13.9094 | 0 | 315.853 | 0 | 0 | 290.8175
05/31 17:00:00 | 05 | 31 | 17 | USA_ID_Boise-AP-Gowen-Field-ANGB.726810_AMY_2024EPW | 74.525 | 65.8922 | 0 | 173.9785 | 0 | 70.4024 | 0 | 0 | 0 | 0 | 0 | 0
05/31 18:00:00 | 05 | 31 | 18 | USA_ID_Boise-AP-Gowen-Field-ANGB.726810_AMY_2024EPW | 75.02 | 65.8922 | 0 | 157.8188 | 0 | 70.2501 | 0 | 0 | 0 | 0 | 0 | 0
05/31 19:00:00 | 05 | 31 | 19 | USA_ID_Boise-AP-Gowen-Field-ANGB.726810_AMY_2024EPW | 74.435 | 65.8922 | 0 | 145.3216 | 0 | 70.5021 | 0 | 0 | 0 | 0 | 0 | 0
05/31 20:00:00 | 05 | 31 | 20 | USA_ID_Boise-AP-Gowen-Field-ANGB.726810_AMY_2024EPW | 73.4525 | 65.8922 | 0 | 113.9517 | 0 | 70.443 | 6.6481 | 110.6598 | 0 | 0 | 0 | 0
05/31 21:00:00 | 05 | 31 | 21 | USA_ID_Boise-AP-Gowen-Field-ANGB.726810_AMY_2024EPW | 71.3825 | 65.8922 | 0 | 106.1112 | 0 | 70.4246 | 0 | 0 | 0 | 0 | 0 | 0
05/31 22:00:00 | 05 | 31 | 22 | USA_ID_Boise-AP-Gowen-Field-ANGB.726810_AMY_2024EPW | 67.835 | 65.8922 | 0 | 126.2574 | 0 | 70.0881 | 0 | 0 | 0 | 0 | 0 | 0
05/31 23:00:00 | 05 | 31 | 23 | USA_ID_Boise-AP-Gowen-Field-ANGB.726810_AMY_2024EPW | 63.29 | 65.8922 | 0 | 121.6234 | 0 | 70.1648 | 8.1298 | 0 | 176.7867 | 0 | 0 | 116.7827
05/31 24:00:00 | 05 | 31 | 24 | USA_ID_Boise-AP-Gowen-Field-ANGB.726810_AMY_2024EPW | 59.3225 | 65.8922 | 0 | 105.7596 | 0 | 70.1712 | 8.5404 | 0 | 201.0382 | 0 | 0 | 80.5501
06/01 01:00:00 | 06 | 01 | 01 | USA_ID_Boise-AP-Gowen-Field-ANGB.726810_AMY_2024EPW | 56.8475 | 66.0989 | 0 | 107.9798 | 0 | 70.1752 | 14.9071 | 0 | 374.6622 | 0 | 0 | 327.622
06/01 02:00:00 | 06 | 01 | 02 | USA_ID_Boise-AP-Gowen-Field-ANGB.726810_AMY_2024EPW | 55.4525 | 66.0989 | 0 | 105.825 | 0 | 70.2331 | 11.8948 | 0 | 298.0431 | 0 | 0 | 445.6427
06/01 03:00:00 | 06 | 01 | 03 | USA_ID_Boise-AP-Gowen-Field-ANGB.726810_AMY_2024EPW | 53.9675 | 66.0989 | 0 | 99.3726 | 0 | 70.2169 | 12.4615 | 0 | 331.3566 | 0 | 0 | 445.43
06/01 04:00:00 | 06 | 01 | 04 | USA_ID_Boise-AP-Gowen-Field-ANGB.726810_AMY_2024EPW | 52.475 | 66.0989 | 0 | 96.5281 | 0 | 70.1805 | 12.7909 | 0 | 350.8209 | 0 | 0 | 445.1607
06/01 05:00:00 | 06 | 01 | 05 | USA_ID_Boise-AP-Gowen-Field-ANGB.726810_AMY_2024EPW | 51.98 | 66.0989 | 0 | 97.7913 | 0 | 70.2015 | 17.9508 | 0 | 453.3386 | 0 | 0 | 667.6132
06/01 06:00:00 | 06 | 01 | 06 | USA_ID_Boise-AP-Gowen-Field-ANGB.726810_AMY_2024EPW | 51.98 | 66.0989 | 0 | 95.0975 | 0 | 70.0849 | 21.7972 | 0 | 579.0802 | 0 | 0 | 739.0642
06/01 07:00:00 | 06 | 01 | 07 | USA_ID_Boise-AP-Gowen-Field-ANGB.726810_AMY_2024EPW | 53.0525 | 66.0989 | 0 | 95.4341 | 0 | 70.1326 | 18.3479 | 0 | 476.8126 | 0 | 0 | 666.9694
06/01 08:00:00 | 06 | 01 | 08 | USA_ID_Boise-AP-Gowen-Field-ANGB.726810_AMY_2024EPW | 56.105 | 66.0989 | 0 | 102.082 | 0 | 70.1799 | 11.7577 | 0 | 289.9219 | 0 | 0 | 444.0968
06/01 09:00:00 | 06 | 01 | 09 | USA_ID_Boise-AP-Gowen-Field-ANGB.726810_AMY_2024EPW | 60.65 | 66.0989 | 0 | 113.3147 | 0 | 70.1364 | 11.8727 | 0 | 296.5828 | 0 | 0 | 444.4423
06/01 10:00:00 | 06 | 01 | 10 | USA_ID_Boise-AP-Gowen-Field-ANGB.726810_AMY_2024EPW | 65.69 | 66.0989 | 0 | 136.5184 | 0 | 70.1653 | 11.6424 | 0 | 283.0105 | 0 | 0 | 444.3658
06/01 11:00:00 | 06 | 01 | 11 | USA_ID_Boise-AP-Gowen-Field-ANGB.726810_AMY_2024EPW | 69.6575 | 66.0989 | 0 | 135.0105 | 0 | 70.1589 | 14.5403 | 0 | 353.1074 | 0 | 0 | 270.8962
06/01 12:00:00 | 06 | 01 | 12 | USA_ID_Boise-AP-Gowen-Field-ANGB.726810_AMY_2024EPW | 73.205 | 66.0989 | 0 | 164.5027 | 0 | 70.3001 | 8.7638 | 0 | 214.1621 | 0 | 0 | 71.2482
06/01 13:00:00 | 06 | 01 | 13 | USA_ID_Boise-AP-Gowen-Field-ANGB.726810_AMY_2024EPW | 76.0925 | 66.0989 | 0 | 195.1018 | 0 | 70.1926 | 8.6653 | 0 | 208.3662 | 0 | 0 | 69.4417
06/01 14:00:00 | 06 | 01 | 14 | USA_ID_Boise-AP-Gowen-Field-ANGB.726810_AMY_2024EPW | 78.6575 | 66.0989 | 0 | 162.6766 | 0 | 70.2949 | 5.7804 | 0 | 139.128 | 0 | 0 | 221.786
06/01 15:00:00 | 06 | 01 | 15 | USA_ID_Boise-AP-Gowen-Field-ANGB.726810_AMY_2024EPW | 81.1325 | 66.0989 | 0 | 149.9097 | 0 | 70.064 | 0 | 0 | 0 | 0 | 0 | 0
06/01 16:00:00 | 06 | 01 | 16 | USA_ID_Boise-AP-Gowen-Field-ANGB.726810_AMY_2024EPW | 82.04 | 66.0989 | 0 | 171.1432 | 0 | 70.4285 | 0 | 0 | 0 | 0 | 0 | 0
06/01 17:00:00 | 06 | 01 | 17 | USA_ID_Boise-AP-Gowen-Field-ANGB.726810_AMY_2024EPW | 81.455 | 66.0989 | 0 | 207.8595 | 0 | 70.5615 | 15.1869 | 275.0444 | 0 | 0 | 0 | 0
06/01 18:00:00 | 06 | 01 | 18 | USA_ID_Boise-AP-Gowen-Field-ANGB.726810_AMY_2024EPW | 80.96 | 66.0989 | 0 | 188.5529 | 0 | 70.4869 | 6.8682 | 167.4115 | 0 | 0 | 0 | 0
06/01 19:00:00 | 06 | 01 | 19 | USA_ID_Boise-AP-Gowen-Field-ANGB.726810_AMY_2024EPW | 82.0325 | 66.0989 | 0 | 173.6219 | 0 | 70.4992 | 14.8792 | 321.9989 | 0 | 0 | 0 | 0
06/01 20:00:00 | 06 | 01 | 20 | USA_ID_Boise-AP-Gowen-Field-ANGB.726810_AMY_2024EPW | 81.8675 | 66.0989 | 0 | 136.143 | 0 | 70.5232 | 38.0189 | 670.9288 | 0 | 0 | 0 | 0
06/01 21:00:00 | 06 | 01 | 21 | USA_ID_Boise-AP-Gowen-Field-ANGB.726810_AMY_2024EPW | 79.4 | 66.0989 | 0 | 126.7755 | 0 | 70.5403 | 26.8454 | 491.1156 | 0 | 0 | 0 | 0
06/01 22:00:00 | 06 | 01 | 22 | USA_ID_Boise-AP-Gowen-Field-ANGB.726810_AMY_2024EPW | 74.765 | 66.0989 | 0 | 150.8451 | 0 | 70.614 | 16.5136 | 221.7606 | 0 | 0 | 0 | 0
06/01 23:00:00 | 06 | 01 | 23 | USA_ID_Boise-AP-Gowen-Field-ANGB.726810_AMY_2024EPW | 70.8875 | 66.0989 | 0 | 145.3086 | 0 | 70.4052 | 0 | 0 | 0 | 0 | 0 | 0
06/01 24:00:00 | 06 | 01 | 24 | USA_ID_Boise-AP-Gowen-Field-ANGB.726810_AMY_2024EPW | 67.835 | 66.0989 | 0 | 126.3555 | 0 | 70.3017 | 8.279 | 98.922 | 0 | 0 | 0 | 0

## Model In
Run Label | Timesteps Per Hour | Weather File | Building Orientation [deg] | Conditioned Footprint Area [ft^2] | Average Number of Stories Above Foundation | Average Ceiling Height Per Story [ft] | Building Width to Depth Ratio | Roof Pitch | Exterior Non-Foundation Wall Input Methd | Exterior Non-Foundation Wall Pre-Defined Constructions | Exterior Non-Foundation Wall Overall Effective R-Value [h-ft^2-F/Btu] | Ceiling And Roof Input Methd | Ceiling And Roof Construction | Ceiling Overall Effective R-Value [h-ft^2-F/Btu] | Attic Vented [Y/N] | Floor and Foundation Input Methd | Foundation And Floor Construction | Foundation Type | Floor Overall Effective R-Value [h-ft^2-F/Btu] | Slab Perimeter Insulation R-Value [h-ft^2-F/Btu] | Full Under-Slab Insulation R-Value [h-ft^2-F/Btu] | Slab Thermal Break Insulation R-Value [h-ft^2-F/Btu] | Basement Wall Insulation R-Value [h-ft^2-F/Btu] | Foundation Vented [Y/N] | Window U-Value [Btu/h-ft^2-F] | Window Solar Heat Gain Coefficient | Window Shades [Y/N] | Window-to-Wall Ratio, Front [%] | Window-to-Wall Ratio, Back [%] | Window-to-Wall Ratio, Left [%] | Window-to-Wall Ratio, Right [%] | Conditioned Envelope Infiltration [ACH50] | Primary HVAC Type | HVAC Sizing Method | Primary Heating Capacity Units | Primary Rated Heating Capacity [@47F OAT] | Primary Cooling Capacity Units | Primary Rated Cooling Capacity [@95F OAT] | ASHP Backup Heat Type | ASHP Backup Heat Capacity Units | ASHP Backup Heat Capacity | ASHP Backup Heat Lockout Temp [deg F] | ASHP Compressor Lockout Temp [deg F] | Non-Electric Furnace AFUE [%] | Supply Duct Leakage [%] | Supply Duct Insulation Nominal R-Value [h-ft^2-F/Btu] | Return Duct Leakage [%] | Return Duct Insulation Nominal R-Value [h-ft^2-F/Btu] | Supplemental Heating Source | Supplemental Heating Source Capacity Units | Supplemental Heating Source Capacity | Supplemental Heating Source Efficiency | Fraction of Home Served by Supplemental Heating Source | Heating Setpoint Schedule Method | Heating 8760 Schedule Name | Heating Setpoint 1 [deg F] | Heating Setpoint 1 End Time [HH:MM] | Heating Setpoint 2 [deg F] | Heating Setpoint 2 End Time [HH:MM] | Heating Setpoint 3 [deg F] | Heating Setpoint 3 End Time [HH:MM] | Heating Setpoint 4 [deg F] | Heating Setpoint 4 End Time [HH:MM] | Heating Setpoint 5 [deg F] | Heating Setpoint 5 End Time [HH:MM] | Heating Setpoint 6 [deg F] | Heating Setpoint 6 End Time [HH:MM] | Heating Setpoint 7 [deg F] | Heating Setpoint 7 End Time [HH:MM] | Heating Setpoint 8 [deg F] | Heating Setpoint 8 End Time [HH:MM] | Cooling Setpoint Schedule Method | Cooling 8760 Schedule Name | Cooling Setpoint 1 [deg F] | Cooling Setpoint 1 End Time [HH:MM] | Cooling Setpoint 2 [deg F] | Cooling Setpoint 2 End Time [HH:MM] | Cooling Setpoint 3 [deg F] | Cooling Setpoint 3 End Time [HH:MM] | Cooling Setpoint 4 [deg F] | Cooling Setpoint 4 End Time [HH:MM] | Cooling Setpoint 5 [deg F] | Cooling Setpoint 5 End Time [HH:MM] | Cooling Setpoint 6 [deg F] | Cooling Setpoint 6 End Time [HH:MM] | Cooling Setpoint 7 [deg F] | Cooling Setpoint 7 End Time [HH:MM] | Cooling Setpoint 8 [deg F] | Cooling Setpoint 8 End Time [HH:MM] | Thermostat Hysteresis Range [deg F] | Natural Ventilation Setpoint Temperature [deg F] | Water Heater | Water Heater Setpoint Schedule | Number Of People | Interior Lighting Power Density [W/ft^2] | Exterior Lighting Power [W] | Range | Dryer | Refrigerator | Clothes Washer | Dishwasher | Misc Electric Gains [Max W] | Misc Electric Gains Schedule | Misc Gas Gains [Max Btu/h] | Misc Gas Gains Schedule
USA_ID_Boise-AP-Gowen-Field-ANGB.726810_AMY_2024EPW | 12 | USA_ID_Boise-AP-Gowen-Field-ANGB.726810_AMY_2024EPW | 0 | 2102 | 1.5 | 9.3238 | 0.4 | 4-12 (Low-Moderate Slope) | Overall Effective R-Value |  | 16.2727 | Ceiling Overall Effective R-Value (Assumes Uninsulated Roof) |  | 25.5918 | Yes | Foundation Type with Effective R-Values |  | Heated Basement |  |  |  |  | 0 | No | 0.51152 | 0.59205 | Yes | 0.07925 | 0.16576 | 0.017672 | 0.25772 | 6.39 | Variable Speed ASHP HPHC Observed Top | Manual | kBtu/h | 47 | kBtu/h | 47 | Electric | kW | 24 | 65 | -20 |  | 0.091605 | 2.2404 | 0.1399 | 1.424 | [5 empty] | Daily Schedule (enter setpoint values/end times at right) |  | 69.6 | 24:00 | [14 empty] | Daily Schedule (enter setpoint values/end times at right) |  | 71 | 24:00 | [14 empty] | 0.45 |  | No |  | 1 | 0 | 0 | No | No | No | No | No | 1006.9041 | SITE_00707-2021-MISC | 0

## Run Characteristics
EnergyPlus Directory | C:\EnergyPlusV22-2-0\energyplus.exe
Model Input Template Directory | C:\Users\logan\OneDrive\Desktop\REEDRRepos\REEDREnv\REEDR\Model Input Template 2.xlsx
Simulation Type | Sub-Annual
Simulation Begin Month | 1
Simulation Begin Day | 1
Simulation End Month | 6
Simulation End Day | 1
Output Granularity | Hourly
Output End Uses | All_End_Uses
Run Complete Timestamp | 2026-06-17 14:27:08.053735-07:00 US Pacific Time